## Cover Page
Price Book - HIGH
Revision 01-08-2021
0
Integrated Biometric Readers

## Section 1 -Table of Contents
Table of Contents
1 | Table of Contents
2 | Sielox Class
Sielox Class Network Appliance & Software
Professional Services & Support
Sielox Class Accessories
Sielox Class Replacement Appliances
3 | Sielox AnyWare
Sielox AnyWare Network Appliance & Software
Sielox AnyWare Packages
Professional Services & Support
Sielox AnyWare Accessories
Sielox AnyWare Replacement Appliances
4 | Pinnacle (Windows OS)
Pinnacle Packages
Pinnacle Software / Upgrades / Add-Ons
Database / Imports / Partioning / Exchange
HID Easylobby - Visitor Management Software
Kaplogic - AEGIS3 - PSIM Software
HID pivClass - Government Solutions
5 | Support Agreements
Pinnacle, Sielox AnyWare, & Sielox Class
Third Party Software
Locks
6 | Servers & Workstations
Mini-Tower Workstations
Tower Servers / Rack Servers
Services & Software
7 | Controllers
2-8 Door 1700 Controller Packages
I / O Expansion Units
Enclosures
1700 Controller Accessories
I/O Backplane - Elevator Control / Aux. Inputs / Outputs
Power Supplies
Legacy Products (1500 / 1200 / 900 / 600)
8 | Power Supplies
Altronix Power Supplies
Life Safety Power Supplies
Life Safety Flexpower Vantage
Enclosures
Power Supply Accessories
POE
Rackmount Power Supplies
9 | Readers & Keypads
Sielox Mirage / Performa
Enrollment Readers
Schlage Biometrics
Farpointe Mobile Readers
Farpointe Readers
HID Standard Readers
HID Mobile Readers
AWID
Liftmaster
Integrated Biometrics
NEDAP
ZK Teco
CYPRESS
10 | Cards & Credentials
Sielox Mirage
Schlage
Farpointe
HID
AWID
NEDAP
11 | Printers & Supplies
Fargo
Supplies & Accessories
12 | Locks - ASSA ABLOY
Accessories
Locks
Support
13 | Locks - Schlage
Network Electronic Locks - AD300 / AD400 / Accessories
NDE Wireless Locks
LE Wireless Locks
Stand Alone Electronic Locks
System Components
Support
14 | Video - Costar
Analog & IP Cameras
Video Recorders
Asset Protection Services
15 | Service & Repair
Professional Services
Hardware Replacements
Product Training
Repairs & Advance Replacements
AnyWare & Class Replacements
End User Support
0
Integrated Biometric Readers

## Section 2 - Sielox Class
2 - Sielox Class - Crisis Lockdown Alert Status System
Sielox Class Network Appliance
NEW Sielox Part Number | Obsolete Model Number (for reference ONLY, please use NEW part number when ordering) | Description | List
CL-SLX-DEMO | AC-Class -Demo | System includes Network Appliance, Preloaded Sielox Class Demo Software, and 12VDC Transformer. (1 Year Warranty – Software & Appliance). System comes preloaded w/ pre-configured maps, users, and filters. Limited to 1 Per Certified Sielox Integrator | 1500
CL-SLX-75DT | AC-Class 75-DT | Sielox Class 75 - Desktop Network Appliance - System includes Network Appliance, Preloaded Sielox Class 75 Software, and 12VDC Transformer. (1 Year Warranty – Software & Appliance). System supports 75 locations and 265 Users (225 Initiators, 40 Responders). Desktop Appliance Dimensions- 8" x 8" x 2" | 4144
CL-SLX-751U | AC-Class 75-1U | Sielox Class 75 - 1U Rackmount Network Appliance - System includes Network Appliance, Preloaded Sielox Class 75 Software, and 12VDC Transformer. (1 Year Warranty – Software & Appliance). System supports 75 locations and 265 Users (225 Initiators, 40 Responders). 1U Rackmount Appliance Dimensions- 17" x 13" x 1.75" | 4444
CL-SLX-150DT | AC-Class 150-DT | Sielox Class 150 Desktop Network Appliance - System includes Network Appliance, Preloaded Sielox Class 150 Software, and 12VDC Transformer. (1 Year Warranty – Software & Appliance). System supports 150 locations and 525 Users (450 Initiators, 75 Responders). Desktop Appliance Dimensions- 8" x 8" x 2" | 7167
CL-SLX-1501U | AC-Class 150-1U | Sielox Class 150 1U Rackmount Network Appliance - System includes Network Appliance, Preloaded Sielox Class 150 Software, and 12VDC Transformer. (1 Year Warranty – Software & Appliance). System supports 150 locations and 525 Users (450 Initiators, 75 Responders). 1U Rackmount Appliance Dimensions- 17" x 13" x 1.75" | 7467
CL-SLX-3001U | AC-Class 300-1U | Sielox Class 300 1U Rackmount Network Appliance System includes Network Appliance, Preloaded Sielox Class 300 Software, and 12VDC Transformer. (1 Year Warranty – Software & Appliance). System supports 300 locations and 1,050 Users (900 Initiators , 150 Responders). 1U Rackmount Appliance Dimensions- 17" x 13" x 1.75" | 11772
CL-SLX-5001U | AC-Class 500-1U | Sielox Class 500 1U Rackmount Network Appliance System includes Network Appliance, Preloaded Sielox Class 500 Software, and 12VDC Transformer. (1 Year Warranty – Software & Appliance). System supports 500 locations and 1,150 Users (1,000 Initiators , 150 Responders) 1U Rackmount Appliance Dimensions- 17" x 13" x 1.75" | 14922
Sielox Class Professional Services
IMPORTANT NOTES: - Sielox will not begin any Class Professional Services until Certified Sielox Integrator completes the initial one-hour consult webinar and one-hour completed services summary webinar. - Certified Sielox Integrator must also send in the entire completed Deployment Guide before Sielox begins any Class Professional Services. - Any changes/adjustments that need to be made to the Class system after the appliance has shipped will be billed at $150 per hour.
NEW Sielox Part Number | Obsolete Model Number (for reference ONLY, please use NEW part number when ordering) | Description | List
PS-SLX-Class 75DS | AC-PS-Class 75 | Sielox Class 75 - Deployment Services - System is preloaded with the following end-user information supplied by Certified Sielox Integrator using supplied file format. [user database, user groups, email/text alerts, floor plans, locations, up to 8 color condition label(s), color condition order, up to 5 Alert Level instruction pop-ups, up to 4 Alert Level and up to 8 condition pop-up alerts, up to 10 Highlight Event triggers]. Includes initial one hour consult webinar and one hour completed services summary webinar. If resolution on floor plan files is unusable for Class system, charges will be added to re-draw maps (PS-SLX-ADDCALL). | 900
PS-SLX-Class 75IS | AC-PS-Class 75KIT | Sielox Class 75 - Integration Services - Includes configuration of Action URL's [up to 75 live video pop-ups, configuration of outputs for integration of Access Control Lockdown, paging systems, video and mass notification for up to 60 outputs. Configuration of inputs for integration of buttons, motion sensors, readers etc...for up to 75 location inputs. | 900
PS-SLX-Class 150DS | AC-PS-Class 150 | Sielox Class 150 - Deployment Services - System is preloaded with the following end-user information supplied by Certified Sielox Integrator using supplied file format. [user database, user groups, email/text alerts, floor plans, locations, up to 8 color condition label(s), color condition order, up to 5 Alert Level instruction pop-ups, up to 4 Alert Level and up to 8 condition pop-up alerts, up to 10 Highlight Event triggers]. Includes initial one hour consult webinar and one hour completed services summary webinar. If resolution on floor plan files is unusable for Class system, charges will be added to re-draw maps (PS-SLX-ADDCALL). | 1500
PS-SLX-Class 150IS | AC-PS-Class 150KIT | Sielox Class 150 - Integration Services - Includes configuration of Action URL's [up to 150 live video pop-ups, configuration of outputs for integration of Access Control Lockdown, paging systems, video and mass notification for up to 60 outputs. Configuration of inputs for integration of buttons, motion sensors, readers etc...for up to 150 location inputs. | 1500
PS-SLX-Class 300DS | AC-PS-Class 300 | Sielox Class 300 - Deployment Services - System is preloaded with the following end-user information supplied by Certified Sielox Integrator using supplied file format. [user database, user groups, email/text alerts, floor plans, locations, up to 8 color condition label(s), color condition order, up to 5 Alert Level instruction pop-ups, up to 4 Alert Level and up to 8 condition pop-up alerts, up to 10 Highlight Event triggers]. Includes initial one hour consult webinar and one hour completed services summary webinar. If resolution on floor plan files is unusable for Class system, charges will be added to re-draw maps (PS-SLX-ADDCALL). | 2250
PS-SLX-Class 300IS | AC-PS-Class 300KIT | Sielox Class 300 - Integration Services - Includes configuration of Action URL's [up to 300 live video pop-ups, configuration of outputs for integration of Access Control Lockdown, paging systems, video and mass notification for up to 60 outputs. Configuration of inputs for integration of buttons, motion sensors, readers etc...for up to 300 location inputs. | 2250
PS-SLX-Class 500DS | AC-PS-Class 500 | Sielox Class 500 - Deployment Services - System is preloaded with the following end-user information supplied by Certified Sielox Integrator using supplied file format. [user database, user groups, email/text alerts, floor plans, locations, up to 8 color condition label(s), color condition order, up to 5 Alert Level instruction pop-ups, up to 4 Alert Level and up to 8 condition pop-up alerts, up to 10 Highlight Event triggers]. Includes initial one hour consult webinar and one hour completed services summary webinar. If resolution on floor plan files is unusable for Class system, charges will be added to re-draw maps (PS-SLX-ADDCALL). | 3000
PS-SLX-Class 500IS | AC-PS-Class 500KIT | Sielox Class 500 - Integration Services - Includes configuration of Action URL's [up to 500 live video pop-ups, configuration of outputs for integration of Access Control Lockdown, paging systems, video and mass notification for up to 60 outputs. Configuration of inputs for integration of buttons, motion sensors, readers etc...for up to 500 location inputs. | 3000
PS-SLX-ADDCALL | 126834 | Additional Phone Calls (per hour). | 225
Sielox Class End User Support Agreement
Sielox Class Support Agreement
NEW Sielox Part Number | Obsolete Model Number (for reference ONLY, please use NEW part number when ordering) | Description | List
PS-SLX-EUSA-Class 75 | AC-EUSA-Class 75 | 1 Year - Annual End User Support Agreement for Class 75 | 900
PS-SLX-EUSA-Class 150 | AC-EUSA-Class 150 | 1 Year - Annual End User Support Agreement for Class 150 | 1800
PS-SLX-EUSA-Class 300 | AC-EUSA-Class 300 | 1 Year - Annual End User Support Agreement for Class 300 | 3000
PS-SLX-EUSA-Class 500 | AC-EUSA-Class 500 | 1 Year - Annual End User Support Agreement for Class 500 | 3000
SA-SLX-CL75 | AC-SWM-Class 75 | 1 Year - Annual Support Agreement for Sielox Class 75 - Agreement is Required for Technical Support & Software Updates. Support includes Software Only. Hardware not included. Please refer to CSI Ordering Guide. | 375
SA-SLX-CL150 | AC-SWM-Class 150 | 1 Year - Annual Support Agreement for Sielox Class 150 - Agreement is Required for Technical Support & Software Updates. Support includes Software Only. Hardware not included. Please refer to CSI Ordering Guide. | 750
SA-SLX-CL300 | AC-SWM-Class 300 | 1 Year - Annual Support Agreement for Sielox Class 300 - Agreement is Required for Technical Support & Software Updates. Support includes Software Only. Hardware not included. Please refer to CSI Ordering Guide. | 1200
SA-SLX-CL500 | AC-SWM-Class 500 | 1 Year - Annual Support Agreement for Sielox Class 500 - Agreement is Required for Technical Support & Software Updates. Support includes Software Only. Hardware not included. Please refer to CSI Ordering Guide. | 1500
SA-SLX-CL75-3 | AC-SWM3-Class 75 | 3 Year - Support Agreement for Sielox Class 75 - Agreement is Required for Technical Support & Software Updates. Support includes Software Only. Hardware not included. Please refer to CSI Ordering Guide. | 900
SA-SLX-CL150-3 | AC-SWM3-Class 150 | 3 Year Support Agreement for Sielox Class 150 - Agreement is Required for Technical Support & Software Updates. Support includes Software Only. Hardware not included. Please refer to CSI Ordering Guide. | 1800
SA-SLX-CL300-3 | AC-SWM3-Class 300 | 3 Year Support Agreement for Sielox Class 300 - Agreement is Required for Technical Support & Software Updates. Support includes Software Only. Hardware not included. Please refer to CSI Ordering Guide. | 2880
SA-SLX-CL500-3 | AC-SWM3-Class 500 | 3 Year Support Agreement for Sielox Class 500 - Agreement is Required for Technical Support & Software Updates. Support includes Software Only. Hardware not included. Please refer to CSI Ordering Guide. | 3600
Sielox Class Upgrades
NEW Sielox Part Number | Obsolete Model Number (for reference ONLY, please use NEW part number when ordering) | Description | List
CL-SLX-752150 | AC-Class 75-2-150 | Upgrade Sielox Class 75 to Sielox Class 150 | Call for Quote
CL-SLX-1502300 | AC-Class 150-2-300 | Upgrade Sielox Class 150 to Sielox Class 300 | Call for Quote
CL-SLX-3002500 | AC-Class 300-2-500 | Upgrade Sielox Class 300 to Sielox Class 500 | Call for Quote
Sielox Class Accessories
AC-SLX-VESAMP02 | AC-VESA-MP02 | VESA Mounting Plate for Sielox Class 50 / 100 & AnyWare 40. Allows for easy mounting to standard VESA Mounting holes. Mount Sielox Class or AnyWare™ appliances directly to rear of monitor or TV. | 38
CN-SLX-1700-IOBKPLNKT | AC-1700-MS-IO | AC-1700 I/O Backplane Kit: Includes: AC-1700-BP7 I/O Backplane, AC-1700-IOMP Mounting Plate, AC-PR12 and AC-PWRS Standard Power Supply. Requires Input or Output Modules (CN-SLX-1700-INEXPKT or CN-SLX-1700-OTEXPKT). Enclosure not included. | 602
CN-SLX-1700-INEXPKT | AC-IEK | Input Expansion Kit - AC-INP Input Module and Connectors - 8 Inputs (Supervised /Unsupervised) For AC1700, AC1500, & AC1200 I/O Backplanes. | 203
CN-SLX-1700-OTEXPKT | AC-OEK | Output Expansion Kit - AC-OUT Output Module and Connectors - 8 Outputs. For AC1700, AC1500, & AC1200 I/O Backplanes. | 263
CN-SLX-1700-75E1-2D | AC-1700-75E1-2D | 2-Reader Ethernet/RS485 Kit: Supports 2 Door Strikes, 2 Door Contacts, 2 REX Inputs, 4 Sup./Unsup. Inputs, 4 Sup./Unsup. Outputs . Includes SLX75-E1 - Holds 1 Controller. | 1227
CN-SLX-1700-75E2-2D | AC-1700-75E2-2D | 2-Reader Ethernet/RS485 Kit: Supports 2 Door Strikes, 2 Door Contacts, 2 REX Inputs, 4 Sup./Unsup. Inputs, 4 Sup./Unsup. Outputs . Includes SLX75-E2 - Holds 2 Controllers. | 1266
CN-SLX-LGENCL | AC-ENCL | AC-1700 Large Enclosure. Holds up to 4 controllers. Dimensions- 17” x 22” x 3.5” (40.64 cm x 50.80 cm x 8.99 cm) | 225
See Controller Section #7 for additional Controllers, Enclosures and Power Supplies
Sielox Class Relicensing Services & Replacement Appliances for OUT OF WARRANTY Systems
NEW Sielox Part Number | Obsolete Model Number (for reference ONLY, please use NEW part number when ordering) | Description | List
CL-SLX-75DTR | AC-Class 75-DT-R | Replacement Class 75 Desktop Appliance for Out of Warranty Systems. | 1650
CL-SLX-150DTR | AC-Class 150-DT-R | Replacement Class 150 Desktop Appliance for Out of Warranty Systems. | 1650
CL-SLX-751UR | AC-Class 75-1U-R | Replacement Class 75 Rackmount Appliance for Out of Warranty Systems. | 1650
CL-SLX-1501UR | AC-Class 150-1U-R | Replacement Class 150 Rackmount Appliance for Out of Warranty Systems. | 1650
CL-SLX-3001UR | AC-Class 300-1U-R | Replacement Class 300 Rackmount Appliance for Out of Warranty Systems. | 2250
CL-SLX-5001UR | AC-Class 500-1U-R | Replacement Class 500 Rackmount Appliance for Out of Warranty Systems. | 2250

## Section 3 - Sielox AnyWare
3 - Sielox AnyWare - Browser Based Access Control
NEW Sielox Part Number | Obsolete Model Number (for reference ONLY, please use NEW part number when ordering) | Description | List
AW8-SLX-DT01 | AC-AW8-DT | System includes Network Appliance, Preloaded with Sielox AnyWare 8 Software and a 12VDC Transformer. (1 Year Warranty – Software & Appliance) System supports up to 8 Doors, 25K Cardholders, 256 Access Levels, and 64 Time Zones. Desktop Appliance Dimensions- 8" x 8" x 2". Sielox AnyWare 8- Cannot be Upgraded. Larger Systems require the purchase of AnyWare 40. | 600
AW8-SLX-1U01 | AC-AW8-1U | System includes Network Appliance, Preloaded with Sielox AnyWare 8 Software and a 12VDC Transformer. (1 Year Warranty – Software & Appliance) System supports up to 8 Doors, 25K Cardholders, 256 Access Levels, and 64 Time Zones. 1U Rackmount Appliance Dimensions- 17" x 13" x 1.75". Sielox AnyWare 8 - Cannot be Upgraded. Larger Systems require the purchase of AnyWare 40. | 900
AW40-SLX-DT02 | AC-AW40-DT | System includes Network Appliance, Preloaded with Sielox AnyWare 40 Software and a 12VDC Transformer. (1 Year Warranty – Software & Appliance) System supports up to 40 Doors, 25K Cardholders, 256 Access Levels, and 64 Time Zones. Desktop Appliance Dimensions- 8" x 8" x 2" | 1200
AW40-SLX-1U02 | AC-AW40-1U | System includes Network Appliance, Preloaded with Sielox AnyWare 40 Software and a 12VDC Transformer. (1 Year Warranty – Software & Appliance) System supports up to 40 Doors, 25K Cardholders, 256 Access Levels, and 64 Time Zones. 1U Rackmount Appliance Dimensions- 17" x 13" x 1.75" | 1500
Sielox AnyWare 8 Package - with Integrated Uninterruptible Power Supply & Small Enclosure - SLX75-E2 - (16" x 20")
AW8-SLX-DT01-75E2-2D | AC-AW8-DT-75E2-2D | Package Includes (Sielox AnyWare 8 Desktop Network Appliance, (1) AC1700 2 -Door Controller, SLX75-E2 UPS Power Supply and Enclosure -16" x 20"). Sielox AnyWare 8- Cannot be Upgraded. Larger Systems require the purchase of AnyWare 40. | 1619
AW8-SLX-1U01-75E2-2D | AC-AW8-1U-75E2-2D | Package Includes (Sielox AnyWare 8 1U Rack Mount Network Appliance, (1) AC1700 2 -Door Controller, SLX75-E2 UPS Power Supply and Enclosure -16" x 20"). Sielox AnyWare 8- Cannot be Upgraded. Larger Systems require the purchase of AnyWare 40. | 1919
AW8-SLX-DT01-75E2-4D | AC-AW8-DT-75E2-4D | Package Includes (Sielox AnyWare 8 Desktop Network Appliance, (2) AC1700 2 -Door Controller, SLX75-E2 UPS Power Supply and Enclosure -16" x 20"). Sielox AnyWare 8- Cannot be Upgraded. Larger Systems require the purchase of AnyWare 40. | 2601
AW8-SLX-1U01-75E2-4D | AC-AW8-1U-75E2-4D | Package Includes (Sielox AnyWare 8 1U Rack Mount Network Appliance, (2) AC1700 2 -Door Controller, SLX75-E2 UPS Power Supply and Enclosure -16" x 20"). Sielox AnyWare 8- Cannot be Upgraded. Larger Systems require the purchase of AnyWare 40. | 2901
Sielox AnyWare 8 Packages with Integrated Uninterruptible Power Supply & Large Enclosure - SLX150-E4 - (20" x 24")
AW8-SLX-DT01-150E4-2D | AC-AW8-DT-150E4-2D | Package Includes (Sielox AnyWare 8 Desktop Network Appliance, (1) AC1700 2 -Door Controller, SLX150-E4 UPS Power Supply and Enclosure -20" x 24"). Sielox AnyWare 8- Cannot be Upgraded. Larger Systems require the purchase of AnyWare 40. | 1766
AW8-SLX-1U01-150E4-2D | AC-AW8-1U-150E4-2D | Package Includes (Sielox AnyWare 8 1U Rack Mount Network Appliance, (1) AC1700 2 -Door Controller, SLX150-E4 UPS Power Supply and Enclosure -20" x 24"). Sielox AnyWare 8- Cannot be Upgraded. Larger Systems require the purchase of AnyWare 40. | 2066
AW8-SLX-DT01-150E4-4D | AC-AW8-DT-150E4-4D | Package Includes (Sielox AnyWare 8 Desktop Network Appliance, (2) AC1700 2 -Door Controller, SLX150-E4 UPS Power Supply and Enclosure -20" x 24"). Sielox AnyWare 8- Cannot be Upgraded. Larger Systems require the purchase of AnyWare 40. | 2748
AW8-SLX-1U01-150E4-4D | AC-AW8-1U-150E4-4D | Package Includes (Sielox AnyWare 8 1U Rack Mount Network Appliance, (2) AC1700 2 -Door Controller, SLX150-E4 UPS Power Supply and Enclosure -20" x 24"). Sielox AnyWare 8- Cannot be Upgraded. Larger Systems require the purchase of AnyWare 40. | 3048
AW8-SLX-DT01-150E4-6D | AC-AW8-DT-150E4-6D | Package Includes (Sielox AnyWare 8 Desktop Network Appliance, (3) AC1700 2 -Door Controller, SLX150-E4 UPS Power Supply and Enclosure -20" x 24"). Sielox AnyWare 8- Cannot be Upgraded. Larger Systems require the purchase of AnyWare 40. | 3731
AW8-SLX-1U01-150E4-6D | AC-AW8-1U-150E4-6D | Package Includes (Sielox AnyWare 8 1U Rack Mount Network Appliance, (3) AC1700 2 -Door Controller, SLX150-E4 UPS Power Supply and Enclosure -20" x 24"). Sielox AnyWare 8- Cannot be Upgraded. Larger Systems require the purchase of AnyWare 40. | 4031
AW8-SLX-DT01-150E4-8D | AC-AW8-DT-150E4-8D | Package Includes (Sielox AnyWare 8 Desktop Network Appliance, (4) AC1700 2 -Door Controller, SLX150-E4 UPS Power Supply and Enclosure -20" x 24"). Sielox AnyWare 8- Cannot be Upgraded. Larger Systems require the purchase of AnyWare 40. | 4713
AW8-SLX-1U01-150E4-8D | AC-AW8-1U-150E4-8D | Package Includes (Sielox AnyWare 8 1U Rack Mount Network Appliance, (4) AC1700 2 -Door Controller, SLX150-E4 UPS Power Supply and Enclosure -20" x 24"). Sielox AnyWare 8- Cannot be Upgraded. Larger Systems require the purchase of AnyWare 40. | 5013
Sielox AnyWare 40 Package with Integrated Uninterruptible Power Supply & Small Enclosure - SLX75-E2 - (16" x 20")
AW40-SLX-DT02-75E2-2D | AC-AW40-DT-75E2-2D | Package Includes (Sielox AnyWare 40, Desktop Network Appliance, (1) AC1700 2 -Door Controller, SLX75-E2 UPS Power Supply and Enclosure -16" x 20"). | 2219
AW40-SLX-1U02-75E2-2D | AC-AW40-1U-75E2-2D | Package Includes (Sielox AnyWare 40, 1U Rack Mount Network Appliance, (1) AC1700 2 -Door Controller, SLX75-E2 UPS Power Supply and Enclosure -16" x 20"). | 2619
AW40-SLX-DT02-75E2-4D | AC-AW40-DT-75E2-4D | Package Includes (Sielox AnyWare 40 Desktop Network Appliance, (2) AC1700 2 -Door Controller, SLX75-E2 UPS Power Supply and Enclosure -16" x 20"). | 3201
AW40-SLX-1U02-75E2-4D | AC-AW40-1U-75E2-4D | Package Includes (Sielox AnyWare 40 1U Rack Mount Network Appliance, (2) AC1700 2 -Door Controller, SLX75-E2 UPS Power Supply and Enclosure -16" x 20"). | 3501
Sielox AnyWare 40 Packages w/ Integrated Uninterruptible Power Supply & Large Enclosure - SLX150-E4 - (20" x 24")
AW40-SLX-DT02-150E4-2D | AC-AW40-DT-150E4-2D | Package Includes (Sielox AnyWare 40, Desktop Network Appliance, (1) AC1700 2 -Door Controller, SLX150-E4 UPS Power Supply and Enclosure -20" x 24"). | 2386
AW40-SLX-1U02-150E4-2D | AC-AW40-1U-150E4-2D | Package Includes (Sielox AnyWare 40, 1U Rack Mount Network Appliance, (1) AC1700 2 -Door Controller, SLX150-E4 UPS Power Supply and Enclosure -20" x 24"). | 2666
AW40-SLX-DT02-150E4-4D | AC-AW40-DT-150E4-4D | Package Includes (Sielox AnyWare 40, Desktop Network Appliance, (2) AC1700 2 -Door Controller, SLX150-E4 UPS Power Supply and Enclosure -20" x 24"). | 3348
AW40-SLX-1U02-150E4-4D | AC-AW40-1U-150E4-4D | Package Includes (Sielox AnyWare 40, 1U Rack Mount Network Appliance, (2) AC1700 2 -Door Controller, SLX150-E4 UPS Power Supply and Enclosure -20" x 24"). | 3648
AW40-SLX-DT02-150E4-6D | AC-AW40-DT-150E4-6D | Package Includes (Sielox AnyWare 40, Desktop Network Appliance, (3) AC1700 2 -Door Controller, SLX150-E4 UPS Power Supply and Enclosure -20" x 24"). | 4331
AW40-SLX-1U02-150E4-6D | AC-AW40-1U-150E4-6D | Package Includes (Sielox AnyWare 40, 1U Rack Mount Network Appliance, (3) AC1700 2 -Door Controller, SLX150-E4 UPS Power Supply and Enclosure -20" x 24"). | 4631
AW40-SLX-DT02-150E4-8D | AC-AW40-DT-150E4-8D | Package Includes (Sielox AnyWare 40, Desktop Network Appliance, (4) AC1700 2 -Door Controller, SLX150-E4 UPS Power Supply and Enclosure -20" x 24"). | 5313
AW40-SLX-1U02-150E4-8D | AC-AW40-1U-150E4-8D | Package Includes (Sielox AnyWare 40, 1U Rack Mount Network Appliance, (4) AC1700 2 -Door Controller, SLX150-E4 UPS Power Supply and Enclosure -20" x 24"). | 5613
Sielox AnyWare Professional Services
PS-SLX-PN2AW-DI | AC-PS-PN2AW | Pinnacle to AnyWare Database Import - Note: Includes conversion of cardholder information only (First Name, Last Name, and Card Code). | 525
PS-SLX-ADDCALL | 126834 | Additional Phone Calls (per hour). | 225
PS-SLX-1DONSITE | 114924 | One Day of On-Site Implementation and/or System Review, (per day plus expenses). | 1875
Sielox AnyWare End User Support Agreement
NEW Sielox Part Number | Obsolete Model Number (for reference ONLY, please use NEW part number when ordering) | Description | List
PS-SLX-EUSA-AW40 | AC-EUSA-AW40 | 1 Year Annual End User Support Agreement for AnyWare 40 | 600
SA-SLX-AW8 | AC-SWM-AW8 | 1 Year Annual Support Agreement Contract. Agreement includes Software Only. Hardware not included. Please refer to CSI Ordering Guide. | 150
SA-SLX-AW40 | AC-SWM-AW40 | 1 Year Annual Support Agreement Contract. Agreement includes Software Only. Hardware not included. Please refer to CSI Ordering Guide. | 300
SA-SLX-AW8-3 | AC-SWM3-AW8 | 3 Year Support Agreement for Sielox AnyWare 8 - Systems Required for Technical Support & Software Updates. Support includes Software Only. Hardware not included. Please refer to CSI Ordering Guide. | 360
SA-SLX-AW40-3 | AC-SWM3-AW40 | 3 Year Support Agreement for Sielox AnyWare 40 - Systems Required for Technical Support & Software Updates. Support includes Software Only. Hardware not included. Please refer to CSI Ordering Guide. | 720
Sielox AnyWare Accessories
AC-SLX-VESAMP01 | AC-VESA-MP01 | VESA Mounting Plate For Sielox AnyWare 8. Allows for easy mounting to standard VESA Mounting holes. Mount Sielox Class or AnyWare appliances directly to rear of monitor or TV | 38
AC-SLX-VESAMP02 | AC-VESA-MP02 | VESA Mounting Plate for Sielox Class 50 / 100 & AnyWare 40. Allows for easy mounting to standard VESA Mounting holes. Mount Sielox Class or AnyWare appliances directly to rear of monitor or TV | 38
CN-SLX-1700-IOBKPLNKT | AC-1700-MS-IO | AC-1700 I/O Backplane Kit: Includes: AC-1700-BP7 I/O Backplane, AC-1700-IOMP Mounting Plate, AC-PR12 and AC-PWRS Standard Power Supply. Requires Input or Output Modules (CN-SLX-1700-INEXPKT or CN-SLX-1700-OTEXPKT). (Enclosure not included). | 602
CN-SLX-1700-INEXPKT | AC-IEK | Input Expansion Kit - AC-INP Input Module and Connectors - 8 Inputs (Supervised /Unsupervised) For AC1700, AC1500, & AC1200 I/O Backplanes. | 203
CN-SLX-1700-OTEXPKT | AC-OEK | Output Expansion Kit - AC-OUT Output Module and Connectors - 8 Outputs. For AC1700, AC1500, & AC1200 I/O Backplanes. | 263
CN-SLX-LGENCL | AC-ENCL | AC-1700 Large Enclosure. Holds up to 4 controllers. Dimensions- 17” x 22” x 3.5” (40.64 cm x 50.80 cm x 8.99 cm) | 225
CN-SLX-1700-75E1-2D | AC-1700-75E1-2D | 2-Reader Ethernet/RS485 Kit: Supports 2 Door Strikes, 2 Door Contacts, 2 REX Inputs, 4 Sup./Unsup. Inputs, 4 Sup./Unsup. Outputs. Includes SLX75-E1 (Holds 1 Controller) | 1202
CN-SLX-1700-75E2-2D | AC-1700-75E2-2D | 2-Reader Ethernet/RS485 Kit: Supports 2 Door Strikes, 2 Door Contacts, 2 REX Inputs, 4 Sup./Unsup. Inputs, 4 Sup./Unsup. Outputs. Includes SLX75-E2 (Holds 2 Controllers) | 1241
Sielox AnyWare Relicensing Services & Replacement Appliances for OUT OF WARRANTY Systems
NEW Sielox Part Number | Obsolete Model Number (for reference ONLY, please use NEW part number when ordering) | Description | List
AW40-SLX-DTR | AC-AW40-DT-R | Replacement AnyWare 40 Desktop Appliance for Out of Warranty Systems | 1050
AW8-SLX-DTR | AC-AW8-DTR | Replacement AnyWare 8 Desktop Appliance for Out of Warranty Systems | 750
AW40-SLX-1UR | AC-AW40-1U-R | Replacement AnyWare 40 Rackmount Appliance for Out of Warranty Systems | 1200

## Section 4 - Pinnacle
4 - Sielox Pinnacle
Pinnacle Ultra Packages
Pinnacle Ultra Packages with Integrated Uninterruptible Power Supply & Small Enclosure SLX75-E2 - (16" x 20")
NEW Sielox Part Number | Obsolete Model Number (for reference ONLY, please use NEW part number when ordering) | Description | List
PN-ULT-1700-75E2-2D | AC-PUL-75E2-2D | 2- Door Pinnacle Ultra Package, Pinnacle Ultra Software, 1- Controller (CN-SLX-1700) with SLX UPS Power Supply (SLX75-E2) and Enclosure | 1431
PN-ULT-1700-75E2-4D | AC-PUL-75E2-4D | 4- Door Pinnacle Ultra Package, Pinnacle Ultra Software, 2- Controllers (CN-SLX-1700) with SLX UPS Power Supply (SLX75-E2) and Enclosure | 2414
Pinnacle Ultra Packages with Integrated Uninterruptible Power Supply & Large Enclosure - SLX150-E4 - (20" x 24")
PN-ULT-1700-150E4-2D | AC-PUL-150E4-2D | 2- Door Pinnacle Ultra Package, Pinnacle Ultra Software, 1-Controller (CN-SLX-1700) with SLX UPS Power Supply (SLX150-E4) and Enclosure | 1578
PN-ULT-1700-150E4-4D | AC-PUL-150E4-4D | 4- Door Pinnacle Ultra Package, Pinnacle Ultra Software, 2-Controllers (CN-SLX-1700) with SLX UPS Power Supply (SLX150-E4) and Enclosure | 2561
PN-ULT-1700-150E4-6D | AC-PUL-150E4-6D | 6- Door Pinnacle Ultra Package, Pinnacle Ultra Software, 3-Controllers (CN-SLX-1700) with SLX UPS Power Supply (SLX150-E4) and Enclosure | 3543
PN-ULT-1700-150E4-8D | AC-PUL-150E4-8D | 8- Door Pinnacle Ultra Package, Pinnacle Ultra Software, 4-Controller (CN-SLX-1700) with SLX UPS Power Supply (SLX150-E4) and Enclosure | 4526
Pinnacle Ultra Package w/ Standard 12 VDC Transformer with Enclosure
PN-ULT-1700-2D-SM | AC-PULS-1700-2D | 2- Door Pinnacle Ultra Package, Pinnacle Ultra Software, 1- Controller (CN-SLX-1700), Small Enclosure Kit (CN-SLX-SMENCL), and 12 VDC Plugin Transformer (CN-SLX-1700-PWRS) | 1476
PN-ULT-1700-2D-LG | AC-PULL-1700-2D | 2- Door Pinnacle Ultra Package, Pinnacle Ultra Software, 1-Controller (CN-SLX-1700) with Large Enclosure (CN-SLX-LGENCL) and 12VDC Plugin Transformer (CN-SLX-1700-PWRS) | 1521
PN-ULT-1700-4D-LG | AC-PULL-1700-4D | 4- Door Pinnacle Ultra Package, Pinnacle Ultra Software, 2- Controllers (CN-SLX-1700) with Large Enclosure (CN-SLX-LGENCL) and 12VDC Plugin Transformer (CN-SLX-1700-PWRS) | 2504
PN-ULT-1700-6D-LG | AC-PULL-1700-6D | 6- Door Pinnacle Ultra Package, Pinnacle Ultra Software, 3 - Controllers (CN-SLX-1700) with Large Enclosure (CN-SLX-LGENCL) and 12VDC Plugin Transformer (CN-SLX-1700-PWRS) | 3486
PN-ULT-1700-8D-LG | AC-PULL-1700-8D | 8- Door Pinnacle Ultra Package, Pinnacle Ultra Software, 4- Controllers (CN-SLX-1700) with Large Enclosure (CN-SLX-LGENCL) and 12 VDC Transformer (CN-SLX-1700-PWRS) | 4469
Pinnacle Ultra Package with Sielox Enclosure and LifeSafety Power Supply (with separate enclosure)
PN-ULT-1700-2D-SMPS75 | AC-PULS-1700-2D-PS75 | 2-Door Pinnacle Ultra Package, Pinnacle Ultra Software, 1- Controller (CN-SLX-1700), Small Enclosure Kit (CN-SLX-SMENCL) and 1 - LifeSafety 75W Power Supply With Separate Enclosure | 1571
PN-ULT-1700-2D-SMPS150 | AC-PULS-1700-2D-PS150 | 2-Door Pinnacle Ultra Package, Pinnacle Ultra Software, 1- Controller (CN-SLX-1700), Small Enclosure Kit (CN-SLX-SMENCL) and 1 - LifeSafety 150W Power Supply With Separate Enclosure | 1653
PN-ULT-1700-2D-LGPS75 | AC-PULL-1700-2D-PS75 | 2- Door Pinnacle Ultra Package, Pinnacle Ultra Software, 1-Controller (CN-SLX-1700) with Large Enclosure (CN-SLX-LGENCL) and 1 - LifeSafety 75W Power Supply With Separate Enclosure | 1616
PN-ULT-1700-2D-LGPS150 | AC-PULL-1700-2D-PS150 | 2- Door Pinnacle Ultra Package, Pinnacle Ultra Software, 1-Controller (CN-SLX-1700) with Large Enclosure (CN-SLX-LGENCL) and 1 - LifeSafety 150W Power Supply With Separate Enclosure | 1698
PN-ULT-1700-4D-LGPS75 | AC-PULL-1700-4D-PS75 | 4- Door Pinnacle Ultra Package, Pinnacle Ultra Software, 2- Controllers (CN-SLX-1700) with Large Enclosure (CN-SLX-LGENCL) and 1 - LifeSafety 75W Power Supply With Separate Enclosure | 2599
PN-ULT-1700-4D-LGPS150 | AC-PULL-1700-4D-PS150 | 4- Door Pinnacle Ultra Package, Pinnacle Ultra Software, 2- Controllers (CN-SLX-1700) with Large Enclosure (CN-SLX-LGENCL) and 1 - LifeSafety 150W Power Supply With Separate Enclosure | 2681
PN-ULT-1700-6D-LGPS75 | AC-PULL-1700-6D-PS75 | 6- Door Pinnacle Ultra Package, Pinnacle Ultra Software, 3 - Controllers (CN-SLX-1700) with Large Enclosure (CN-SLX-LGENCL) and 1 - LifeSafety 75W Power Supply With Separate Enclosure | 3581
PN-ULT-1700-8D-LGPS75 | AC-PULL-1700-8D-PS75 | 8- Door Pinnacle Ultra Package, Pinnacle Ultra Software, 4- Controllers (CN-SLX-1700) with Large Enclosure (CN-SLX-LGENCL) and 1 - LifeSafety 75W Power Supply With Separate Enclosure | 4564
PN-ULT-1700-8D-LGPS150 | AC-PULL-1700-8D-PS150 | 8- Door Pinnacle Ultra Package, Pinnacle Ultra Software, 4- Controllers (CN-SLX-1700) with Large Enclosure (CN-SLX-LGENCL) and 1 - LifeSafety 150W Power Supply With Separate Enclosure | 4646
Pinnacle Lite Packages
Pinnacle Lite Packages with Integrated Uninterruptible Power Supply & Small Enclosure SLX75-E2 - (16" x 20")
NEW Sielox Part Number | Obsolete Model Number (for reference ONLY, please use NEW part number when ordering) | Description | List
PN-LTE-1700-75E2-2D | AC-PLT-75E2-2D | 2- Door Pinnacle Lite Package, 1- Controller (CN-SLX-1700) with SLX UPS Power Supply (SLX75-E2). 1 Enclosure | 1656
PN-LTE-1700-75E2-4D | AC-PLT-75E2-4D | 4- Door Pinnacle Lite Package, 2- Controllers (CN-SLX-1700) with SLX UPS Power Supply (SLX75-E2). 1 Enclosure | 2639
Pinnacle Lite Packages with Integrated Uninterruptible Power Supply & Large Enclosure SLX150-E4 - (20" x 24")
PN-LTE-1700-150E4-2D | AC-PLT-150E4-2D | 2- Door Pinnacle Lite Package, Pinnacle Lite Software, 1- Controller (CN-SLX-1700) with SLX UPS Power Supply (SLX150-E4). 1 Enclosure | 1803
PN-LTE-1700-150E4-4D | AC-PLT-150E4-4D | 4- Door Pinnacle Lite Package, Pinnacle Lite Software, 2-Controller (CN-SLX-1700) with SLX UPS Power Supply (SLX150-E4). 1 Enclosure | 2786
PN-LTE-1700-150E4-6D | AC-PLT-150E4-6D | 6- Door Pinnacle Lite Package, Pinnacle Lite Software, 3 -Controllers (CN-SLX-1700) with SLX UPS Power Supply (SLX150-E4). 1 Enclosure | 3768
PN-LTE-1700-150E4-8D | AC-PLT-150E4-8D | 8- Door Pinnacle Lite Package, Pinnacle Lite Software, 4- Controllers (CN-SLX-1700) with SLX UPS Power Supply (SLX150-E4). 1 Enclosure | 4751
Pinnacle Lite Package w/ Standard 12 VDC Transformer with Sielox Enclosure
PN-LTE-1700-2D-SM | AC-PLTS-1700-2D | 2-Door Pinnacle Lite package, Pinnacle Lite Software, 1- Controller (CN-SLX-1700), Small Enclosure Kit (CN-SLX-SMENCL), 12 VDC Plugin Transformer (CN-SLX-1700-PWRS) | 1701
PN-LTE-1700-2D-LG | AC-PLTL-1700-2D | 2- Door Pinnacle Lite Package, Pinnacle Lite Software, 1-Controller (CN-SLX-1700) with Large Enclosure (CN-SLX-LGENCL) and 12VDC Plugin Transformer (CN-SLX-1700-PWRS) | 1746
PN-LTE-1700-4D-LG | AC-PLTL-1700-4D | 4- Door Pinnacle Lite Package, Pinnacle Lite Software, 2-Controllers (CN-SLX-1700) with Large Enclosure (CN-SLX-LGENCL) and 12VDC Plugin Transformer (CN-SLX-1700-PWRS) | 2729
PN-LTE-1700-4D-LGPS75 | AC-PLTL-1700-4D-PS75 | 4- Door Pinnacle Lite Package, Pinnacle Lite Software, 2-Controllers (CN-SLX-1700) with Large Enclosure (CN-SLX-LGENCL) and 1 - LifeSafety 75W Power Supply With Separate Enclosure | 2793
PN-LTE-1700-6D-LG | AC-PLTL-1700-6D | 6- Door Pinnacle Lite Package, Pinnacle Lite Software, 3-Controllers (CN-SLX-1700) with Large Enclosure (CN-SLX-LGENCL) and 12VDC Plugin Transformer (CN-SLX-1700-PWRS) | 3711
PN-LTE-1700-6D-LGPS150 | AC-PLTL-1700-6D-PS150 | 6- Door Pinnacle Lite Package, Pinnacle Lite Software, 3-Controllers (CN-SLX-1700) with Large Enclosure (CN-SLX-LGENCL) and 1 - LifeSafety 150W Power Supply With Separate Enclosure | 3888
PN-LTE-1700-8D-LG | AC-PLTL-1700-8D | 8- Door Pinnacle Lite Package, Pinnacle Lite Software, 4 - Controllers (CN-SLX-1700) with Large Enclosure (CN-SLX-LGENCL) and 12VDC Plugin Transformer (CN-SLX-1700-PWRS) | 4694
Pinnacle Lite Single User Systems
PN-SLX-LTE | AC-PLT | Pinnacle Lite Software [32 readers / 2K cards] A single user system includes license for 1 single operator only, installation and PDF user manuals | 435
Pinnacle Standard, Plus, & Professional Multi-User Systems
NEW Sielox Part Number | Obsolete Model Number (for reference ONLY, please use NEW part number when ordering) | Description | List
PN-SLX-STD | AC-PNST | Pinnacle Standard Software - A multiple user system that Includes 2 operators (1 server license and 1 workstation seat license), Installation Manual and PDF user manual [Capabilities: 64 readers / 4K cards / 32 Addressable Controllers] | 1125
PN-SLX-PLS | AC-PNPL | Pinnacle Plus Software - A multiple user system that includes 2 operators (1 server license and 1 workstation seat license), Installation Manual and PDF User Manual [Capabilities: 128 readers / 10K cards / 64 Addressable Controllers] | 2228
PN-SLX-PRF | AC-PNPR | Pinnacle Professional Software - A multiple user system that includes 2 operators (1 server license and 1 workstation seat license), Installation Manual and PDF User Manual [Capabilities: Unlimited Readers, Cards, and Addressable Controllers] | 6323
PN-SLX-CD | PINNCD | Pinnacle CD - Includes Pinnacle installation files and manuals. All material is available for download via FTP Link | 38
PN-SLX-HWSRV | AC-HWSRV | Hardware COM Server Option : Distribute controllers around multi-hardware servers to enhance communication efficiency. Link inputs and outputs between different hardware servers. Note #1: Available for licensing with Pinnacle Professional only. Note #2: A workstation (client) license is only used up if the Pinnacle GUI is also being run on a Hardware COM server | 1523
Pinnacle Upgrades
NEW Sielox Part Number | Obsolete Model Number (for reference ONLY, please use NEW part number when ordering) | Description | List
PN-SLX-ULT2LTE | AC-PNUL2LT | Pinnacle Ultra From a Bundled Package to Pinnacle Lite | 338
PN-SLX-LTE2STD | AC-PNLT2STA | Pinnacle Lite to Pinnacle Standard | 690
PN-SLX-STD2PLS | AC-PNST2PL | Pinnacle Standard to Pinnacle Plus | 1103
PN-SLX-PLS2PRF | AC-PNPL2PR | Pinnacle Plus to Pinnacle Professional | 4095
Pinnacle Workstation Licenses
PN-SLX-STDWSN | AC-WST | Workstation License for Pinnacle Standard (per Concurrent User) | 893
PN-SLX-PLSWSN | AC-WPL | Workstation License for Pinnacle Plus (per Concurrent User) | 1043
PN-SLX-PRFWSN | AC-WPR | Workstation License for Pinnacle Professional (per Concurrent User) | 1193
PN-SLX-STDWSN2 | AC-WST2 | Workstation License for Pinnacle Standard (per 2 Concurrent Users) | 1275
PN-SLX-PLSWSN2 | AC-WPL2 | Workstation License for Pinnacle Plus (per 2 Concurrent Users) | 1575
PN-SLX-PRFWSN2 | AC-WPR2 | Workstation License for Pinnacle Professional (per 2 Concurrent Users) | 1875
PN-SLX-STDWSN5 | AC-WST5 | Workstation License for Pinnacle Standard (per 5 Concurrent Users) | 2025
PN-SLX-PLSWSN5 | AC-WPL5 | Workstation License for Pinnacle Plus (per 5 Concurrent Users) | 2925
PN-SLX-PRFWSN5 | AC-WPR5 | Workstation License for Pinnacle Professional (per 5 Concurrent Users) | 3750
PN-SLX-PRFWSN15 | AC-WPR15 | Workstation License for Pinnacle Professional (per 15 Concurrent Users) | 9000
PN-SLX-PRFWSN25 | AC-WPR20 | Workstation License for Pinnacle Professional (per 25 Concurrent Users | 13500
PN-SLX-PRFWSN50 | AC-WPR50 | Workstation License for Pinnacle Professional (per 50 Concurrent Users) | 22500
Pinnacle Workstation Upgrades
PN-SLX-WSTD2PLS | AC-WST2PL | Standard to Plus Workstation License (per Concurrent User) | 188
PN-SLX-WPLS2PRF | AC-WPL2PR | Plus to Professional Workstation License (per Concurrent User) | 188
PN-SLX-WSTD2PLS2 | AC-WST22PL | Standard to Plus Workstation License (per 2 Concurrent Users) | 338
PN-SLX-WPLS2PRF2 | AC-WPL22PR | Plus to Professional Workstation License (per 2 Concurrent Users) | 338
PN-SLX-WSTD2PLS5 | AC-WST52PL | Standard to Plus Workstation License (per 5 Concurrent Users) | 900
PN-SLX-WPLS2PRF5 | AC-WPL52PR | Plus to Professional Workstation License (per 5 Concurrent Users) | 900
Pinnacle Web Workstation License
PN-SLX-WEBWSN | AC-WWADD | Pinnacle Web Workstation License Add On (Standard, Plus or Professional), Includes 1 Pinnacle Web License seat. Requires Microsoft Internet, Information Services (IIS) installed with Pinnacle Server. - 1 Year of Support is included in Purchase | 368
PN-SLX-WEBADDON | AC-WWADD-MOB | Pinnacle Web Workstation License Add On (Standard, Plus or Professional) for a Mobile Client (IOS or Android). Includes 1 Pinnacle Web License seat. Requires Microsoft Internet, Information Services (IIS) installed with Pinnacle Server. - 1 Year of Support is included in Purchase | 413
Wireless Lock Activations
NEW Sielox Part Number | Obsolete Model Number (for reference ONLY, please use NEW part number when ordering) | Description | List
LK-SLX-SAL-ACT | AC-WLSALLIC | Salto Wireless Lock Activation Fee (Per Lock) | 300
LK-SLX-SCH-ACT | AC-WLSCHLIC | Schlage Wireless Lock Activation Fee (Per Lock) | 300
LK-SLX-ASA-ACT | N/A | ASSA ABLOY Wireless Lock Activation Fee (Per Lock) | 300
LK-SLX-SCH-WIFI-ACT | N/A | Pinnacle Schlage WiFi Lock Activation Fee (Per Lock) | 300
Pinnacle Photo ID & Video Badging Licensing Options
PN-SLX-LTE-BDG | AC-BLT | Badging License for Pinnacle Lite (per Concurrent User) | 743
PN-SLX-STD-BDG | AC-BST | Badging License for Pinnacle Standard Software (per Concurrent User) | 825
PN-SLX-PLS BDG | AC-BPL | Badging License for Pinnacle Plus Software (per Concurrent User) | 923
PN-SLX-PRF-BDG | AC-BPR | Badging License for Pinnacle Professional Software (per Concurrent User) | 1193
PN-SLX-CDSLRKIT | AC-CDSLRKIT | Canon Digital SLR Camera / InPhoto ID SLR License | 1350
PN-SLX-CDPSKIT | AC-CDPSKIT | Canon Digital PowerShot Camera / InPhoto ID PS License | 675
PN-SLX-IPIDSLR | AC-IPIDSLR | InPhoto ID SLR License | 450
PN-SLX-IPIDPS | AC-IPIDPS | InPhoto ID PS License | 450
PN-SLX-SCIL | AC-SC-IL | Interlink ePAD Signature Capture Pad Model VP9801-USB or equivalent (offering subject to change without notice) | 253
PN-SLX-EX250W-120V | AC-BEC | EC-250W-120V Incandescent Lamp | 9
PN-SLX-DIFFSCR | AC-BDS | Diffusion Screen | 38
PN-SLX-STLT | AC-BSL | Studio Light | 188
PN-SLX-CMTRPD | AC-BTP | Camera Tripod | 450
PN-SLX-9LTSTD | AC-BLS | 9' Light Stand | 105
Pinnacle Badging Upgrades
PN-SLX-LTE2STD-BDG | AC-BLT2STD | Pinnacle Lite to Pinnacle Standard Badging License | 83
PN-SLX-STD2PLS-BDG | AC-BST2PL | Pinnacle Standard to Pinnacle Plus Badging license | 98
PN-SLX-PLS2PRF-BDG | AC-BPL2PR | Pinnacle Plus to Pinnacle Professional Badging License | 270
Elevator - High Level Interface
PN-SLX-TK-DDD | AC-THKP | ThyssenKrupp Destination Dispatch Driver | 7500
PN-SLX-SCHIND-PORT | N/A | Schindler Port Technology Elevator Call Interface | 7500
PN-SLX-SCHIND-SDD | AC-SCHIND | Schindler Smart Dispatch Driver | 4500
PN-SLX-OTIS-DD | AC-OTIS | Otis Dispatch Driver | 7500
Pinnacle Argos - First 32 Camera Licenses Included with Pinnacle Lite, Standard, Plus, and Pro
PN-SLX-ARGOS64 | AC-ARGOS64 | Pinnacle Argos License upgrade to 64 cameras - Requires Pinnacle Standard License | 375
PN-SLX-AGROS128 | AC-ARGOS128 | Pinnacle Argos License upgrade to 128 cameras -Requires Pinnacle Plus License | 750
PN-SLX-ARGOSUNL | AC-ARGOSUNL | Pinnacle Argos License upgrade to Unlimited cameras -Requires Pinnacle Professional License | 2250
Pinnacle Database & Custom Imports
PS-SLX-PN2PNI | AC-PS-PN2PN | Pinnacle to Pinnacle Import – Recommended for all upgrades prior to Pinnacle 7.0 or when upgrading to a new server with version software upgrade | 750
PS-SLX-CUSTIMP | AC-PS-CUST2PN | Custom Imports -Import from other Manufacturer's Access Control Systems, merge data from multiple sources, merge image files to the database, other custom requirements – Contact your Regional Sales Manager | Call for Quote
PS-SLX-CUSTSP | 6800135 | AC-PCSP Pinnacle Custom Script Programming | Call for Quote
PS-SLX-CUSTRD | 6800074 | AC-CUSREP Custom Report designed around specific customer requirements (Certified Sielox Integrator must supply customer’s requirements) | 1125
PS-SLX-LDAP | N/A | Pinnacle LDAP Sync Service. Add-on licensed service for dynamically importing & verifying user and cardholder data from LDAP to Pinnacle. Sielox customers using Active Directory (LDAP) can use Pinnacle LDAP Sync Service for real-time authentication for Cardholder management. Includes three hours of Professional Services for configuration | 4500
Pinnacle Database Partioning
PN-SLX-DBPART | AC-DBPART | Database Partitioning Option: Partition database by dividing a single system into multiple segments that can be independently operated and managed. A resulting partition consists of cardholders, cardholder custom fields, devices, access levels, time zones, holidays, and filters | 750
Pinnacle Data Exchange
PN-SLX-DESDK3 | AC-PINSDK | SDK Licensing w/3 hrs of phone support -A software development kit with library calls for developing standalone applications for qualified programmers via a separate licensing agreement | 2993
PN-SLX-DESDK | AC-PINSCH | SDK support charge per hour | 300
PN-SLX-DATAEX | AC-DATEX | Pinnacle Data Exchange -This Application allows data exchange from third party databases into Pinnacle. Automatically or manually Add, Delete or Modify cardholder’s database | 750
PN-SLX-DATAEX-PS | AC-DATEXPS | Pinnacle Data Exchange Professional Services -Includes the Initial Setup and Configuration of the Data Exchange . If additional support is needed refer to the Professional Services Support Offerings Part #PS-SLX-DATASP | 2243
PN-SLX-DATAEX-KIT | AC-DATEXKIT | Pinnacle Data Exchange Kit -Includes Data Exchange and Professional Services | 2993
Pinnacle Professional Services Load (Initial Installation)
PS-SLX-SWLOAD | 6990006 | Pinnacle Software Load (Initial Installation) via Network Streaming Required: Network Streaming access and availability of IT resource for password setting required at the customer site. Note: Pinnacle configuration not included | 375
PS-SLX-ADDCALL | 126834 | Additional Phone Calls (per hour) | 225
PS-SLX-MWNS | 111566 | Microsoft Windows & Network Support (per hour) | 225
PS-SLX-DATASP | 569936 | Database Support/Troubleshooting (per hour) | 225
HID Easylobby - Visitor Management Licenses
NEW Sielox Part Number | Obsolete Model Number (for reference ONLY, please use NEW part number when ordering) | Description | List
EL-HID-96000-SVM10 | EL-96000-SVM10 | EasyLobby Secure Visitor Management - SVM™ (main application) per workstation, includes Free Administrator™ software (admin/reporting) | 2670
EL-HID-96300-ADM10 | EL-96300-ADM10 | Administrator™ (additional licenses) per workstation | 530
EL-HID-98000-EADV10 | EL-98000-EADV10 | eAdvance™ (web pre-registration) per web server | 3265
EL-HID-HOST-EADV | EL-HOST-EADV | eAdvance™ Web Hosting (optional) per month per building (incremental to license) | 282
EL-HID-96200-SAT | EL-96200-SAT | Satellite™ (check point station) per workstation | 1085
EL-HID-97000-EKIOSK | EL-97000-EKIOSK | eKiosk™ Web-based self-registration software for iPad and other tablet computer | 2140
EL-HID-ACI-SLX | EL-ACI-SLX | Access Control Integration - Sielox | 3145
EasyLobby Software Upgrades
EL-HID-SVM10-UPGRD | EL-SVM10-UPGRD | SVM software upgrade to SVM10 (Version 10) | 1875
EL-HID-EADV-UPGRD | EL-EADV-UPGRD | eAdvance software upgrade to latest version | 2344
EL-HID-ACI-UPGRD | EL-ACI-UPGRD | Access control integration upgrade to latest version | 2625
EasyLobby Hardware (all USB)
EL-HID-ITC-DCM | EL-ITC-DCM | ICI DCM License Reader (Magstripe and 2D barcode, data only, no photo) | 1547
EL-HID-CSS-R3 | EL-CSS-R3 | CSS Snapshell R3 Drivers License/ID Scanner | 1407
EL-HID-CSS-1000 | EL-CSS-1000 | CSS 1000 Passport/License/Card Scanner (Replacement for EL-K12-CSS800) | 1407
EL-HID-CS-BIZ9 | EL-CS-BIZ9 | CardScan 900 business card scanner (OCR with image capture) | 516
EL-HID-DYMO-450T | EL-DYMO-450T | Dymo 450 Turbo Thermal Printer (B&W) | 282
EL-HID-TOP-1X5 | EL-TOP-1X5 | Topaz SignatureGem LCD 1x5 SigPad (signature block only) | 610
EL-HID-TOP-4X5 | EL-TOP-4X5 | Topaz SignatureGem LCD 4x5 SigPad (up to 10 screens of text plus signature) | 1032
EL-HID-TOP-PEN | EL-TOP-PEN | Replacement pen for Topaz signature pads | 85
EL-HID-RFIDEAS-80081AKO | EL-RFIDEAS-80081AKO | RF IDeas pcProx Plus Enroll card reader (iCLASS) Back. USB Virutal Com Reader | 365
EL-HID-M2-SYS | EL-M2-SYS | M2sys Fingerprint reader & software (capture and matching) | 1125
EL-HID-ADU-GATE | EL-ADU-GATE | Gate Controller (requires SVM/Sat) (control up to 4 entries/exits) Call for details | 1875
EL-HID-AST-ID150 | EL-AST-ID150 | AssureTec ID-150 (reads both sides of driver's license, data and photo capture) | 2250
EL-HID-AST-ID150A | EL-AST-ID150A | AssureTec ID-150A (reads/authenticates driver's license, data and photo capture) | 3060
EL-HID-IDT-33411 | EL-IDT-33411 | Mag Stripe Reader ID Tech 33411 | 150
EasyLobby - Badge Stock
EL-HID-AT-6918 | EL-AT-6918 | Adhesive badges for DYMO (300 per roll), White | 23
EL-HID-AT-6918Y | EL-AT-6918Y | Adhesive badges for DYMO (300 per roll), Yellow | 23
EL-HID-DYMO-30856 | EL-DYMO-30856 | DYMO 30856 non-adhesive badges (250) | 41
EL-HID-DYMO-30911 | EL-DYMO-30911 | DYMO 30911 adhesive self-expiring (250) | 62
EL-HID-AT-2991 | EL-AT-2991 | Removable stickers for prox cards (300), for DYMO | 29
EL-HID-AT-2941 | EL-AT-2941 | EL2941 adhesive (500 per pack), for color inkjet printers | 132
EL-HID-AT-2947 | Integrated Biometric Readers | EL2947 2-sided fold & clip, White, (500 per pack), for color inkjet printers | 150
EL-HID-AT-2947Y | EL-AT-2947Y | EL2947 2-sided fold & clip, Yellow, (500 per pack), for color inkjet printers | 150
EL-HID-AT-2951 | EL-AT-2951 | EL2951 self-laminating, White, (100 per pack), for color inkjet printers | 75
EL-HID-AT-2951Y | EL-AT-2951Y | EL2951 self-laminating, Yellow, (100 per pack), for color inkjet printers | 75
EL-HID-STRAP-2 | EL-STRAP-2 | Garment friendly strap clips (500) | 80
EasyLobby Government Denied Party (eCustoms) and Sex Offender Screening Services
EL-HID-CUST | EL-CUST | Government denied party screening service. One year subscription. | 4688
EL-HID-SOS-NONK12 | EL-SOS-NONK12 | Sex Offender screening (per station) – Non K12 schools. | 1032
EasyLobby K-12 School Bundle
Special bundle package for K-12 schools only (can purchase as many of these systems as needed). The turnkey system bundle includes:
EL-HID-K12-SVM | EL-K12-SVM | 1 copy of SVM software, includes Free Administrator™ software (admin/reporting) | 1875
EL-HID-K12-D450 | EL-K12-D450 | 1 DYMO 450 Turbo thermal badge printer | 282
EL-SOS-K12 | EL-SOS-K12 | Sex offender screening service (per year, per system) | 516
Kaplogic AEGIS 3- - Graphical Mapping - PSIM
Access Control Drivers - Access Control Driver License required for each workstation that needs to control AEGIS III graphics and video or alarm drivers Aegis 3 Annual Support Agreement must be purchased with initial purchase of Aegis3
NEW Sielox Part Number | Obsolete Model Number (for reference ONLY, please use NEW part number when ordering) | Description | List
AE-KAP-AEGIS-SLX | AC-AEGIS-SLX | Aegis 3 Driver for Pinnacle Standard, Pinnacle Plus, or Pinnacle Professional | 6120
Aegis 3 User Licenses (All Costs are Per Sensor)
AE-KAP-KLAEGIS-OUL | AC-KLAEGIS-OUL | Operator User License per Seat | 1912.5
AE-KAP-KLAEGIS-OWSL | AC-KLAEGIS-OWSL | One-Way Sensor License per Sensor | 24.48
AE-KAP-KLAEGIS-TWSL | AC-KLAEGIS-TWSL | Two-Way Sensor License per Sensor | 48.96
AE-KAP-KLAEGIS-CL | AC-KLAEGIS-CL | Camera License per Camera | 76.5
AE-KAP-KLAEGIS-ASIM | AC-KLAEGIS-ASIM | ASIM License per Sensor | 48.96
CCTV Matrix Switcher Drivers
AE-KAP-KLAEGIS-CCTV-AD | AC-KLAEGIS-CCTV-AD | American Dynamics - Supports all current AD matrix switchers | 5213
AE-KAP-KLAEGIS-CCTV-BSH | AC-KLAEGIS-CCTV-Bosch | Bosch Allegiant | 5213
AE-KAP-KLAEGIS-CCTV-PLC1 | AC-KLAEGIS-CCTV-Pelco1 | Pelco Matrix Switchers (6700/6800) | 5213
AE-KAP-KLAEGIS-CCTV-PLC2 | AC-KLAEGIS-CCTV-Pelco2 | Pelco 9740/50/60/70 | 5213
AE-KAP-KLAEGIS-CCTV-VCN | AC-KLAEGIS-CCTV-Vicon | Vicon V1500 | 5213
DVR/NVR Drivers - Unlimited Cameras
AE-KAP-VRD-T1 | AC-KL-VRD-T1 | Video Drivers See List Below for Compatible DVR & NVR Video Drivers: American Dynamics Intellex/IP/Ultra, VideoEdge, Exacqvision Bosch Video Jet (Vidos), Divar; DVTEL Latitude 6.X March Networks R4, R5 Milestone NXR XProtect Corporate, Enterprise NICE 8.X-10.X, Net 2.X; OnSSI, Ocularis; Pelco, Digital Sentury, Endura Verint Nextiva, Vicon Valerus Must specify driver when ordering | 6264
Intercom Drivers
AE-KAP-KLAEGIS-ID-AI900 | AC-KLAEGIS-ID-AI900 | Aiphone 900 Intercom Driver | 5891
AE-KAP-KLAEGIS-ID-AN8000 | AC-KLAEGIS-ID-AN8000 | Aiphone AN8000 Intercom Driver | 5891
AE-KAP -KLAEGIS-ID-GE | AC-KLAEGIS-ID-GE | GE Commend IP Intercom Driver | 5891
AE-KAP-KLAEGIS-ID-SAC | AC-KLAEGIS-ID-SAC | Stentofon AlphaCom Intercom Driver | 5891
AE-KAP-KLAEGIS-ID-SACE | AC-KLAEGIS-ID-SACE | Stentofon AlphaComE Intercom Driver | 5891
AE-KAP-KLAEGIS-ID-TN8000 | AC-KLAEGIS-ID-TN8000 | TOA N8000 Intercom Driver | 5891
AE-KAP -KLAEGIS-ID-TN | AC-KLAEGIS-ID-TN8000A | TOA N8000 .NET Intercom Driver | 5891
AE-KAP-KLAEGIS-ID-TVS900 | AC-KLAEGIS-ID-TVS900 | TOA VS900 Intercom Driver | 5891
Serial Alarm Drivers
AE-KAP-KLAEGIS-SD-AD2096 | AC-KLAEGIS-SD-AD2096 | American Dynamics 2096 | 3523
AE-KAP-KLAEGIS-SD-BSH | AC-KLAEGIS-SD-Bosch | Bosch Radionics D6600 | 4973
Life Safety Drivers
AE-KAP-KLAEGIS-LD-SF | AC-KLAEGIS-LD-SiemensFire | Siemens Fire (Secondary Monitoring Only) | 4835
AE-KAP-KLAEGIS-ID-SIAED | AC-KLAEGIS-ID-SiemensAED | Siemens AED (Secondary Monitoring Only) | 4590
KapLogic Integrated Keyboard
AE-KAP-KLUSBKB | AC-KLUSBKB | USB Keypad with PTZ joystick | 1431
HID pivClass™ Government Solutions
NEW Sielox Part Number | Obsolete Model Number (for reference ONLY, please use NEW part number when ordering) | Description | List
PN-HID-91000xN | 91000xN | M2000 - pivCLASS Authentication Module (PAM) Universal FIPS-201 hardware module, preloaded firmware and documentation (no enclosure included). First year maintenance included. | Call for Quote
PN-HID-91000xB | 91000xB | M2000 - pivCLASS Authentication Module (PAM) Universal FIPS-201 hardware module, preloaded firmware and documentation (with plastic enclosure back plate & cover). First year maintenance included. | Call for Quote
pivCLASS Validation Work Station
PN-HID-PVC-D/S | PVC-D/S | pivCLASS Validation Workstation | 2530
PN-HID-PVCAT-D | PVCAT-D | pivCLASS Validation Workstation Audit Trail Option | 1665
pivClass™ Authentication Modules & Software
PN-HID-PVCP-D/S-21-00 | PVCP-D/S-21-00 | pivClass Registration Engine | 12299
PN-HID-PVC-CM | PVC-CM | pivClass Certificate Manager | 14783
pivClass Reader Services
PN-HID-PVC-FXRDR | PVC-FXRDR | pivClass Reader Services | 251
PN-HID-PVC-PAS | PVC-PAS | pivClass Passage Software | 413
PN-HID-PVC-PCB | PVC-PCB | pivClass Passage Converter Board | 680
pivClass™ IDPublisher
PN-HID-PVC-IDPUB500 | PVC-IDPUB500 | pivClass IDPublisher 500 - 500 Badge Capacity | 7590
PN-HID-PVC-IDPUB1000 | PVC-IDPUB1000 | pivClass IDPublisher 1000 - 1,000 Badge Capacity | 15324
PN-PVC-IDPUBUNL | PVC-IDPUBUNL | pivClass IDPublisher UNL - Unlimited Badge Capacity | 25553
pivClass MultiPACS
PN-HID-PVC-MPX-CNSL | PVC-MPX-CNSL | pivClass MultiPACS Console | 14778
pivClass Mobile Validation Software
PN-HID-ONMP-SW | ONMP-SW | pivClass Mobile Validator | 3807
PN-HID-ONMPR-SW-21-00 | ONMPR-SW-21-00 | pivClass Mobile Registration Engine | 12299
pivClass Data Import
PN-HID-DTAIMP-21-00 | PVC-DTAIMP-21-00 | pivClass Data Import | 6166

## Section 5 - Support Agreements
NEW Sielox Part Number | Obsolete Model Number (for reference ONLY, please use NEW part number when ordering) | Description | List
SA-SLX-RE-ULT | AC-SWM-RE-PUL | Reinstatement Fee for Lapsed Pinnacle Ultra Support Agreement | 75
SA-SLX-RE-LTE | AC-SWM-RE-PLT | Reinstatement Fee for Lapsed Pinnacle Lite Support Agreement | 150
SA-SLX-RE-STD | AC-SWM-RE-PNST | Reinstatement Fee for Lapsed Pinnacle Standard Support Agreement | 300
SA-SLX-RE-PLS | AC-SWM-RE-PNPL | Reinstatement Fee for Lapsed Pinnacle Plus Support Agreement | 600
SA-SLX-RE-PRF | AC-SWM-RE-PNPR | Reinstatement Fee for Lapsed Pinnacle Professional Support Agreement | 1200
Pinnacle Support Agreement
SA-SLX-ULT | AC-SWM-PUL | Annual Support Agreement for Pinnacle Ultra Software | 188
SA-SLX-LTE | AC-SWM-PLT | Annual Support Agreement for Pinnacle Lite Software | 263
SA-SLX-STD | AC-SWM-PNST | Annual Support Agreement for Pinnacle Standard – Includes 1 server and one workstation | 375
SA-SLX-PLS | AC-SWM-PNPL | Annual Support Agreement for Pinnacle Plus – Includes 1 server and one workstation | 825
SA-SLX-PRF | AC-SWM-PNPR | Annual Support Agreement for Pinnacle Professional – Includes 1 server and one workstation | 2250
Pinnacle Workstation License Support
SA-SLX-PNWSN | AC-SWM-PWS5 | Annual Support Agreement for Pinnacle Workstation Licenses (each workstation license not included in the bundle) | 157.5
SA-SLX-PN2WSN | AC-SWM-PWSB2 | Annual Support Agreement Pinnacle Bundled Two Workstation Licenses | 315
SA-SLX-PN5WSN | AC-SWM-PWSB5 | Annual Support Agreement Pinnacle Bundled Five Workstation Licenses | 675
Pinnacle Web Workstation License Support
SA-SLX-PNWB | AC-SWM-WEB1 | Support Agreement Pinnacle Web Workstation License. If Support Agreement is not renewed for the web workstation at the end of the original warranty period of one year and the Support Agreement expires, you must pay for all overdue Support, plus the then current list price for Support. Support Agreement available in 3 Year increments. | Call for Quote
Pinnacle SDK Support Agreement
SA-SLX-PNSDK | AC-SWM-PSDK | Annual Support Agreement for Pinnacle Software Development Kit (SDK) | 525
Badging Support Agreement Options
SA-SLX-LTE-BDG | AC-SWM-BLT | Annual Support Agreement for Pinnacle Badging Option – Pinnacle Lite Per Badging License | 165
SA-SLX-STD-BDG | AC-SWM-BST | Annual Support Agreement for Pinnacle Badging Option – Pinnacle Standard Per Badging License | 210
SA-SLX-PLS-BDG | AC-SWM-BPT | Annual Support Agreement for Pinnacle Badging Option – Pinnacle Plus Per Badging License | 248
SA-SLX-PRF-BDG | AC-SWM-BPPT | Annual Support Agreement for Pinnacle Badging Option – Pinnacle Professional Per Badging License | 278
Software Support Options
SA-SLX-DBPART | AC-SWM-DBPO | Annual Support Agreement for Pinnacle Database Partitioning Option | 225
SA-SLX-MSHW | AC-SWM-MSHO | Annual Support Agreement for Pinnacle Multi-Server Hardware Option | 300
SA-SLX-DATAEX | AC-SWM-PDE | Annual Support Agreement for Pinnacle Data Exchange Support Agreement | 300
SA-SLX-LDAP | N/A | Annual Support Agreement:Pinnacle LDAP Sync Service. Add-on licensed service for dynamically importing & verifying user and cardholder data from LDAP to Pinnacle. Sielox customers using Active Directory (LDAP) can use Pinnacle LDAP Sync Service for real-time authentication for Cardholder management. Includes three hours of Professional Services for configuration. | 900
Lock Support Agreement
New Sielox Part Number | Obsolete Model Number (for reference ONLY, please use NEW part number when ordering) | Description | List
SA-SLX-LOCK100 | N/A | Lock Support Agreement: Support for a quantity of 1-100 locks (price includes any quantity up to and including 100 locks) | 300
SA-SLX-LOCK101 | N/A | Lock Support Agreement: Support for a quantity of 101 and more locks (price per lock) | 3
High Level Elevator Interface - Annual Support Agreements
SA-SLX-TK-DDD | AC-SWM-TKELEVx | Annual Support Agreement ThyssenKrupp Interface Module Annual Support Agreement, Support Agreement includes free software updates and Upgrades. Per copy. | 1500
SA-SLX-SCHIND-PORT | N/A | Annual Support Agreement Schindler PORT Technology Elevator Call Interface. Support Agreement includes free software updates and upgrades. Per copy. | 1500
SA-SLX-SCHIND-SDD | AC-SMW-SCHINDx | Annual Support Agreement Schindler Module™ Annual Support Agreement, Support Agreement includes free software updates and Upgrades. Per copy. | 1125
SA-SLX-OTIS-DD | AC-SMW-OTISx | Otis Module Annual Support Agreement, Support Agreement includes free software updates and upgrades. Per copy. | 1500
Sielox AnyWare Support Agreement
NEW Sielox Part Number | Obsolete Model Number (for reference ONLY, please use NEW part number when ordering) | Description | List
SA-SLX-AW8 | AC-SWM-AW8 | 1 Year - Annual Support Agreement for Sielox AnyWare 8 - Systems Required for Technical Support & Software Updates. Support includes Software Only. Hardware not included. Please refer to CSI Ordering Guide. | 150
SA-SLX-AW40 | AC-SWM-AW40 | 1 Year - Annual Support Agreement for Sielox AnyWare 40 - Systems Required for Technical Support & Software Updates. Support includes Software Only. Hardware not included. Please refer to CSI Ordering Guide. | 300
Sielox Class Support Agreement
NEW Sielox Part Number | Obsolete Model Number (for reference ONLY, please use NEW part number when ordering) | Description | List
SA-SLX-CL75 | AC-SWM-CLASS75 | 1 Year - Annual Support Agreement for Sielox Class 75 - Systems Required for Technical Support & Software Updates. Support includes Software Only. Hardware not included. Please refer to CSI Ordering Guide. | 375
SA-SLX-CL150 | AC-SWM-CLASS150 | 1 Year - Annual Support Agreement for Sielox Class 150 - Systems Required for Technical Support & Software Updates. Support includes Software Only. Hardware not included. Please refer to CSI Ordering Guide. | 750
SA-SLX-CL300 | AC-SWM-CLASS300 | 1 Year - Annual Support Agreement for Sielox Class 300 - Systems Required for Technical Support & Software Updates. Support includes Software Only. Hardware not included. Please refer to CSI Ordering Guide. | 1200
SA-SLX-CL500 | AC-SWM-CLASS500 | 1 Year - Annual Support Agreement for Sielox Class 500 - Systems Required for Technical Support & Software Updates. Support includes Software Only. Hardware not included. Please refer to CSI Ordering Guide. | 1500
Kaplogic - AEGIS 3 - Annual Support Agreement
SA-SLX-AEGIS | AC-SWM-AEGIS | AEGIS 3 Annual Support Agreement, Support Agreement includes free software updates and Upgrades. Per copy. **NOTE: Major Upgrades to Aegis are NOT included in this SMA. “Upgrade” is defined as a change in the "tenths" digit (for example 1.1x to 1.2x) and will include minor functional enhancements, as defined solely by KapLogic. “Major upgrade” is defined as a change in the "ones" digit of the version number (for example 7.xx to 8.xx). | Call for Quote
HID - EasyLobby - Annual Support Agreement
SA-SLX-EL-SSA-SVMS | AC-SSA-SVMS | EasyLobby SVM™ Annual Support Agreement, Support Agreement includes free software updates and Upgrades. Per copy. **NOTE: HID now requires back maintenance for lapsed systems. | 637
HID pivClass - Annual Support Agreement
SA-SLX-PIV | AC-SWM-PIV | HID pivClass Annual Support Agreement. Support Agreement includes free software updates and Upgrades. Per copy. ** NOTE: HID now requires back maintenance for lapsed systems. | Call for Quote
Pinnacle Support Agreement – 3 Years
NEW Sielox Part Number | Obsolete Model Number (for reference ONLY, please use NEW part number when ordering) | Description | List
SA-SLX-ULT3 | AC-SWM3-PUL | 3 Year Support Agreement for Pinnacle Ultra Software | 450
SA-SLX-LTE3 | AC-SWM3-PLT | 3 Year Support Agreement Pinnacle Lite Software | 630
SA-SLX-STD3 | AC-SWM3-PNST | 3 Year Support Agreement Pinnacle Standard – Includes 1 server and 1 workstation | 900
SA-SLX-PLS3 | AC-SWM3-PNPL | 3 Year Support Agreement Pinnacle Plus – Includes 1 server and 1 workstation | 1980
SA-SLX-PRF3 | AC-SWM3-PNPR | 3 Year Support Agreement Pinnacle Professional – Includes 1 server and 1 workstation | 5400
Pinnacle Workstations 3- Year Support
SA-SLX-PNWSN3 | AC-SWM3-PWS1 | 3 Year Support Agreement Pinnacle Workstation License (each workstation not included in the bundle) | 378
SA-SLX-PN2WSN3 | AC-SWM3-PWSB2 | 3 Year Support Agreement Pinnacle Bundled Two Workstation Licenses | 756
SA-SLX-PN5WSN3 | AC-SWM3-PWSB5 | 3 Year Support Agreement Pinnacle Bundled Five Workstations Licenses | 1620
New Sielox Part Number | Obsolete Model Number (for reference ONLY, please use NEW part number when ordering) | Description | List
SA-SLX-LOCK100-3 | N/A | 3 Year Lock Support Agreement: Support for a quantity of 1-100 locks (price includes any quantity up to and including 100 locks) | 900
SA-SLX-LOCK101-3 | N/A | 3 Year Lock Support Agreement: Support for a quantity of 101 and more locks (price per lock) | 9
Pinnacle Web Workstation License 3-Year Support
SA-SLX-PNWB3 | N/A | 3 Year Support Agreement Pinnacle Web Workstation License, If Support Agreement is not renewed for the web workstation at the end of the original warranty period of one year and the Support Agreement expires, you must pay for all overdue Support, plus the then current list price for Support. | Call for Quote
Pinnacle SDK Support Agreement - 3 Year Support
SA-SLX-PNSDK3 | AC-SWM3-PSDK | 3 Year Support Agreement Pinnacle Software Development Kit (SDK) | 1260
Badging Support Agreement Options - 3 Year Support
SA-SLX-LTE3-BDG | AC-SWM3-BLT | 3 Year Support Agreement Pinnacle Badging Option – Lite Per Badging License | 344
SA-SLX-STD3-BDG | AC-SWM3-BST | 3 Year Support Agreement Pinnacle Badging Option – Standard Per Badging License | 452
SA-SLX-PLS3-BDG | AC-SWM3-BPT | 3 Year Support Agreement Pinnacle Badging Option – Plus Per Badging License | 542
SA-SLX-PRF3-BDG | AC-SWM3-BPPT | 3 Year Support Agreement Pinnacle Badging Option – Professional Per Badging License | 614
Software Options Support
SA-SLX-DBPART3 | AC-SWM3-DBPO | 3 Year Support Agreement for Pinnacle Database Partitioning Option | 540
SA-SLX-MSHW3 | AC-SWM3-MSHO | 3 Year Support Agreement for Pinnacle Multi-Server Hardware Option | 720
SA-SLX-LDAP3 | N/A | 3 Year Support Agreement:Pinnacle LDAP Sync Service. Add-on licensed service for dynamically importing & verifying user and cardholder data from LDAP to Pinnacle. Sielox customers using Active Directory (LDAP) can use Pinnacle LDAP Sync Service for real-time authentication for Cardholder management. Includes three hours of Professional Services for configuration. | 2160
SA-SLX-DATAEX3 | AC-SWM3-PDE | 3 Year Support Agreement for Pinnacle Data Exchange Support Agreement | 720
Sielox AnyWare Support Agreement
NEW Sielox Part Number | Obsolete Model Number (for reference ONLY, please use NEW part number when ordering) | Description | List
SA-SLX-AW8-3 | AC-SWM3-AW8 | 3 Year Support Agreement for Sielox AnyWare 8 - Systems Required for Technical Support & Software Updates. Support includes Software Only. Hardware not included. Please refer to CSI Ordering Guide. | 360
SA-SLX-AW40-3 | AC-SWM3-AW40 | 3 Year Support Agreement for Sielox AnyWare 40 - Systems Required for Technical Support & Software Updates. Support includes Software Only. Hardware not included. Please refer to CSI Ordering Guide. | 720
Sielox Class Support Agreement
NEW Sielox Part Number | Obsolete Model Number (for reference ONLY, please use NEW part number when ordering) | Description | List
SA-SLX-CL75-3 | AC-SWM3-CLASS75 | 3 Year Support Agreement for Sielox Class 75 - Systems Required for Technical Support & Software Updates. Support includes Software Only. Hardware not included. Please refer to CSI Ordering Guide. | 900
SA-SLX-CL150-3 | AC-SWM3-CLASS150 | 3 Year Support Agreement for Sielox Class 150 - Systems Required for Technical Support & Software Updates. Support includes Software Only. Hardware not included. Please refer to CSI Ordering Guide. | 1800
SA-SLX-CL300-3 | AC-SWM3-CLASS300 | 3 Year Support Agreement for Sielox Class 300 - Systems Required for Technical Support & Software Updates. Support includes Software Only. Hardware not included. Please refer to CSI Ordering Guide. | 2880
SA-SLX-CL500-3 | AC-SWM3-CLASS500 | 3 Year Support Agreement for Sielox Class 500 - Systems Required for Technical Support & Software Updates. Support includes Software Only. Hardware not included. Please refer to CSI Ordering Guide. | 3600
Professional Services - 1 Year - Annual End User Support
NEW Sielox Part Number | Obsolete Model Number (for reference ONLY, please use NEW part number when ordering) | Description | List
PS-SLX-EUSA-U | AC-EUSA-U | 1 Year - Annual End User Support Agreement for Pinnacle Ultra | 300
PS-SLX-EUSA-L | AC-EUSA-L | 1 Year - Annual End User Support Agreement for Pinnacle Lite | 600
PS-SLX-EUSA-S | AC-EUSA-S | 1 Year - Annual End User Support Agreement for Pinnacle Standard | 900
PS-SLX-EUSA-PL | AC-EUSA-PL | 1 Year - Annual End User Support Agreement for Pinnacle Plus | 1200
PS-SLX-EUSA-PR | AC-EUSA-PR | 1 Year - Annual End User Support Agreement for Pinnacle Professional | 3000
PS-SLX-EUSA-AW8 | AC-EUSA-AW8 | 1 Year - Annual End User Support Agreement for AnyWare 8 | 225
PS-SLX-EUSA-AW40 | AC-EUSA-AW40 | 1 Year - Annual End User Support Agreement for AnyWare 40 | 600
PS-SLX-EUSA-CLASS75 | AC-EUSA-CLASS75 | 1 Year - Annual End User Support Agreement for Class 75 | 900
PS-SLX-EUSA-CLASS150 | AC-EUSA-CLASS150 | 1 Year - Annual End User Support Agreement for Class 150 | 1800
PS-SLX-EUSA-CLASS300 | AC-EUSA-CLASS300 | 1 Year - Annual End User Support Agreement for Class 300 | 3000
PS-SLX-EUSA-CLASS500 | AC-EUSA-CLASS500 | 1 Year - Annual End User Support Agreement for Class 500 | 3000

## Section 6 - Servers & Workstati
NEW Sielox Part Number | Obsolete Model Number (for reference ONLY, please use NEW part number when ordering) | Description | List
PN-DEL-SFF-WSN | SLX-WKST-SFF | Dell Optiplex 3060 - Small Form Factor Workstation NO SERIAL COM PORT Intel Core i3-8100 (4 Cores / 6 MB / 4T / 3.6GHz / 65W); Supports Windows 10; 3.5 inch 500 GB 7200rpm SATA Hard disk drive; 200W up to 85% efficient Power Supply; KB216 Wired Multi-Media Keyboard, BLACK; MS116 Wired Mouse, BLACK; 4 GB of Memory Please Call for Lead Time | 1763
PN-DEL-SFF-WSN-COM | SLX-WKST-SFF-COM | Dell Optiplex 3060 - Small Form Factor Workstation WITH SERIAL COM PORT Intel Core i3-8100 (4 Cores / 6 MB / 4T / 3.6GHz / 65W); Supports Windows 10; 2.5 inch 500 GB 7200rpm SATA Hard disk drive; 200W up to 85% efficient Power Supply; KB216 Wired Multi-Media Keyboard, BLACK; MS116 Wired Mouse, BLACK; 4 GB of Memory Please Call for Lead Time | 1964
PN-DEL-MTR-WSN | SLX-WKST-MT1 | Dell Precision T3620 - MiniTower Workstation NO SERIAL COM PORT Windows 10; Intel Core i5-7500 (Quad Core 3.4GHz, 3.8Ghz Turbo, 6MB, w/ HD Graphics 630). 500 GB Hardrive / 8 GB Memory; KB216 Wired Multi-Media Keyboard, BLACK; MS116 Wired Mouse, BLACK Please Call for Lead Time | 2745
PN-DEL-MTR-WSN-COM | SLX-WKST-MT1-COM | Dell Precision T3620 - MiniTower Workstation WITH SERIAL COM PORT Windows 10; Intel Core i5-7500 (Quad Core 3.4GHz, 3.8Ghz Turbo, 6MB, w/ HD Graphics 630). 500 GB Hardrive / 8 GB Memory; KB216 Wired Multi-Media Keyboard, BLACK; MS116 Wired Mouse, BLACK Please Call for Lead Time | 2857
PN-DEL-TRSVR | SLX-TWRSVR-01 | Dell Power Edge T440 Tower Server - 8 Hard Drives Windows Server 2012R2 (Windows Server 2016 optional); Intel Xeon E5-2620 v3, 2.4 GHZ, 15M Cache, 8.00 GT/s, QPI, Turbo, HT, 6C/12/T (85W Max Mem 1866Mhz; Raid 1, 2 x 1TB SATA Drives, 8 GB RAM; Please Call for Lead TIme | 5932
PN-DEL-1USVR | SLX-1USVR-01 | Dell Power Edge R440 1U Rack Mount Server Windows Server 2012R2 (Windows Server 2016 optional); Intel Xeon E5-2620 v3, 2.4 GHZ, 15M Cache, 8.00 GT/s, QPI, Turbo, HT, 6C/12/T (85W Max Mem 1866Mhz; Raid 1, 2 x 1TB SATA Drives, 8 GB RAM. Please Call for Lead Time | 6755
PN-DEL-LCDMON | SLX-DELLMONT | Dell - 22" LCD Monitor - 21.5-inch wide viewable image size; Aspect Ratio Widescreen (16:9) Optimal Resolution: 1366 x 768 at 60 Hz Backlight Technology: LED; Dell Limited Hardware Warranty; Advance Exchange Service, 3 Years | 300
PN-DEL-CUSTOM | SLX-CUSTOM-DELL | Contact your Regional Sales Manager or email us at sielox.orders@sielox.com for: Custom Server & Workstation Configurations Upgrade Memory, Hard Drive, Processor, etc. Various RAID Configurations Available Various Power Supply Options Available | Call for Quote
Services & Software
PN-SLX-SVRLD | AC-PS-PNSVRLD | Pinnacle Server Software Load with Purchase of a Sielox Server | 374
PN-SLX-DATALD | AC-PS-PNDBLD | Pinnacle Database Load into Sielox Server - must include Pinnacle SW Load (PN-SLX-SVRLD) and a Pinnacle Database Conversion (See Professional Services) | 149
PN-SLX-WSNLD | AC-PS-PNWKSTLD | Pinnacle Workstation Software Load - with Purchase of a Sielox Server or Workstation. The load will occur during factory configuration, otherwise a Network Streaming Connection to the Customer Site will be required. | 224
PN-SLX-MSSQLSVR | AC-MSSQLSVR-ADD | Microsoft®SQL Server™2012 STD,5USER CALs,NFI,Downgrade Media Incl | 3750

## Section 7 - Controllers
7 - Sielox Controllers
New Sielox Part Number | Obsolete Model Number (for reference ONLY, please use NEW part number when ordering) | Description | List | HV
CN-SLX-1700 | AC-1700-NN-2 | AC-1700 Controller Board – Includes 1 GB SD Card, connector kit, and fuse. | 1042 | 660
1700 Configurations with Integrated Uninterruptible Power Supply & Large Enclosure - SLX150-E4 - (20" x 24" x 4.5")
CN-SLX-1700-150E4-2D | AC-1700-150E4-2D | 2-Reader Ethernet/RS485 Kit: Supports 2 Door Strikes, 2 Door Contacts, 2 REX Inputs, 4 Sup./Unsup. Inputs, 4 Sup./Unsup. Outputs. Includes Integrated Uninterruptible Power Supply & Large Enclosure (SLX150-E4) | 1473 | 952
CN-SLX-1700-150E4-4D | AC-1700-150E4-4D | 4-Reader Ethernet/RS485 Kit: Supports 4 Door Strikes, 4 Door Contacts, 4 REX Inputs, 8 Sup./Unsup. Inputs, 8 Sup./Unsup. Outputs. Includes Integrated Uninterruptible Power Supply & Large Enclosure (SLX150-E4) | 2515 | 1617
CN-SLX-1700-150E4-6D | AC-1700-150E4-6D | 6-Reader Ethernet/RS485 Kit: Supports 6 Door Strikes, 6 Door Contacts, 6 REX Inputs, 12 Sup./Unsup. Inputs, 12 Sup./Unsup. Outputs. Includes Integrated Uninterruptible Power Supply & Large Enclosure (SLX150-E4) | 3558 | 2282
CN-SLX-1700-150E4-8D | AC-1700-150E4-8D | 8-Reader Ethernet/RS485 Kit: Supports 8 Door Strikes, 8 Door Contacts, 8 REX Inputs, 16 Sup./Unsup. Inputs, 16 Sup./Unsup. Outputs. Includes Integrated Uninterruptible Power Supply & Large Enclosure (SLX150-E4) | 4600 | 2947
1700 Configurations with Large Enclosure (17" x 22" x 3.5") and Standard 12 V Transformer
CN-SLX-1700-2D-LS | AC-1700-LS-2 | 2-Reader Ethernet/RS485 Kit: Supports 2 Door Strikes, 2 Door Contacts, 2 REX Inputs, 4 Sup./Unsup. Inputs, 4 Sup./Unsup. Outputs. Includes Sielox Large Enclosure & 12VDC Transformer | 1416 | 914
CN-SLX-1700-4D-LS | AC-1700-LS-4 | 4-Reader Ethernet/RS485 Kit: Supports 4 Door Strikes, 4 Door Contacts, 4 REX Inputs, 8 Sup./Unsup. Inputs, 8 Sup./Unsup. Outputs. Includes Sielox Large Enclosure & 12VDC Transformer | 2458 | 1579
CN-SLX-1700-6D-LS | AC-1700-LS-6 | 6-Reader Ethernet/RS485 Kit: Supports 6 Door Strikes, 6 Door Contacts, 6 REX Inputs, 12 Sup./Unsup. Inputs, 12 Sup./Unsup. Outputs. Includes Sielox Large Enclosure & 12VDC Transformer | 3501 | 2244
CN-SLX-1700-8D-LS | AC-1700-LS-8 | 8-Reader Ethernet/RS485 Kit: Supports 8 Door Strikes, 8 Door Contacts, 8 REX Inputs, 16 Sup./Unsup. Inputs, 16 Sup./Unsup. Outputs . Includes Sielox Large Enclosure & 12VDC Transformer | 4543 | 2909
1700 Configurations with Large Enclosure (17" x 22" x 3.5") and LifeSafety Power Supply
CN-SLX-1700-2D-LNPS75 | AC-1700-LN-2-PS75 Controller | 2-Reader Ethernet/RS485 Kit: Supports 2 Door Strikes, 2 Door Contacts, 2 REX Inputs, 4 Sup./Unsup. Inputs, 4 Sup./Unsup. Outputs. Includes Sielox Large Enclosure and 1 - LifeSafety 75W Power Supply With Separate Enclosure | 1551 | 978
CN-SLX-1700-4D-LNPS75 | AC-1700-LN-4-PS75 | 4-Reader Ethernet/RS485 Kit: Supports 4 Door Strikes, 4 Door Contacts, 4 REX Inputs, 8 Sup./Unsup. Inputs, 8 Sup./Unsup. Outputs. Includes Sielox Large Enclosure and 1 - LifeSafety 75W Power Supply With Separate Enclosure | 2554 | 1643
CN-SLX-1700-6D-LNPS75 | AC-1700-LN-6-PS75 | 6-Reader Ethernet/RS485 Kit: Supports 6 Door Strikes, 6 Door Contacts, 6 REX Inputs, 12 Sup./Unsup. Inputs, 12 Sup./Unsup. Outputs. Includes Sielox Large Enclosure and 1 - LifeSafety 75W Power Supply With Separate Enclosure | 3597 | 2308
CN-SLX-1700-8D-LNPS75 | AC-1700-LN-8-PS75 | 8-Reader Ethernet/RS485 Kit: Supports 8 Door Strikes, 8 Door Contacts, 8 REX Inputs, 16 Sup./Unsup. Inputs, 16 Sup./Unsup. Outputs. Includes Sielox Large Enclosure and 1 - LifeSafety 75W Power Supply With Separate Enclosure | 4639 | 2973
CN-SLX-1700-2D-LNPS150 | AC-1700-LN-2-PS150 | 2-Reader Ethernet/RS485 Kit: Supports 2 Door Strikes, 2 Door Contacts, 2 REX Inputs, 4 Sup./Unsup. Inputs, 4 Sup./Unsup. Outputs. Includes Sielox Large Enclosure and 1 - LifeSafety 150W Power Supply With Separate Enclosure | 1593 | 1032
CN-SLX-1700-4D-LNPS150 | AC-1700-LN-4-PS150 Kit | 4-Reader Ethernet/RS485 Kit: Supports 4 Door Strikes, 4 Door Contacts, 4 REX Inputs, 8 Sup./Unsup. Inputs, 8 Sup./Unsup. Outputs. Includes Sielox Large Enclosure and 1 - LifeSafety 150W Power Supply With Separate Enclosure | 2598 | 1672
CN-SLX-1700-6D-LNPS150 | AC-1700-LN-6-PS150 | 6-Reader Ethernet/RS485 Kit: Supports 6 Door Strikes, 6 Door Contacts, 6 REX Inputs, 12 Sup./Unsup. Inputs, 12 Sup./Unsup. Outputs. Includes Sielox Large Enclosure and 1 - LifeSafety 150W Power Supply With Separate Enclosure | 3678 | 2362
CN-SLX-1700-8D-LNPS150 | AC-1700-LN-8-PS150 Controller Kit | 8-Reader Ethernet/RS485 Kit: Supports 8 Door Strikes, 8 Door Contacts, 8 REX Inputs, 16 Sup./Unsup. Inputs, 16 Sup./Unsup. Outputs. Includes Sielox Large Enclosure and 1 - LifeSafety 150W Power Supply With Separate Enclosure | 4720 | 3027
1700 Configurations with Large Enclosure (17" x 22" x 3.5") Only (Requires Power Supply)
CN-SLX-1700-2D-LN | AC-1700-LN-2 | 2-Reader Ethernet/RS485 Kit: Supports 2 Door Strikes, 2 Door Contacts, 2 REX Inputs, 4 Sup./Unsup. Inputs, 4 Sup./Unsup. Outputs. Includes Sielox Large Enclosure | 1267 | 815
CN-SLX-1700-4D-LN | AC-1700-LN-4 | 4-Reader Ethernet/RS485 Kit: Supports 4 Door Strikes, 4 Door Contacts, 4 REX Inputs, 8 Sup./Unsup. Inputs, 8 Sup./Unsup. Outputs. Includes Sielox Large Enclosure | 2310 | 1480
CN-SLX-1700-6D-LN | AC-1700-LN-6 | 6-Reader Ethernet/RS485 Kit: Supports 6 Door Strikes, 6 Door Contacts, 6 REX Inputs, 12 Sup./Unsup. Inputs, 12 Sup./Unsup. Outputs. Includes Sielox Large Enclosure | 3322 | 2125
CN-SLX-1700-8D-LN | AC-1700-LN-8 | 8-Reader Ethernet/RS485 Kit: Supports 8 Door Strikes, 8 Door Contacts, 8 REX Inputs, 16 Sup./Unsup. Inputs, 16 Sup./Unsup. Outputs. Includes Sielox Large Enclosure | 4335 | 2770
1700 Configurations with Small Enclosure(s) (12" x 12" x 3.5")
CN-SLX-1700-2D-SN | AC-1700-SN-2 | 2-Reader Ethernet/RS485 Kit: Supports 2 Door Strikes, 2 Door Contacts, 2 REX Inputs, 4 Sup./Unsup. Inputs, 4 Sup./Unsup. Outputs. Includes Sielox Small Enclosure Holds 1 Controller. | 1222 | 785
CN-SLX-1700-75E1-2D | AC-1700-75E1-2D | 2-Reader Ethernet/RS485 Kit: Supports 2 Door Strikes, 2 Door Contacts, 2 REX Inputs, 4 Sup./Unsup. Inputs, 4 Sup./Unsup. Outputs . Includes SLX75-E1. Holds 1 Controller. | 1287 | 828
CN-SLX-1700-75E2-2D | AC-1700-75E2-2D | 2-Reader Ethernet/RS485 Kit: Supports 2 Door Strikes, 2 Door Contacts, 2 REX Inputs, 4 Sup./Unsup. Inputs, 4 Sup./Unsup. Outputs. Includes SLX75-E2. Holds 1 Controller. | 1326 | 854
CN-SLX-1700-2D-SS | AC-1700-SS-2 | 2-Reader Ethernet/RS485 Kit: Supports 2 Door Strikes, 2 Door Contacts, 2 REX Inputs, 4 Sup./Unsup. Inputs, 4 Sup./Unsup. Outputs. Includes Sielox Small Enclosure & 12V 5A Transformer. Holds 1 Controller. | 1371 | 884
CN-SLX-1700-75E2-4D | AC-1700-75E2-4D | 4- Reader Ethernet/RS485 Kit: Supports 4 Door Strikes, 4 Door Contacts, 4 REX Inputs, 8 Sup./Unsup. Inputs, 8 Sup./Unsup. Outputs . Includes SLX75-E2. Holds up to 2 Controllers. | 2368 | 1519
I/O Expansion Units
All I/O Expansion Units include the board in an anti-static bag, connector/mounting kit, box, and external label.
NEW Sielox Part Number | Obsolete Model Number (for reference ONLY, please use NEW part number when ordering) | Description | List | HV
CN-SLX-170-OUT16 | 170-OUT16 | Output Expansion Board with 16 relay outputs. Each relay is 2A, 2 Form C. All relays are field-replaceable. Outputs are configured and managed in the Sielox Pinnacle, AnyWare, and Class systems. | 675 | 400
CN-SLX-170-IN16 | 170-IN16 | Input Expansion Board with 16 supervised inputs Provides 16 supervised inputs. Inputs are supervised with 5.1K Ohm end of line resistors and are configured and managed in the Sielox Pinnacle, AnyWare, and Class systems. | 563 | 325
CN-SLX-170-IO8/8 | 170-IO8/8 | Combination Board with 8 supervised inputs and 8 relay outputs Provides flexibility where a small number of expansion inputs and outputs are required. Inputs and outputs are configured and managed in the Sielox Pinnacle, AnyWare, and Class systems. All relays are field replaceable. | 600 | 350
Enclosures
CN-SLX-LGENCL | AC-1700ENCL | AC-1700 Large Enclosure. Holds up to 4 controllers. Dimensions: 17” x 22” x 3.5” (40.64 cm x 50.80 cm x 8.99 cm) | 225 | 150
CN-SLX-SMENCL | AC-1700ENCS | AC-1700 Small Enclosure. Holds 1 controller. Dimensions: 12” x 12” x 3.5”(30.48 cm x 30.48 cm x 8.89 cm) | 180 | 120
AC-1700 Series Controller Accessories
CN-SLX-1700-FUSE | AC-1700-FUSE | Fuse for AC-1700 controller board (Quantity of 5 Fuses) | 8 | 5
CN-SLX-1700-RELAY | CS212DC12 | AC-1700 relays (Price is for a Pack of 20 Relays) | 150 | 100
CN-SLX-1700-SDCRD | AC-SC | AC-1700 SD Card – 1 GB w/ Latest Firmware | 23 | 15
CN-SLX-1700-MTPLT | AC-1700-MP | Mounting Plate - For a single AC-1700 controller board. | 45 | 30
CN-SLX-1700-IOMTPLT | AC-1700-IOMP | I/O Mounting Plate - For installation of BP5 or BP7 back planes in the AC1700 large enclosure. | 60 | 40
CN-SLX-1700-RTMTPLT2 | AC-1700-RMP-2 | Retrofit Mounting Plate - For mounting up to 2 AC-1700 controller boards in the AC-1500 large enclosure or other large enclosures. | 60 | 40
CN-SLX-1700-RTMTPLT4 | AC-1700-RMP-4 | Retrofit Mounting Plate - For mounting up to 4 AC-1700 controller boards in the AC-1500 large enclosure or other large enclosures. | 60 | 40
CN-SLX-1700-CTKT | AC-1700-CK | AC-1700 Connector Kit. (Can be used with 16-Bit Controllers) | 60 | 40
AC-1700 I/O Backplane - Elevator Control / Aux. Inputs / Outputs
CN-SLX-1700-IOBKPLNKT | AC-1700-MS-IO | AC-1700 I/O Backplane Kit: Includes: AC-1700-BP7 I/O Backplane, AC-1700-IOMP Mounting Plate, AC-PR12 and AC-PWRS Standard Power Supply. Requires Input or Output Modules (CN-SLX-1700-INEXPKT or CN-SLX-1700-OTEXPKT) (Enclosure not included) | 602 | 401
I/O Backplane Modules & Components
CN-SLX-1700-INEXPKT | AC-IEK | Input Expansion Kit - AC-INP Input Module and Connectors - 8 Inputs (Supervised /Unsupervised) For AC-1700, AC-1500, & AC-1200 I/O Backplanes | 203 | 135
CN-SLX-1700-OTEXPKT | AC-OEK | Output Expansion Kit - AC-OUT Output Module and Connectors - 8 Outputs. For AC-1700, AC-1500, & AC-1200 I/O Backplanes | 263 | 175
CN-SLX-12VDC-PR | AC-1200-PR12 | 12VDC Power Regulator, required for any backplane with an REK (Terminal Controller); also required for all standalone I/O backplanes. Works with AC-1200, 1500, and 1700 Backplanes. | 290 | 193
CN-SLX-1700-BKPLN | AC-1700-BP7 I/O | AC-1700 I/O Backplane with capacity for: 7 I/O Modules in any combination, Requires Enclosure, Mounting Plate, I/O Modules, 1700 Controller and Power Supply | 230 | 153
Power Supplies and 12 VDC Battery
CN-SLX-1700-POE-EXMOD | NPE-130 | POE Extractor Module - For 1700 Series Controllers | 72 | 48
CN-SLX-1700-PWRU | AC-PWRU | UPS/UL Compliant Power Supply Kit (Requires AC-BAT7) -Altronix 12 or 24 VDC / 6 Amp Power Supply (Model AL600ULX) -Power Cord, and Ferrite (2) -Order Battery AC-BAT7. One for 12 VDC or two for 24 VDC | 370 | 260
CN-SLX-1700-PWRS | AC-PWRS | 12VDC 5A - XFMR Wall Transformer w/ Controller Power Connector | 149 | 99
PW-ALT-BAT7 | AC-BAT7 | 12 VDC / 7AH Sealed Lead Acid Battery | 45 | 30
PW-ALT-BAT12 | AC-BAT12 | 12 VDC / 12AH Sealed Lead Acid Battery | 70 | 50
AC-1500 & 1200 Backplanes and Connector Kits (while supplies last)
CN-SLX-1200-BP2 | AC-1200-BP2 | LANLink and AC-1200 2-Reader Small Backplane Requires Enclosure, Modules, Power Supply and Accessories (While Supplies Last) | 323 | 215
CN-SLX-1200-BP7IO | AC-1200-BP7 I/O | LANLink and AC-1200 I/O Backplane with capacity for: 7 I/O Modules in any combination. (Requires Enclosure, Modules, Power Supply and Accessories) | 230 | 153
CN-SLX-1200-CPU | AC-1200CPU | CPU Module Only for AC-1200 (reader module not included) (While Supplies Last) | 300 | 200
CN-SLX-RFB-RDRMOD | AC-RDR | Refurbished Reader Module Only (CPU Module & Connector Kit not included) Supports 2 Doors (Including Door Strike, Door Switch, and REX), 2 Readers, 4 Inputs and 4 Outputs. (While Supplies Last) | 225 | 150
CN-SLX-1500-CPU | AC-1500CPU | CPU Module Only for AC-1500 (reader module not included) (While Supplies Last) | 548 | 365
CN-SLX-RFB-LANMOD | AC-LAN-COMM | Refurbished LANLink Controller Module, (requires Pinnacle Version 4.0 or higher) (While Supplies Last) | 338 | 225
CN-SLX-RDMD-CTKT | AC-CK1 | Reader Module Connector Kit (Same as AC-1200-CK1) | 60 | 40
CN-SLX-INMD-CTKT | AC-CK2 | Input Module Connector Kit | 60 | 40
CN-SLX-OTMD-CTKT | AC-CK3 | Output Module Connector Kit | 60 | 40
CN-SLX-8RDBKPLNCTKT | AC-CK4 | 8-Reader Backplane Connector Kit: LANLink and AC-1200 (Only) | 30 | 20
CN-SLX-2RDIOBKPLNCTKT | AC-CK5 | 2-Reader I/O Backplane Connector Kit | 30 | 20
CN-SLX-IOBKPLNCTKT | AC-CK6 | I/O Backplane Connector Kit: (Same as AC-1200-CK6) | 30 | 20
CN-SLX-TC-C10 | AC-TC-C10 | 32-Bit CPU Interface Port Utility Cable – 10ft for diagnostics and firmware upgrades (BD-9F serial to IDC-10F Cable) A USB to Serial converter can be used if a serial port is not available. | 53 | 35
CN-SLX-TC-C25 | AC-TC-C25 | 32-Bit CPU Interface Port Utility Cable – 25ft: for diagnostics and firmware upgrades (BD-9F serial to IDC-10F Cable) A USB to Serial converter can be used if a serial port is not available. | 60 | 40
CN-SLX-RS485-CNMD | AC-RS485 | RS-485 Controller Module for primary communications for 1200 and 1500 Backplanes. | 150 | 100
CN-SLX-IF2-CN | AC-IF2 | IF2 Serial RS232/RS485 Controller interface for all Pinnacle and Threshold Enterprise systems using serial communications. (While Supplies Last) | 285 | 190
CN-SLX-IF2-CTKT | AC-IF2KIT | IF2 Serial RS232/RS485 Kit (IFS and Cable ) Controller interface for all Pinnacle and Threshold Enterprise. (Includes: AC-IF2 and AC-SERIF2). (While Supplies Last) | 315 | 210
CN-SLX-SERIF2-ADP | AC-SERIF2 | Serial Cable for the IF2 Serial Adapter 1 ft with 25 pins on the male side and 9 pins on the female side. | 30 | 20
16-Bit Controllers (AC900 / AC600 / AC460)
CN-SLX-16B-RFBMNCN | AC901R2 | 16-bit Refurbished Main Controller Rev. 2 (Board Only) (While Supplies Last) | 1050 | 700
CN-SLX-16B-RFBTRMCN | AC-601R1 | 16-bit Refurbished Terminal Controller Rev. 1 (Board Only) (While Supplies Last) | 900 | 600
CN-SLX-16B-IOEXP14 | AC-460 | 16-bit I/O Expansion Unit - 14 Inputs / 14 Outputs (includes connectors and mounting plate) | 906 | 604
CN-SLX-16B-IOEXP30 | AC-460E | 16-bit I/O Expansion Unit - 14 Inputs / 30 Outputs (includes connectors and mounting plate) | 1058 | 705
CN-SLX-16B-EXP14 | AC-461 | 16-bit Expansion Unit - 14 Inputs / 14 Outputs (includes connectors, mounting plate not included) | 872 | 581
CN-SLX-16B-EXP30 | AC-461E | 16-bit Expansion Unit - 14 Inputs / 30 Outputs (includes connectors, mounting plate not included) | 1022 | 681
AC900 / AC600 Controller Accessories -- 16-bit and 8-bit Controller Service Items (while supplies last)
CN-SLX-IO-EXPINCTKT | AC-OCK | 600 / 900 - I/O Expansion Input / Output Connector Kit | 60 | 40
CN-SLX-16B-MTPLT | AC-MP16 | Mounting Plate (for use with 16-bit controllers) | 60 | 40
CN-SLX-16B-MEMCHP | AC-EM20 | Memory Chip for larger systems; increases cardholder capacity stored at AC-600 and AC-900 16-bit controllers. MINIMUM ORDER = 11 CHIPS Pricing Listed Reflects Cost PER CHIP: 11 * Listed Price = Your Total Cost | 60 | 40
CN-SLX-8B-1AMPFUSE | AC-1AF | Fuse, 1 AMP (each) (for use with 8-bit controllers) | 18 | 12
CN-SLX-8B-.6AMPFUSE | AC-600F | Fuse, 0.6 AMP (each) (for use with 8-bit controllers) | 18 | 12
CN-SLX-1.2AMP-PWRTFR | AC-1.2P | Power Transformer (1.2 AMP; for use with both 8-bit and 16-bit controllers) | 95 | 63
CN-SLX-900-COMCBL | AC-COMCBL | AC-900 Communication Cable - For RS- 232 and MODEM connections | 39 | 26
CN-SLX-MLTIMOD2 | AC-MOD-MT5600 | MultiModem II (9600 Baud with error-checking) May be configured for lease line or dial-up configurations. Minimum order 2 (While supplies last) | 555 | 370
CN-SLX-LAN-UDS1100 | AC-LAN | Lantronix UDS-1100 CoBox w/ Sielox Firmware (While supplies last) | 750 | 500
CN-SLX-ROC-PTBRD | AC-RP | Rocket Port Board - Multiple COM Port PC board; will supply 8 additional COM ports (While supplies last) | 682.5 | 455

## Section 8 - Power Supplies
8 - Power Supplies
Altronix Power Supplies
New Sielox Part Number | Obsolete Model Number (for reference ONLY, please use NEW part number when ordering) | Product Description | List | HV
PW-ALT-ACM4CB | ACM4CB | 4 Output Access Power Controller Module - Converts one (1) 12 to 24 volt AC or DC input into four (4) PTC power outputs, individually selectable Fail-Safe/Fail-Secure outputs, fire alarm disconnect is selectable by output, UL Listed sub-assembly. | 69 | 38
PW-ALT-ACM8 | ACM8 | 8 Output Access Power Controller Module - Converts one (1) 12 to 24 volt AC or DC input into eight (8) fused power outputs, individually selectable Fail-Safe/Fail-Secure outputs or dry form "C" contacts, fire alarm disconnect is selectable by output, UL Recognized Component. | 91 | 50
PW-ALT-ACM8CB | ACM8CB | 8 Output Access Power Controller Module - Converts one (1) 12 to 24 volt AC or DC input into eight (8) PTC power outputs, individually selectable Fail-Safe/Fail-Secure outputs, fire alarm disconnect is selectable by output, UL Recognized Component. | 91 | 50
PW-ALT-AL1012ULACM | AL1012ULACM | Power Supply/Charger with Access power controller - 8 fused non-power limited outputs provide 12VDC @ 10 amp, outputs are individually selectable for Fail-Safe or Fail-Secure operation or as dry form "C" contacts, fire alarm disconnect is selectable by output, AC & battery monitoring, encl. 15.5”H x 12”W x 4.5”D, 115VAC input, UL Listed (UL294), cUL Listed. | 451 | 244
PW-ALT-AL1012ULACMCB | AL1012ULACMCB | Power Supply/Charger with Access power controller - 8 PTC Class 2 power limited outputs provide 12VDC @ 10 amp, outputs are individually selectable for Fail-Safe or Fail-Secure operation, fire alarm disconnect is selectable by output, AC & battery monitoring, encl. 15.5”H x 12”W x 4.5”D, 115VAC input, UL Listed (UL294), cUL Listed. | 451 | 244
PW-ALT-AL1012ULM | AL1012ULM | 5 Output Power Supply/Charger w/Fire Alarm Disconnect - 12VDC @ 10 amp, PTC Class 2 power limited outputs, encl. 13.5"H x 13"W x 3.25"D., 115VAC input, UL Listed (UL294), cUL Listed. | 418 | 226
PW-ALT-AL1012ULX | AL1012ULX | Power Supply/Charger - 12VDC @ 10 amp, AC & battery monitoring, non-power limited output, encl. 15.5"H x 12"W x 4.5"D, 115VAC input, UL Listed (UL294), cUL Listed. | 361 | 195
PW-ALT-AL1012ULXB | AL1012ULXB | Power Supply/Charger - 12VDC @ 10 amp, AC & battery monitoring, non-power limited output, 115VAC input. UL Recognized. | 268 | 145
PW-ALT-AL1012ULXPD16 | AL1012ULXPD16 | 16 Output Power Supply/Charger - 12VDC @ 10 amp, fused non-power limited outputs, AC & battery monitoring, encl. 15.5”H x 12”W x 4.5”D, 115VAC input, UL Listed (UL294), cUL Listed. | 416 | 225
PW-ALT-AL1012ULXPD16CB | AL1012ULXPD16CB | 16 Output Power Supply/Charger - 12VDC @ 10 amp, PTC Class 2 power limited outputs, AC & battery monitoring, encl. 15.5”H x 12”W x 4.5”D, 115VAC input, UL Listed (UL294), cUL Listed. | 416 | 225
PW-ALT-AL1012ULXPD8 | AL1012ULXPD8 | 8 Output Power Supply/Charger - 12VDC @ 10 amp, fused non-power limited outputs, AC & battery monitoring, encl. 15.5”H x 12”W x 4.5”D, 115VAC input, UL Listed (UL294), cUL Listed. | 387 | 209
PW-ALT-AL1012ULXPD8CB | AL1012ULXPD8CB | 8 Output Power Supply/Charger - 12VDC @ 10 amp, PTC Class 2 power limited outputs, AC & battery monitoring, encl. 15.5”H x 12”W x 4.5”D, 115VAC input, UL Listed (UL294), cUL Listed. | 387 | 209
PW-ALT-AL1024ULACM | AL1024ULACM | Power Supply/Charger with Access power controller - 8 fused non-power limited outputs provide 24VDC @ 10 amp, outputs are individually selectable for Fail-Safe or Fail-Secure operation or as dry form "C" contacts, fire alarm disconnect is selectable by output, AC & battery monitoring, encl. 15.5”H x 12”W x 4.5”D, 115VAC input, UL Listed (UL294), cUL Listed, CSFM & MEA Approved. | 497 | 269
PW-ALT-AL1024ULACMCB | AL1024ULACMCB | Power Supply/Charger with Access power controller - 8 PTC Class 2 power limited outputs provide 24VDC @ 10 amp, outputs are individually selectable for Fail-Safe or Fail-Secure operation, fire alarm disconnect is selectable by output, AC & battery monitoring, encl. 15.5”H x 12”W x 4.5”D, 115VAC input, UL Listed (UL294), cUL Listed, CSFM & MEA Approved. | 497 | 269
PW-ALT-AL1024ULM | AL1024ULM | 5 Output Power Supply/Charger w/Fire Alarm Disconnect - 24VDC @ 10 amp, PTC Class 2 power limited outputs, encl. 13.5"H x 13"W x 3.25"D., 115VAC input, UL Listed (UL294/UL1481), cUL Listed, CSFM & MEA Approved. | 464 | 251
PW-ALT-AL1024ULXB2 | AL1024ULXB2 | Power Supply/Charger - 24VDC @ 10 Amp, AC & battery monitoring, non-power limited output, 115VAC input. UL Recognized. | 314 | 170
PW-ALT-AL1024ULXPD16 | AL1024ULXPD16 | 16 Output Power Supply/Charger - 24VDC @ 10 amp, fused non-power limited outputs, AC & battery monitoring, encl. 15.5”H x 12”W x 4.5”D, 115VAC input, UL Listed (UL294/UL1481), cUL Listed. | 463 | 250
PW-ALT-AL1024ULXPD16CB | AL1024ULXPD16CB | 16 Output Power Supply/Charger - 24VDC @ 10 amp, PTC Class 2 power limited outputs, AC & battery monitoring, encl. 15.5”H x 12”W x 4.5”D, 115VAC input, UL Listed (UL294/UL1481), cUL Listed. | 463 | 250
PW-ALT-AL1024ULXPD8 | AL1024ULXPD8 | 8 Output Power Supply/Charger - 24VDC @ 10 amp, fused non-power limited outputs, AC & battery monitoring, encl. 15.5”H x 12”W x 4.5”D, 115VAC input, UL Listed (UL294/UL1481), cUL Listed. | 434 | 234
PW-ALT-AL1024ULXPD8CB | AL1024ULXPD8CB | 8 Output Power Supply/Charger - 24VDC @ 10 amp, PTC Class 2 power limited outputs, AC & battery monitoring, encl. 15.5”H x 12”W x 4.5”D, 115VAC input, UL Listed (UL294/UL1481), cUL Listed. | 434 | 234
PW-ALT-AL125UL | AL125UL | 2 Output Power Supply/Charger w/Fire Alarm Disconnect - 12VDC or 24VDC @ 1 amp, Class 2 power limited outputs, encl. 8.5"H x 7.5"W x 3.5"D, 115VAC input, UL Listed (UL294), cUL Listed. | 154 | 84
PW-ALT-AL125ULP | AL125ULP | 2 Output Power Supply/Charger w/Fire Alarm Disconnect - 12VDC @ 1 amp or 24VDC @ .5 amp, Class 2 power limited outputs, encl. 8.5"H x 7.5"W x 3.5"D, 115VAC input (Includes TP2440 plug-in xfmr), UL Listed (UL294), cUL Listed. | 142 | 77
PW-ALT-AL125ULX | AL125ULX | 2 Output Power Supply/Charger w/Fire Alarm Disconnect - 12VDC or 24VDC @ 1 amp, Class 2 power limited outputs, encl. 13.5"H x 13"W x 3.25"D., 115VAC input, UL Listed (UL294), cUL Listed. | 206 | 111
PW-ALT-AL175UL | AL175UL | 2 Output Power Supply/Charger w/Fire Alarm Disconnect - 12VDC or 24VDC @ 1.75 amp, Class 2 power limited outputs, encl. 8.5"H x 7.5"W x 3.5"D, 115VAC input, UL Listed (UL294), cUL Listed. | 174 | 94
PW-ALT-AL201ULB | AL201ULB | Power Supply/Charger - 12VDC or 24VDC @ 1.75 amp, AC & battery monitoring, UL Recognized. | 98 | 53
PW-ALT-AL300ULM | AL300ULM | 5 Output Power Supply/Charger w/Fire Alarm Disconnect - 12VDC or 24VDC @ 2.5 amp, PTC Class 2 power limited outputs, encl. 13.5"H x 13"W x 3.25"D., 115VAC input, UL Listed (UL294/UL603/UL1069/UL1481), cUL Listed, MEA & CSFM Approved. | 316 | 171
PW-ALT-AL300ULX | AL300ULX | Power Supply/Charger - 12VDC or 24VDC @ 2.5 amp, AC & battery monitoring, Class 2 power limited output, encl. 13.5”H x 13”W x 3.25”D, 115VAC input, UL Listed (UL294/UL603/UL1069/UL1481), cUL Listed, CSFM & MEA Approved. | 256 | 139
PW-ALT-AL400ULACM | AL400ULACM | Power Supply/Charger with Access power controller - 8 fused Class 2 power limited outputs provide 12VDC @ 4 amp or 24VDC @ 3 amp, outputs are individually selectable for Fail-Safe or Fail-Secure operation or as dry form "C" contacts, fire alarm disconnect is selectable by output, AC & battery monitoring, encl. 15.5”H x 12”W x 4.5”D, 115VAC input, UL Listed (UL294), cUL Listed, CSFM & MEA Approved. | 363 | 196
PW-ALT-AL400ULACMCB | AL400ULACMCB | Power Supply/Charger with Access power controller - 8 PTC Class 2 power limited outputs provide 12VDC @ 4 amp or 24VDC @ 3 amp, outputs are individually selectable for Fail-Safe or Fail-Secure operation, fire alarm disconnect is selectable by output, AC & battery monitoring, encl. 15.5”H x 12”W x 4.5”D, 115VAC input, UL Listed (UL294), cUL Listed, CSFM & MEA Approved. | 363 | 196
PW-ALT-AL400ULM | AL400ULM | 5 Output Power Supply/Charger w/Fire Alarm Disconnect - 12VDC @ 4 amp or 24VDC @ 3 amp, PTC Class 2 power limited outputs, encl. 13.5"H x 13"W x 3.25"D., 115VAC input, UL Listed (UL294/UL603/UL1069/UL1481), cUL Listed, MEA & CSFM Approved. | 329 | 178
PW-ALT-AL400ULPD8 | AL400ULPD8 | 8 Output Power Supply/Charger - 12VDC @ 4 amp or 24VDC @ 3 amp, fused Class 2 power limited outputs, AC & battery monitoring, encl. 13.5”H x 13”W x 3.25”D, 115VAC input, UL Listed (UL294/UL603/UL1069/UL1481), cUL Listed. | 298 | 161
PW-ALT-AL400ULPD8CB | AL400ULPD8CB | 8 Output Power Supply/Charger - 12VDC @ 4 amp or 24VDC @ 3 amp, PTC Class 2 power limited outputs, AC & battery monitoring, encl. 13.5”H x 13”W x 3.25”D, 115VAC input, UL Listed (UL294/UL603/UL1069/UL1481), cUL Listed. | 298 | 161
PW-ALT-AL400ULX | AL400ULX | Power Supply/Charger - 12VDC @ 4 amp or 24VDC @ 3 amp, AC & battery monitoring, Class 2 power limited output, encl. 13.5”H x 13”W x 3.25”D, 115VAC input, UL Listed (UL294/UL603/UL1069/UL1481), cUL Listed, CSFM, MEA & FM Approved. | 270 | 146
PW-ALT-AL400ULXB2 | AL400ULXB2 | Power Supply/Charger - 12VDC @ 4 amp or 24VDC @ 3 amp, AC & battery monitoring, Class 2 power limited output, 115VAC input, UL Recognized. | 220 | 119
PW-ALT-AL400ULXPD16 | AL400ULXPD16 | 16 Output Power Supply/Charger - 12VDC @ 4 amp or 24VDC @ 3 amp, fused Class 2 power limited outputs, AC & battery monitoring, encl. 15.5”H x 12”W x 4.5”D, 115VAC input, UL Listed (UL294/UL603/UL1069/UL1481), cUL Listed. | 329 | 178
PW-ALT-AL400ULXPD16CB | AL400ULXPD16CB | 16 Output Power Supply/Charger - 12VDC @ 4 amp or 24VDC @ 3 amp, PTC Class 2 power limited outputs, AC & battery monitoring, encl. 15.5”H x 12”W x 4.5”D, 115VAC input, UL Listed (UL294/UL603/UL1069/UL1481), cUL Listed. | 329 | 178
PW-ALT-AL600ULACM | AL600ULACM | Power Supply/Charger with Access power controller - 8 fused non-power limited outputs provide 12VDC or 24VDC @ 6 amp, outputs are individually selectable for Fail-Safe or Fail-Secure operation or as dry form "C" contacts, fire alarm disconnect is selectable by output, AC & battery monitoring, encl. 15.5”H x 12”W x 4.5”D, 115VAC input, UL Listed (UL294), cUL Listed, CSFM & MEA Approved. | 451 | 244
PW-ALT-AL600ULACMCB | AL600ULACMCB | Power Supply/Charger with Access power controller - 8 PTC Class 2 power limited outputs provide 12VDC or 24VDC @ 6 amp, outputs are individually selectable for Fail-Safe or Fail-Secure operation, fire alarm disconnect is selectable by output, AC & battery monitoring, encl. 15.5”H x 12”W x 4.5”D, 115VAC input, UL Listed (UL294), cUL Listed, CSFM & MEA Approved. | 451 | 244
PW-ALT-AL600ULM | AL600ULM | 5 Output Power Supply/Charger w/Fire Alarm Disconnect - 12VDC or 24VDC @ 6 amp, PTC Class 2 power limited outputs, encl. 13.5"H x 13"W x 3.25"D., 115VAC input, UL Listed (UL294/UL1481), cUL Listed, MEA & CSFM Approved. | 417 | 225
PW-ALT-AL600ULPD8 | AL600ULPD8 | 8 Output Power Supply/Charger - 12VDC or 24VDC @ 6 amp, fused non-power limited outputs, AC & battery monitoring, encl. 13.5”H x 13”W x 3.25”D, 115VAC input, UL Listed (UL294/UL1481), cUL Listed. | 389 | 210
PW-ALT-AL600ULPD8CB | AL600ULPD8CB | 8 Output Power Supply/Charger - 12VDC or 24VDC @ 6 amp, PTC Class 2 power limited outputs, AC & battery monitoring, encl. 13.5”H x 13”W x 3.25”D, 115VAC input, UL Listed (UL294/UL1481), cUL Listed. | 389 | 210
PW-ALT-AL600ULX | AL600ULX | Power Supply/Charger - 12VDC or 24VDC @ 6 amp, AC & battery monitoring, non-power limited output, encl. 13.5”H x 13”W x 3.25”D, 115VAC input, UL Listed (UL294/UL1481), cUL Listed, CSFM, MEA & FM Approved. | 357 | 193
PW-ALT-AL600ULXB | AL600ULXB | Power Supply/Charger - 12VDC or 24VDC @ 6 amp, AC & battery monitoring, non-power limited output, 115VAC input, UL Recognized. | 268 | 145
PW-ALT-AL600ULXPD16 | AL600ULXPD16 | 16 Output Power Supply/Charger - 12VDC or 24VDC @ 6 amp, fused non-power limited outputs, AC & battery monitoring, encl. 15.5”H x 12”W x 4.5”D, 115VAC input, UL Listed (UL294/UL1481), cUL Listed. | 416 | 225
PW-ALT-AL600ULXPD16CB | AL600ULXPD16CB | 16 Output Power Supply/Charger - 12VDC or 24VDC @ 6 amp, PTC Class 2 power limited outputs, AC & battery monitoring, encl. 15.5”H x 12”W x 4.5”D, 115VAC input, UL Listed (UL294/UL1481), cUL Listed. | 416 | 225
PW-ALT-EFLOW102NA8 | EFLOW102NA8 | Power Supply/Charger with Access power controller - 8 fused outputs provide 12VDC @ 10 amp, outputs are individually selectable for Fail-Safe or Fail-Secure operation or as dry form "C" contacts, fire alarm disconnect is selectable by output, Features: Low battery cutoff, Over voltage protection (OVP), AC & battery monitoring, encl. 15.5”H x 12”W x 4.5”D, 115VAC input, UL Listed (UL294), ULC Listed (ULC-S319-05). | 488 | 264
PW-ALT-EFLOW102NA8D | EFLOW102NA8D | Power Supply/Charger with Access power controller - 8 PTC power-limited outputs provide 12VDC @ 10 amp, outputs are individually selectable for Fail-Safe or Fail-Secure operation, fire alarm disconnect is selectable by output, Features: Low battery cutoff, Over voltage protection (OVP), AC & battery monitoring, encl. 15.5”H x 12”W x 4.5”D, 115VAC input, UL Listed (UL294), ULC Listed (ULC-S319-05). | 488 | 264
PW-ALT-EFLOW102NB | EFLOW102NB | Two (2) Output Power Supply/Charger w/Fire Alarm Disconnect - 12VDC @ 10 amp max, additional separate 1 amp aux. Class 2 rated power-limited output, AC & battery monitoring, Low power shutdown, Over voltage protection (OVP), 115VAC input, UL Recognized, cUL Listed. | 301 | 163
PW-ALT-EFLOW104NA8 | EFLOW104NA8 | Power Supply/Charger with Access power controller - 8 fused outputs provide 24VDC @ 10 amp, outputs are individually selectable for Fail-Safe or Fail-Secure operation or as dry form "C" contacts, fire alarm disconnect is selectable by output, Features: Low battery cutoff, Over voltage protection (OVP), AC & battery monitoring, encl. 15.5”H x 12”W x 4.5”D, 115VAC input, UL Listed (UL294), ULC Listed (ULC-S319-05). | 532 | 288
PW-ALT-EFLOW104NA8D | EFLOW104NA8D | Power Supply/Charger with Access power controller - 8 PTC power-limited outputs provide 24VDC @ 10 amp, outputs are individually selectable for Fail-Safe or Fail-Secure operation, fire alarm disconnect is selectable by output, Features: Low battery cutoff, Over voltage protection (OVP), AC & battery monitoring, encl. 15.5”H x 12”W x 4.5”D, 115VAC input, UL Listed (UL294), ULC Listed (ULC-S319-05). | 532 | 288
PW-ALT-EFLOW104NB | EFLOW104NB | Two (2) Output Power Supply/Charger w/Fire Alarm Disconnect - 24VDC @ 10 amp max, additional separate 1 amp aux. Class 2 rated power-limited output, AC & battery monitoring, Low power shutdown, Over voltage protection (OVP), 115VAC input, UL Recognized, cUL Listed. | 348 | 188
PW-ALT-EFLOW4N | EFLOW4N | Two (2) Output Power Supply/Charger w/Fire Alarm Disconnect - 12VDC or 24VDC @ 4 amp max, One (1) main power output (unswitched) plus one (1) separate aux. output (switched), Class 2 power limited, AC & battery monitoring, Low power shutdown, Over voltage protection (OVP), encl. 13.5”H x 13”W x 3.25”D, 115VAC input, UL Listed (UL294/UL603/UL1481), cUL Listed (ULC-S318-96). CSFM, CE Approved | 305 | 165
PW-ALT-EFLOW4N8 | EFLOW4N8 | Power Supply/Charger w/Fire Alarm Disconnect - 12VDC or 24VDC @ 4 amp max. Eight (8) fused Class 2 power-limited outputs and one (1) aux. power output, AC & battery monitoring, Low battery cutoff, Over voltage protection, encl. 13.5”H x 13”W x 3.25”D accommodates up to (2) 12VDC/7AH batteries, 115VAC input, UL Listed (UL294/UL603/UL1481), cUL Listed (ULC-S318-96). CSFM, CE Approved. | 333 | 180
PW-ALT-EFLOW4N8D | EFLOW4N8D | Power Supply/Charger w/Fire Alarm Disconnect - 12VDC or 24VDC @ 4 amp max. Eight (8) PTC Class 2 power-limited outputs and one (1) aux. power output, AC & battery monitoring, Low battery cutoff, Over voltage protection, encl. 13.5”H x 13”W x 3.25”D accommodates up to (2) 12VDC/7AH batteries, 115VAC input, UL Listed (UL294/UL603/UL1481), cUL Listed (ULC-S318-96). CSFM, CE Approved. | 333 | 180
PW-ALT-EFLOW4NB | EFLOW4NB | Two (2) Output Power Supply/Charger w/Fire Alarm Disconnect - 12VDC or 24VDC @ 4 amp max, additional separate 1 amp aux. Class 2 rated power-limited output, AC & battery monitoring, Low power shutdown, Over voltage protection (OVP), 115VAC input, UL Recognized, cUL Listed. | 254 | 137
PW-ALT-EFLOW6N | EFLOW6N | Two (2) Output Power Supply/Charger w/Fire Alarm Disconnect - 12VDC or 24VDC @ 6 amp max, One (1) main power output (unswitched) plus one (1) separate aux. output (switched), Class 2 power limited, AC & battery monitoring, Low power shutdown, Over voltage protection (OVP), encl. 13.5”H x 13”W x 3.25”D, 115VAC input, UL Listed (UL294/UL603/UL1481), cUL Listed (ULC-S318-96). CSFM, CE Approved | 392 | 212
PW-ALT-EFLOW6N8 | EFLOW6N8 | Power Supply/Charger w/Fire Alarm Disconnect - 12VDC or 24VDC @ 6 amp max. Eight (8) fused outputs and one (1) aux. power output, AC & battery monitoring, Low battery cutoff, Over voltage protection, encl. 13.5”H x 13”W x 3.25”D accommodates up to (2) 12VDC/7AH batteries, 115VAC input, UL Listed (UL294/UL603/UL1481), cUL Listed (ULC-S318-96). CSFM, CE Approved. | 421 | 228
PW-ALT-EFLOW6N8D | EFLOW6N8D | Power Supply/Charger w/Fire Alarm Disconnect - 12VDC or 24VDC @ 6 amp max. Eight (8) PTC Class 2 power-limited outputs and one (1) aux. power output, AC & battery monitoring, Low battery cutoff, Over voltage protection, encl. 13.5”H x 13”W x 3.25”D accommodates up to (2) 12VDC/7AH batteries, 115VAC input, UL Listed (UL294/UL603/UL1481), cUL Listed (ULC-S318-96). CSFM, CE Approved. | 421 | 228
PW-ALT-EFLOW6NA8 | EFLOW6NA8 | Power Supply/Charger with Access power controller - 8 fused outputs provide 12VDC or 24VDC @ 6 amp, outputs are individually selectable for Fail-Safe or Fail-Secure operation or as dry form "C" contacts, fire alarm disconnect is selectable by output, Features: Low battery cutoff, Over voltage protection (OVP), AC & battery monitoring, encl. 15.5”H x 12”W x 4.5”D, 115VAC input, UL Listed (UL294), ULC Listed (ULC-S319-05). | 488 | 264
PW-ALT-EFLOW6NA8D | EFLOW6NA8D | Power Supply/Charger with Access power controller - 8 PTC power-limited outputs provide 12VDC or 24VDC @ 6 amp, outputs are individually selectable for Fail-Safe or Fail-Secure operation, fire alarm disconnect is selectable by output, Features: Low battery cutoff, Over voltage protection (OVP), AC & battery monitoring, encl. 15.5”H x 12”W x 4.5”D, 115VAC input, UL Listed (UL294), ULC Listed (ULC-S319-05). | 488 | 264
PW-ALT-EFLOW6NB | EFLOW6NB | 2 Output Power Supply/Charger w/Fire Alarm Disconnect - 12VDC or 24VDC @ 6 amp max, additional separate 1 amp aux. Class 2 rated power-limited output, AC & battery monitoring, Low power shutdown, Over voltage protection (OVP), 115VAC input, UL Recognized, cUL Listed. | 301 | 163
PW-ALT-LINQ2 | LINQ2 | Network Communication Module. Designed for use with up to two (2) Altronix eFlow series power supplies. Allows for status monitoring via LAN/WAN of (DC output voltage, Output Current, AC fault, Battery Fault, Unit temperature) Notification via Email and SNMP trap message. Event history log; Local or remote control of DC power outputs; two (2) network controlled Aux. form "C" relays; Operating software included | 152 | 82
PW-ALT-LINQ8PD | LINQ8PD | Networked power distribution module, controls, monitors and reports power, 8 fused outputs, AC/DC operation, FACP disconnect | 298 | 161
PW-ALT-LINQ8PDCB | LINQ8PDCB | Networked power distribution module, controls, monitors and reports power, 8 PTC outputs, AC/DC operation, FACP disconnect | 298 | 161
PW-ALT-MAXIMAL33D | MAXIMAL33D | 2 Power Supply/Charger with Access power controllers - 16 PTC Class 2 power limited outputs, each set of 8 outputs are selectable for 12VDC @ 5.5 amp or 24VDC @ 5.7 amp, outputs are individually selectable for Fail-Safe or Fail-Secure operation, fire alarm disconnect is selectable by output, AC & battery monitoring, encl. 26"H x 19"W x 6.25"D, 115VAC input, Accommodates up to 4 - 12VDC/12AH batteries, UL Listed (UL294), cUL Listed, CSFM Approved. | 1041 | 563
PW-ALT-MAXIMAL33RD | MAXIMAL33RD | 2 Power Supply/Chargers with Access power controllers - 16 PTC outputs, each set of 8 outputs are selectable for 12VDC or 24VDC @ 6 amp (12 amp max.), outputs are individually selectable for Fail-Safe or Fail-Secure operation, fire alarm disconnect is selectable by output, AC & battery monitoring, 2U EIA 19" Rack Mount Chassis, 115VAC input. | 984 | 532
PW-ALT-MAXIMAL37E | MAXIMAL37E | 2 Power Supply/Chargers - One is selectable for 12VDC or 24VDC @ 6 amp and one is 24VDC @ 10 amp, non-power limited outputs, AC & battery monitoring, encl. 26"H x 19"W x 6.25"D accommodates a variety of Altronix modules for power distribution & control, Accommodates up to 4 - 12VDC/12AH batteries, 115VAC input, UL Listed (UL294), cUL Listed, CSFM Approved. | 857 | 463
PW-ALT-MAXIMAL75FD | MAXIMAL75FD | 2 Power Supply/Charger with Access power controllers - 16 PTC power-limited outputs, 8 outputs are 12VDC @ 9.3 amp and 8 outputs are 24VDC @ 9.6 amp, outputs are individually selectable for Fail-Safe or Fail-Secure operation, fire alarm disconnect is selectable by output, Features: Low battery cutoff, Over voltage protection (OVP), AC & battery monitoring, encl. 26"H x 19"W x 6.25"D, 115VAC input, Accommodates up to 4 - 12VDC/12AH batteries, UL Listed (UL294), cUL Listed (ULC-S319-05), CSFM Approved. | 1164 | 629
PW-ALT-MAXIMAL75FE | MAXIMAL75FE | 2 Power Supply/Chargers - One is 12VDC @ 10 amp and one is 24VDC @ 10 amp, non power-limited outputs, Features: Low battery cutoff, Over voltage protection (OVP), AC & battery monitoring, encl. 26"H x 19"W x 6.25"D accommodates a variety of Altronix modules for power distribution & control, 115VAC input, Accommodates up to 4 - 12VDC/12AH batteries, UL Listed (UL294), cUL Listed (ULC-S319-05), CSFM Approved. | 908 | 491
PW-ALT-MAXIMAL7D | MAXIMAL7D | Power Supply/Charger with Access power controllers - 16 PTC Class 2 power limited outputs, 16 outputs are 24VDC @ 9.4 amp, outputs are individually selectable for Fail-Safe or Fail-Secure operation, fire alarm disconnect is selectable by output, AC & battery monitoring, encl. 26"H x 19"W x 6.25"D, 115VAC input, Accommodates up to 4 - 12VDC/12AH batteries, UL Listed (UL294), cUL Listed, CSFM Approved. | 895 | 484
PW-ALT-PD4 | PD4 | 4 Output Power Distribution Module - Converts AC or DC power input (28 volts @ 14 amp max.) into four (4) fused power outputs. | 34 | 19
PW-ALT-PD4CB | PD4CB | 4 Output Power Distribution Module - Converts AC or DC power input (28 volts @ 14 amp max.) into four (4) PTC power outputs. | 34 | 19
PW-ALT-PD8 | PD8 | 8 Output Power Distribution Module - Converts AC or DC power input (28 volts @ 14 amp max.) into eight (8) fused power outputs. | 39 | 21
PW-ALT-PD8CB | PD8CB | 8 Output Power Distribution Module - Converts AC or DC power input (28 volts @ 14 amp max.) into eight (8) PTC power outputs. | 39 | 21
PW-ALT-PDS8 | PDS8 | 8 Output Power Distribution Module - Two (2) AC or DC power input (5-24VDC up to 10A or 16-28VAC up to 14A) into eight (8) fused selectable power outputs. | 52 | 28
PW-ALT-PDS8CB | PDS8CB | 8 Output Power Distribution Module - Two (2) AC or DC power input (5-24VDC up to 10A or 16-28VAC up to 14A) into eight (8) PTC selectable power outputs. | 52 | 28
PW-ALT-STRIKEIT1 | STRIKEIT1 | Dual Panic Device Power Controller - Independently or simultaneously controlled lock outputs for two 24VDC panic hardware devices with high inrush current requirements. Programmable 1 to 30 sec. timed lock release, Two follower relay outputs, Two delayed momentary relay outputs, One 12VDC & One 24VDC aux. power outputs rated @ 1 amp each, Fire Alarm disconnect, built-in battery charger, encl: 13.5"H x 13"W x 3.25"D, Accommodates up to 2 - 12VDC/7AH batteries, 115VAC input, UL Listed (UL294), cUL Listed. MEA & CSFM Approved. | 541 | 292
PW-ALT-TROVE2SL2 | TROVE2SL2 | Access & Power Integration enclosure for combinations of Sielox Boards with Altronix Power Supply/Chargers for up to sixteen (16) doors. Enclosure dimensions 27.25"H x 21.5"W x 6.5"D. Includes TSL2 backplane, cam lock, tamper switch, nuts, standoffs and short screws. | 572 | 228
PW-ALT-TSL2 | TSL2 | Access & Power Integration backplane for combinations of Sielox boards with Altronix Power Supply/Chargers for up to sixteen (16) doors. Dimensions 25.375"H x 19.375"W x 0.3125"D. Includes standoffs and short screws. | 211.85 | 118
PW-ALT-VR6 | VR6 | Power Conversion Module - Converts 24VDC @ 10A input into 12VDC rated @ 6A output. | 77 | 42
PW-ALT-ACM4 | N/A | 4 Output Access Power Controller Module - Converts one (1) 12 to 24 volt AC or DC input into four (4) fused power outputs, individually selectable Fail-Safe/Fail-Secure outputs or dry form "C" contacts, fire alarm disconnect is selectable by output, UL Listed sub-assembly. | 69 | 38
PW-ALT-AL300ULXB2 | N/A | Altronix power supply, converts 115VAC, 60Hz input to a single 12VDC or 24VDC Class 2 rated power-limited output. | 186 | 101
PW-ALT-T2SLK7F8 | N/A | 8-Door Altronix/Sielox Access and Power Integration Kit - Trove2SA2 with eFlow104NB, ACM8, VR6, PDS8 | 1005 | 670
LifeSafety Power Supplies
New Sielox Part Number | Obsolete Model Number (for reference ONLY, please use NEW part number when ordering) | Product Description | List | HV
PW-LSP-SLX150-E1 | SLX150-E1 | 12A/12V or 6A/24V, E1 enclosure | 326 | 218
PW-LSP-SLX250-E1 | SLX250-E1 | 20A/12V or 10A/24V, E1 enclosure | 378 | 252
PW-LSP-SLX75-E2 | SLX75-E2 | 6A/12V or 3A/24V, E2 enclosure | 284 | 190
PW-LSP-SLX150-E2 | SLX150-E2 | 12A/12V or 6A/24V, E2 enclosure | 368 | 246
PW-LSP-SLX250-E2 | SLX250-E2 | 20A/12V or 10A/24V, E2 enclosure | 420 | 280
PW-LSP-SLX75-E4 | SLX75-E4 | 6A/12V or 3A/24V, E4 enclosure | 346 | 231
PW-LSP-SLX150-E4 | SLX150-E4 | 12A/12V or 6A/24V, E4 enclosure | 432 | 288
PW-LSP-SLX250-E4 | SLX250-E4 | 20A/12V or 10A/24V, E4 enclosure | 564 | 376
Enclosures
PW-LSP-SLX-E1 | SLX-E1 | E1 enclosure size 12W x 14H x 4.5D | 187.5 | 125
PW-LSP-SLX-E1R | SLX-E1R | E1 enclosure size 12W x 14H x 4.5D (Color red) | 187.5 | 125
PW-LSP-SLX-E2 | SLX-E2 | E2 enclosure size 16W x 20H x 4.5D | 225 | 150
PW-LSP-SLX-E2R | SLX-E2R | E2 enclosure size 16W x 20H x 4.5D (Color red) | 225 | 150
PW-LSP-SLX-E4 | SLX-E4 | E4 enclosure size 20W x 24H x 4.5D | 262.5 | 175
PW-LSP-SLX-E5 | SLX-E5 | E5 enclosure size 8.5W x 11H x 3D | 262.5 | 175
Battery Backup Enclosures
LifeSafety Power battery enclosures provide additional space for backup battery sets. Prebuilt enclosures are available in two different sizes with multiple shelf configurations for flexibility in battery options. LifeSafety Power battery enclosures come standard with lockset and tamperswitch and are Black, high grade steel locking enclosures.
PW-LSP-SLX-BS1 | SLX-BS1 | Battery Shelf Only - 15 Wide x 4 Deep | 41 | 27
PW-LSP-SLX-E2-BS1 | SLX-E2-BS1 | E2 Enclosure Size with ONE Shelf 16W x 20H x 4.5D | 227 | 151
PW-LSP-SLX-E2-2BS1 | SLX-E2-2BS1 | E2 enclosure size with TWO Shelves 16W x 20H x 4.5D | 257 | 171
PW-LSP-SLX-E4-2BS1 | SLX-E4-2BS1 | E4 enclosure size with TWO Shelves 20W x 24H x 4.5D | 330 | 220
PW-LSP-SLX-E4-3BS1 | SLX-E4-3BS1 | E4 enclosure size with THREE Shelves 20W x 24H x 4.5D | 348 | 232
Power Modules
PW-LSP-SLX75 | SLX75 | 75W power supply board, 6A/12V or 3A/24V | 162 | 108
PW-LSP-SLX150 | SLX150 | 150W power supply board, 12A/12V or 6A/24V | 267 | 178
PW-LSP-SLX250 | SLX250 | 250W power supply board, 20A/12V or 10A/24V | 333 | 222
PW-LSP-B100 | B100 | Secondary DC-DC board, 5-18V @4A adjustable output voltage | 60 | 40
Power Supply Batteries
PW-ALT-BAT7 | AC-BAT7 | 12 VDC / 7AH Sealed Lead Acid Battery | 45 | 30
PW-ALT-BAT12 | AC-BAT12 | 12 VDC / 12AH Sealed Lead Acid Battery | 70 | 50
Power Distribution
PW-LSP-A8 | A8 | 8 auxiliary ac outputs fused 3A | 36 | 24
PW-LSP-A8P | A8P | 8 auxiliary ac outputs pwr ltd 2.5A | 36 | 24
PW-LSP-D8 | D8 | 8 auxiliary dc outputs fused 3A | 41 | 27
PW-LSP-D8P | D8P | 8 auxiliary dc outputs pwr ltd 2.5A | 41 | 27
PW-LSP-F8 | F8 | 8 FAI controlled output FAI Failsafe Failsecure fused 3A | 47 | 31
PW-LSP-F8P | F8P | 8 FAI controlled output FAI Failsafe Failsecure pwr ltd 2.5A | 47 | 31
PW-LSP-C4 | C4 | 4 relay lock control outputs FAI Failsafe Failsecure fused 3A | 65 | 43
PW-LSP-C4P | C4P | 4 relay lock control outputs FAI Failsafe Failsecure pwr ltd 2.5A | 65 | 43
PW-LSP-C8 | C8 | 8 relay lock control outputs FAI Failsafe Failsecure fused 3A | 83 | 55
PW-LSP-C8P | C8P | 8 relay lock control outputs FAI Failsafe Failsecure pwr ltd 2.5A | 83 | 55
Relay Modules
PW-LSP-RB2-2ARelay | RB2 2A Relay | Auxiliary relay, DPDT, 2A, Auto voltage sensing | 12 | 8
PW-LSP-RB5-5ARelay | RB5 5A Relay | Auxiliary relay, DPDT, 5A, Auto voltage sensing | 20 | 14
PW-LSP-RB8-8ARelay | RB8 8A Relay | Auxiliary relay, DPDT, 8A, Auto voltage sensing | 42 | 28
Multi Output Distribution - Single Voltage- 8 Outputs
PW-LSP-SLX75-D8E1 | SLX75-D8E1 | 8 auxiliary outputs 6A/12V or 3A/24V, fused at 3A, E1 enclosure | 278 | 186
PW-LSP-SLX75-D8PE1 | SLX75-D8PE1 | 8 auxiliary outputs 6A/12V or 3A/24V, pwr ltd at 2.5A, E1 enclosure | 278 | 186
PW-LSP-SLX150-D8E1 | SLX150-D8E1 | 8 auxiliary outputs 12A/12V or 6A/24V, fused at 3A, E1 enclosure | 362 | 242
PW-LSP-SLX150-D8PE1 | SLX150-D8PE1 | 8 auxiliary outputs 12A/12V or 6A/24V, pwr ltd at 2.5A, E1 enclosure | 362 | 242
PW-LSP-SLX250-D8E1 | SLX250-D8E1 | 8 auxiliary outputs 20A/12V or 10A/24V, fused at 3A, E1 enclosure | 414 | 276
PW-LSP-SLX250-D8PE1 | SLX250-D8PE1 | 8 auxiliary outputs 20A/12V or 10A/24V, pwr ltd at 2.5A, E1 enclosure | 414 | 276
16 Outputs
PW-LSP-SLX75-2D8E1 | SLX75-2D8E1 | 16 auxiliary outputs 6A/12V or 3A/24V, fused at 3A, E1 enclosure | 314 | 210
PW-LSP-SLX75-2D8PE1 | SLX75-2D8PE1 | 16 auxiliary outputs 6A/12V or 3A/24V, pwr ltd at 2.5A, E1 enclosure | 314 | 210
PW-LSP-SLX150-2D8E1 | SLX150-2D8E1 | 16 auxiliary outputs 12A/12V or 6A/24V, fused at 3A, E1 enclosure | 398 | 266
PW-LSP-SLX150-2D8PE1 | SLX150-2D8PE1 | 16 auxiliary outputs 12A/12V or 6A/24V, pwr ltd at 2.5A, E1 enclosure | 398 | 266
PW-LSP-SLX250-2D8E1 | SLX250-2D8E1 | 16 auxiliary outputs 20A/12V or 10A/24V,fused at 3A, E1 enclosure | 450 | 300
PW-LSP-SLX250-2D8PE1 | SLX250-2D8PE1 | 16 auxiliary outputs 20A/12V or 10A/24V, pwr ltd at 2.5A, E1 enclosure | 450 | 300
PW-LSP-SLX250-2D8E2 | SLX250-2D8E2 | Power supply board 250W, 20A/12V or 10A/24V, 16 auxiliary DC outputs fused at 3A per output, Enclosure Size: 18. (16W x 20H x 4.5D) | 491 | 327
Dual Voltage - Expandable Systems
PW-LSP-SLX75/75-E2 | SLX75/75-E2 | DVPS 6A/12V or 3A/24V (75W) and 6A/12V or 3A/24VA (75W) E2 enclosure | 394 | 263
PW-LSP-SLX75/150-E2 | SLX75/150-E2 | DVPS 6A/12V or 3A/24V (75W) and12A/12V or 6A/24V (150W) E2 enclosure | 476 | 318
PW-LSP-SLX75/250-E2 | SLX75/250-E2 | DVPS 6A/12V or 3A/24V (75W) and 20A/12V or 10A/24V (250W) E2 enclosure | 528 | 352
PW-LSP-SLX150/150-E2 | SLX150/150-E2 | DVPS 12A/12V or 6A/24V (150W) and 12A/12V or 6A/24V (150W) E2 enclosure | 560 | 374
PW-LSP-SLX150/250-E2 | SLX150/250-E2 | DVPS 12A/12V or 6A/24V (150W) and 20A/12V or 10A/24V (250W) E2 enclosure | 612 | 408
PW-LSP-SLX250/250-E2 | SLX250/250-E2 | DVPS 20A/12V or 10A/24V (250W) and 20A/12V or 10A/24V (250W) E2 enclosure | 664 | 443
PW-LSP-SLX75/75-E4 | SLX75/75-E4 | DVPS 6A/12V or 3A/24V (75W) and 6A/12V or 3A/24V (75W) E4 enclosure | 454 | 303
PW-LSP-SLX75/150-E4 | SLX75/150-E4 | DVPS 6A/12V or 3A/24V (75W) and 12A/12V or 6A/24V (150W) E4 enclosure | 538 | 359
PW-LSP-SLX150/150-E4 | SLX150/150-E4 | DVPS 12A/12V or 6A/24V (150W) and 12A/12V or 6A/24V (150W) E4 enclosure | 622 | 415
PW-LSP-SLX150/250-E4 | SLX150/250-E4 | DVPS 12A/12V or 6A/24V (150W) and 20A/12V or 10A/24V (250W) E4 enclosure | 674 | 450
PW-LSP-SLX250/250-E4 | SLX250/250-E4 | DVPS 20A/12V or 10A/24V (250W) and 20A/12V or 10A/24V (250W) E4 enclosure | 726 | 484
Engineered Design Systems
PW-LSP-SLX75-B100E1 | SLX75-B100E1 | DVPS SLX/B100 combination. Up to 2A @12V and 2A @ 24V. System backed up with one battery set (E1 enclosure) | 298 | 199
PW-LSP-SLX150-B100E1 | SLX150-B100E1 | DVPS SLX/B100 combination. Up to 4A @12V and 4A @ 24V. System backed up with one battery set (E1 enclosure) | 382 | 255
PW-LSP-SLX150-B100E2 | SLX150-B100E2 | Power supply board 150W, 12A/12V or 6A/24V, Secondary voltage power supply, 5-18V adjustable @ 4A max, class 2 power limited output, Enclosure Size: 18. (16W x 20H x 4.5D) | 424 | 283
PW-LSP-SLX250-B100E1 | SLX250-B100E1 | DVPS SLX/B100 combination. Up to 4A @12V and 8A @ 24V. System backed up with one battery set (E1 enclosure) | 434 | 290
PW-LSP-SLX250-B100E2 | SLX250-B100E2 | Power supply board 250W, 20A/12V or 10A/24V, Secondary voltage power supply, 5-18V adjustable @ 4A max, class 2 power limited output, Enclosure Size: 18. (16W x 20H x 4.5D) | 475 | 316
Triple Voltage
PW-LSP-SLX75-2B100E1 | SLX75-2B100E1 | SLX75 and two (2) B100 modules with 5-18V adjustable output. System can be backed up w/ one battery set (E1 enclosure). | 352 | 235
PW-LSP-INT-BIORD | Integrated Biometric Readers | SLX150 and two (2) B100 modules with 5-18V adjustable output. System can be backed up w/ one battery set (E1 enclosure). | 436 | 291
16 Outputs - Single Voltage
PW-LSP-SLX75-2C8E2 | SLX75-2C8E2 | 16 lock outputs 6A/12V or 3A/24V, fused at 3A, E2 enclosure | 440 | 294
PW-LSP-SLX75-2C8PE2 | SLX75-2C8PE2 | 16 lock outputs 6A/12V or 3A/24V, pwr ltd at 2.5A, E2 enclosure | 440 | 294
PW-LSP-SLX150-2C8E2 | SLX150-2C8E2 | 16 lock outputs 12A/12V or 6A/24V, fused at 3A, E2 enclosure | 522 | 348
PW-LSP-SLX150-2C8PE2 | SLX150-2C8PE2 | 16 lock outputs 12A/12V or 6A/24V, pwr ltd at 2.5A, E2 enclosure | 522 | 348
PW-LSP-SLX250-2C8E2 | SLX250-2C8E2 | 16 lock outputs 20A/12V or 10A/24V, fused at 3A, E2 enclosure | 574 | 383
PW-LSP-SLX250-2C8PE2 | SLX250-2C8PE2 | 16 lock outputs 20A/12V or 10A/24V, pwr ltd at 2.5A, E2 enclosure | 574 | 383
16 Outputs - Dual Voltage
PW-LSP-SLX75/75-2C8E2 | SLX75/75-2C8E2 | 16 lock outputs 6A/12V or 3A/24V and 6A/12V or 3A/24V, fused at 3A, E2 enclosure | 548 | 366
PW-LSP-SLX75/75-2CP8E2 | SLX75/75-2CP8E2 | 16 lock outputs 6A/12V or 3A/24V and 6A/12V or 3A/24V,pwr ltd at 2.5A, E2 enclosure | 548 | 366
PW-LSP-SLX150/150-2C8E2 | SLX150/150-2C8E2 | 16 lock outputs, 12A/12V or 6A/24V and 12A/12V or 6A/24V, fused at 3A, E2 enclosure | 716 | 478
PW-LSP-SLX150/150-2C8PE2 | SLX150/150-2C8PE2 | 16 lock outputs 12A/12V or 6A/24V and 12A/12V or 6A/24V, pwr ltd at 2.5A, E2 enclosure | 716 | 478
PW-LSP-SLX150/250-2C8E2 | SLX150/250-2C8E2 | 16 lock outputs 12A/12V or 6A/24V and 20A/12V or 10A/24V, fused at 3A, E2 enclosure | 766 | 511
PW-LSP-SLX150/250-2C8PE2 | SLX150/250-2C8PE2 | 16 lock outputs 12A/12V or 6A/24V and 20A/12V or 10A/24V, pwr ltd at 2.5A, E2 enclosure | 766 | 511
FAI Control of Egress Locks
PW-LSP-SLX75-F8E1 | SLX75-F8E1 | 8 FAI control outputs 6A/12V or 3A/24V, fused at 3A, E1 enclosure | 286 | 191
PW-LSP-SLX75-F8PE1 | SLX75-F8PE1 | 8 FAI control outputs 6A/12V or 3A/24V, pwr ltd at 2.5A, E1 enclosure | 286 | 191
PW-LSP-SLX150-F8E1 | SLX150-F8E1 | 8 FAI control outputs 12A/12V or 6A/24V, fused at 3A, E1 enclosure | 370 | 247
PW-LSP-SLX150-F8PE1 | SLX150-F8PE1 | 8 FAI control outputs 12A/12V or 6A/24V, pwr ltd at 2.5A, E1 enclosure | 370 | 247
PW-LSP-SLX150-F8PE2 | SLX150-F8PE2 | Power supply board 150W, 12A/12V or 6A/24V, 8 FAI controlled outputs class 2 power limited at 2.5A per output, E1 Enclosure (16W x 20H x 4.5D) | 412 | 275
PW-LSP-SLX250-F8E1 | SLX250-F8E1 | 8 FAI control outputs 20A/12V or 10A/24V, fused at 3A, E1 enclosure | 422 | 282
PW-LSP-SLX250-F8PE1 | SLX250-F8PE1 | 8 FAI control outputs 20A/12V or 10A/24V, pwr ltd at 2.5A, E1 enclosure | 422 | 282
PW-LSP-SLX250-2F8E1 | SLX250-2F8E1 | 16 FAI control outputs 20A/12V or 10A/24V, fused at 3A, E1 enclosure | 464 | 310
PW-LSP-SLX250-2F8PE1 | SLX250-2F8PE1 | 16 FAI control outputs 20A/12V or 10A/24V, pwr ltd at 2.5A, E1 enclosure | 464 | 310
PW-LSP-SLX250-B100F8PE2 | SLX250-B100F8PE2 | Power supply board 250W, 20A/12V or 10A/24V Secondary voltage power supply, 5-18V adjustable @ 4A max, class 2 power limited output, 8 FAI controlled outputs class 2 power limited at 2.5A per output, Enclosure Size: 18. (16W x 20H x 4.5D) | 517 | 346
PW-LSP-SLX250-B100F8PE4 | SLX250-B100F8PE4 | Power supply board 250W, 20A/12V or 10A/24V, Secondary voltage power supply, 5-18V adjustable @ 4A max, class 2 power limited output, 8 FAI controlled outputs class 2 power limited at 2.5A per output, Enclosure Size: 24 (20W x 24H x 4.5D) | 579 | 386
Lock / Access Power - 4 Door Access Control - Single Voltage
PW-LSP-SLX75-C4E1 | SLX75-C4E1 | 4 lock outputs 6A/12V or 3A/24V, fused at 3A, E1 enclosure | 302 | 216
PW-LSP-SLX75-C4PE1 | SLX75-C4PE1 | 4 lock outputs 6A/12V or 3A/24V, pwr ltd at 2.5A, E1 enclosure | 302 | 202
PW-LSP-SLX150-C4E1 | SLX150-C4E1 | 4 lock outputs 12A/12V or 6A/24V, fused at 3A, E1 enclosure | 386 | 258
PW-LSP-SLX150-C4PE1 | SLX150-C4PE1 | 4 lock outputs 12A/12V or 6A/24V, pwr ltd at 2.5A, E1 enclosure | 386 | 258
PW-LSP-SLX250-C4E1 | SLX250-C4E1 | 4 lock outputs 20A/12V or 10A/24V, fused at 3A, E1 enclosure | 438 | 292
PW-LSP-SLX250-C4PE1 | SLX250-C4PE1 | 4 lock outputs 20A/12V or 10A/24V, pwr ltd at 2.5A, E1 enclosure | 438 | 292
PW-LSP-SLX150-C4D8E1 | SLX150-C4D8E1 | 4 lock, 8 aux outputs 12A/12V or 6A/24V, fused at 3A, E1 enclosure | 422 | 282
PW-LSP-SLX150-C4PD8PE1 | SLX150-C4PD8PE1 | 4 lock, 8 aux outputs 12A/12V or 6A/24V, pwr ltd at 2.5A, E1 enclosure | 422 | 282
PW-LSP-SLX250-C4D8E1 | SLX250-C4D8E1 | 4 lock, 8 aux outputs 20A/12V or 10A/24V, fused at 3A, E1 enclosure | 474 | 316
PW-LSP-SLX250-C4PD8PE1 | SLX250-C4PD8PE1 | 4 lock, 8 aux outputs 20A/12V or 10A/24V, pwr ltd at 2.5A, E1 enclosure | 474 | 316
Lock / Access Power - 4 Door Access Control - Dual Voltage
PW-LSP-SLX75/75-C4D8E1 | SLX75/75-C4D8E1 | 4 lock, 8 aux outputs 6A/12V or 3A/24V (75W) and 6A/12V or 3A/24VA (75W), fused at 3A, E1 enclosure | 446 | 298
PW-LSP-SLX75/75-C4PD8PE1 | SLX75/75-C4PD8PE1 | 4 lock, 8 aux outputs 6A/12V or 3A/24V (75W) and 6A/12V or 3A/24VA (75W), pwr ltd at 2.5A, E1 enclosure | 446 | 298
PW-LSP-SLX150/150-C4D8E2 | SLX150/150-C4D8E2 | 4 lock, 8 aux outputs 12A/12V or 6A/24V (150W) and 12A/12V or 6A/24VA (150W), fused at 3A, E2 enclosure | 656 | 438
PW-LSP-SLX150/150-C4PD8PE2 | SLX150/150-C4PD8PE2 | 4 lock, 8 aux outputs 12A/12V or 6A/24V (150W) and 12A/12V or 6A/24VA (150W), pwr ltd at 2.5A, E2 enclosure | 656 | 438
PW-LSP-SLX150/250-C4D8E2 | SLX150/250-C4D8E2 | 4 lock, 8 aux outputs 12A/12V or 6A/24V (150W) and 20A/12V or 10A/24VA (250W), fused at 3A, E2 enclosure | 706 | 471
PW-LSP-SLX150/250-C4PD8PE2 | SLX150/250-C4PD8PE2 | 4 lock, 8 aux outputs 12A/12V or 6A/24V (150W) and 20A/12V or 10A/24VA (250W), pwr ltd at 2.5A, E2 enclosure | 706 | 471
PW-LSP-SLX75-B100C4D8E1 | SLX75-B100C4D8E1 | 4 lock, 8 aux outputs 2A /12V and 2A/24V, fused at 3A, System backed up with one battery set, E1 enclosure | 392 | 262
PW-LSP-SLX75-B100C4PD8PE1 | SLX75-B100C4PD8PE1 | 4 lock, 8 aux outputs 2A /12V and 2A/24V, pwr ltd at 2.5A, System backed up with one battery set, E1 enclosure | 392 | 262
8 Door Access Control - Single Voltage
PW-LSP-SLX75-C8E1 | SLX75-C8E1 | 8 lock outputs 6A/12V or 3A/24V, fused at 3A, E1 enclosure | 320 | 214
PW-LSP-SLX75-C8PE1 | SLX75-C8PE1 | 8 lock outputs 6A/12V or 3A/24V, pwr ltd at 2.5A, E1 enclosure | 320 | 214
PW-LSP-SLX150-C8E1 | SLX150-C8E1 | 8 lock outputs 12A/12V or 6A/24V, fused at 3A, E1 enclosure | 404 | 270
PW-LSP-SLX150-C8PE1 | SLX150-C8PE1 | 8 lock outputs 12A/12V or 6A/24V, pwr ltd at 2.5A, E1 enclosure | 404 | 270
PW-LSP-SLX75-C8D8E1 | SLX75-C8D8E1 | 8 lock, 8 aux outputs 6A/12V or 3A/24V, fused at 3A, E1 enclosure | 356 | 238
PW-LSP-SLX75-C8PD8PE1 | SLX75-C8PD8PE1 | 8 lock, 8 aux outputs 6A/12V or 3A/24V, pwr ltd at 2.5A, E1 enclosure | 356 | 238
PW-LSP-SLX150-C8D8E2 | SLX150-C8D8E2 | 8 lock, 8 aux outputs 12A/12V or 6A/24V, fused at 3A, E2 enclosure | 482 | 322
PW-LSP-SLX150-C8PD8PE2 | SLX150-C8PD8PE2 | 8 lock, 8 aux outputs 12A/12V or 6A/24V, pwr ltd at 2.5A, E2 enclosure | 482 | 322
PW-LSP-SLX250-C8E1 | SLX250-C8E1 | 8 lock outputs 20A/12V or 10A/24V, fused at 3A, E1 enclosure | 456 | 304
PW-LSP-SLX250-C8PE1 | SLX250-C8PE1 | 8 lock outputs 20A/12V or 10A/24V, pwr ltd at 2.5A, E1 enclosure | 456 | 304
PW-LSP-SLX250-C8D8E2 | SLX250-C8D8E2 | 8 lock, 8 aux outputs 20A/12V or 10A/24V, fused at 3A, E2 enclosure | 532 | 355
PW-LSP-SLX250-C8PD8PE2 | SLX250-C8PD8PE2 | 8 lock, 8 aux outputs 20A/12V or 10A/24V, pwr ltd at 2.5A, E2 enclosure | 532 | 355
8 Door Access Control - Dual Voltage
PW-LSP-SLX75/75-C8D8E2 | SLX75/75-C8D8E2 | 8 lock, 8 aux outputs 6A/12V or 3A/24V (75W) and 6A/12V or 3A/24V (75W), fused at 3A , E2 enclosure | 506 | 338
PW-LSP-SLX75/75-C8PD8PE2 | SLX75/75-C8PD8PE2 | 8 lock, 8 aux outputs 6A/12V or 3A/24V (75W) and 6A/12V or 3A/24V (75W), pwr ltd at 2.5A, E2 enclosure | 506 | 338
PW-LSP-SLX75/150-C8D8E2 | SLX75/150-C8D8E2 | 8 lock, 8 aux outputs 6A/12V or 3A/24V (75W) and 12A/12V or 6A/24V (150W), fused at 3A, E2 enclosure | 590 | 394
PW-LSP-SLX75/150-C8PD8PE2 | SLX75/150-C8PD8PE2 | 8 lock, 8 aux outputs, 6A/12V or 3A/24V (75W) and 12A/12V or 6A/24V (150W), pwr ltd at 2.5A, E2 enclosure | 590 | 394
PW-LSP-SLX150/150-C8D8E2 | SLX150/150-C8D8E2 | 8 lock, 8 aux outputs 12A/12V or 6A/24V (150W) and 12A/12V or 6A/24V(150W), fused at 3A, E2 enclosure | 674 | 450
PW-LSP-SLX150/150-C8PD8PE2 | SLX150/150-C8PD8PE2 | 8 lock, 8 aux outputs 12A/12V or 6A/24V (150W) and 12A/12V or 6A/24V(150W), pwr ltd at 2.5A, E2 enclosure | 674 | 450
PW-LSP-SLX150/250-C8D8E2 | SLX150/250-C8D8E2 | 8 lock, 8 aux outputs 12A/12V or 6A/24V (150W) and 20A/12V or 10A/24V(250W), fused at 3A, E2 enclosure | 726 | 484
PW-LSP-SLX150/250-C8D8E4 | SLX150/250-C8D8E4 | Power supply board 150W, 12A/12V or 6A/24V. Power supply board 250W, 20A/12V or 10A/24V, 8 relay lock control outputs, fused at 3A per output, 8 auxiliary DC outputs fused at 3A per output, Enclosure Size: 24 (20W x 24H x 4.5D) | 788 | 526
PW-LSP-SLX150/250-C8PD8PE2 | SLX150/250-C8PD8PE2 | 8 lock, 8 aux outputs 12A/12V or 6A/24V (150W) and 20A/12V or 10A/24V(250W), pwr ltd at 2.5A, E2 enclosure | 726 | 484
PW-LSP-SLX250/250-C8D8E2 | SLX250/250-C8D8E2 | 8 lock, 8 aux outputs 20A/12V or 10A/24V (250W) and 20A/12V or 10A/24V(250W), fused at 3A, E2 enclosure | 776 | 518
PW-LSP-SLX250/250-C8PD8PE2 | SLX250/250-C8PD8PE2 | 8 lock, 8 aux outputs 20A/12V or 10A/24V (250W) and 20A/12V or 10A/24V(250W), pwr ltd at 2.5A, E2 enclosure | 776 | 518
PW-LSP-SLX150-B100C8E1 | SLX150-B100C8E1 | Power supply board 150W, 12A/12V or 6A/24V, Secondary voltage power supply, 5-18V adjustable @ 4A max, class 2 power limited output, 8 relay lock control outputs fused at 3A per output, Enclosure Size: 8 (12W x 14H x 4.5D) | 460 | 307
PW-LSP-SLX150-B100C8PE2 | SLX150-B100C8PE2 | Power supply board 150W, 12A/12V or 6A/24V, Secondary voltage power supply, 5-18V adjustable @ 4A max, class 2 power limited output, 8 relay lock control outputs class 2 power limited at 2.5A per output, Enclosure Size: 18 (16W x 20H x 4.5D) | 502 | 335
PW-LSP-SLX150-B100C8PE4 | N/A | 12A/12V or 6A/24V Power supply, B100 secondary supply, 8 output, Class 2 Power Limited, 24 x 20 x 6.5 Enclosure | 636 | 424
PW-LSP-SLX150-B100D8E2 | SLX150-B100D8E2 | Power supply board 150W, 12A/12V or 6A/24V, Secondary voltage power supply, 5-18V adjustable @ 4A max, class 2 power limited output, 8 auxiliary DC outputs fused at 3A per output, Enclosure Size: 18 (16W x 20H x 4.5D) | 460 | 307
PW-LSP-SLX150-B100C8D8E2 | SLX150-B100C8D8E2 | 8 lock, 8 aux outputs 4A /12V and 4A/24V. System backed up with one battery set, fused at 3A, E2 enclosure | 536 | 358
PW-LSP-SLX150-B100C8PD8PE2 | SLX150-B100C8PD8PE2 | 8 lock, 8 aux outputs 4A /12V and 4A/24V. System backed up with one battery set, pwr ltd at 2.5A, E2 enclosure | 536 | 358
PW-LSP-SLX250-B100D8E2 | SLX250-B100D8E2 | Power supply board 250W, 20A/12V or 10A/24V, Secondary voltage power supply, 5-18V adjustable @ 4A max, class 2 power limited output, 8 auxiliary DC outputs fused at 3A per output, Enclosure Size: 18 (16W x 20H x 4.5D) | 510 | 340
PW-LSP-SLX250-B100C8D8E2 | SLX250-B100C8D8E2 | 8 lock, 8 aux outputs 4A /12V and 8A/24V. System backed up with one battery set, fused at 3A, E2 enclosure | 588 | 392
PW-LSP-SLX250-B100C8PD8PE2 | SLX250-B100C8PD8PE2 | 8 lock, 8 aux outputs 4A /12V and 8A/24V. System backed up with one battery set, pwr ltd at 2.5A, E2 enclosure | 588 | 392
Lock / Access Power - 16 Door Access Control - Single Voltage
PW-LSP-SLX150-2C82D8E4 | SLX150-2C82D8E4 | 16 lock, 16 aux outputs 12A/12V or 6A/24V, fused at 3A, E4 enclosure | 656 | 438
PW-LSP-SLX150-2C8P2D8PE4 | SLX150-2C8P2D8PE4 | 16 lock, 16 aux outputs 12A/12V or 6A/24V, pwr ltd at 2.5A, E4 enclosure | 656 | 438
PW-LSP-SLX250-2C82D8E4 | SLX250-2C82D8E4 | 16 lock, 16 aux outputs 20A/12V or 10A/24V, fused at 3A, E4 enclosure | 708 | 472
PW-LSP-SLX250-2C8P2D8PE4 | SLX250-2C8P2D8PE4 | 16 lock, 16 aux outputs 20A/12V or 10A/24V, pwr ltd at 2.5A, E4 enclosure | 708 | 472
Lock / Access Power - 16 Door Access Control - Dual Voltage
PW-LSP-SLX75/75-2C82D8E4 | SLX75/75-2C82D8E4 | 16 lock, 16 aux outputs 6A/12V or 3A/24V (75W) and 6A/12V or 3A/24V (75W), fused at 3A, E4 enclosure | 680 | 454
PW-LSP-SLX75/75-2C8P2D8PE4 | SLX75/75-2C8P2D8PE4 | 16 lock, 16 aux outputs 6A/12V or 3A/24V (75W) and 6A/12V or 3A/24V (75W), pwr ltd at 2.5A, E4 enclosure | 680 | 454
PW-LSP-SLX150/150-2C82D8E4 | SLX150/150-2C82D8E4 | 16 lock, 16 aux outputs 12A/12V or 6A/24V (150W) and 12A/12V or 6A/24V(150W), fused at 3A, E4 enclosure | 848 | 566
PW-LSP-SLX150/150-2C8P2D8PE4 | SLX150/150-2C8P2D8PE4 | 16 lock, 16 aux outputs 12A/12V or 6A/24V (150W) and 12A/12V or 6A/24V(150W), pwr ltd at 2.5A, E4 enclosure | 848 | 566
PW-LSP-SLX150/250-2C82D8E4 | SLX150/250-2C82D8E4 | 16 lock, 16 aux outputs 12A/12V or 6A/24V (150W) and 20A/12V or 10A/24V(250W), fused at 3A, E4 enclosure | 900 | 600
PW-LSP-SLX150/250-2C8P2D8PE4 | SLX150/250-2C8P2D8PE4 | 16 lock, 16 aux outputs 12A/12V or 6A/24V (150W) and 20A/12V or 10A/24V (250W), pwr ltd at 2.5A, E4 enclosure | 900 | 600
PW-LSP-SLX250/250-2C82D8E4 | SLX250/250-2C82D8E4 | 16 lock, 16 aux outputs 20A/12V or 10A/24V (250W) and 20A/12V or 10A/24V (250W), fused at 3A, E4 enclosure | 952 | 635
PW-LSP-SLX250/250-2C8P2D8PE4 | SLX250/250-2C8P2D8PE4 | 16 lock, 16 aux outputs 20A/12V or 10A/24V (250W) and 20A/12V or 10A/24V (250W), pwr ltd at 2.5A, E4 enclosure | 952 | 635
PW-LSP-SLX-150-B1002C82D8E4 | SLX150-B1002C82D8E4 | 16 lock, 16 aux outputs 4A /12V and 4A/24V. System backed up with one battery set, E4 enclosure | 710 | 474
PW-LSP-SLX150-B1002C8P2D8PE4 | SLX150-B1002C8P2D8PE4 | 16 lock, 16 aux outputs 4A /12V and 4A/24V. System backed up with one battery set, pwr ltd at 2.5A , E4 enclosure | 710 | 474
PW-LSP-SLX250-B1002C82D8E4 | SLX250-B1002C82D8E4 | 16 lock, 16 aux outputs 4A /12V and 8A/24V. System backed up with one battery set, fused at 3A, E4 enclosure | 762 | 508
PW-LSP-SLX250-B1002C8P2D8PE4 | SLX250-B1002C8P2D8PE4 | 16 lock, 16 aux outputs 4A /12V and 8A/24V. System backed up with one battery set, pwr ltd at 2.5A, E4 enclosure | 762 | 508
AC/DC Power Combination - CCTV & DC Power
PW-LSP-FPX100A/25-A8E1 | FPX100A/25-A8E1 | 100VA 24/28VAC & 25W 12/24V DC, 8 AC out, E1 enclosure | 292 | 195
PW-LSP-FPX100A/75-A8D8E1 | FPX100A/75-A8D8E1 | 100VA 24/28VAC & 75W 12/24V DC, 8 AC out, 8 DC out, E1 enclosure | 292 | 195
PW-LSP-FPX150A/75-A8D8E1 | FPX150A/75-A8D8E1 | 150VA 24/28VAC & 75W 12/24V DC, 8 AC out, 8 DC out, E1 enclosure | 350 | 234
PW-LSP-FPX150A/75-2A82D8E1 | FPX150A/75-2A82D8E1 | 150VA 24/28VAC & 75W 12/24V DC, 16 AC out, 16 DC out, E1 enclosure | 350 | 234
PW-LSP-FPX300A/150-A8D8E2 | FPX300A/150-A8D8E2 | 300VA 24/28VAC & 150W 12/24V DC, 8 AC out, 8 DC out, E2 enclosure | 492 | 328
PW-LSP-FPX300A/150-2A82D8E2 | FPX300A/150-2A82D8E2 | 300VA 24/28VAC & 150W 12/24V DC, 16 AC out, 16 DC out, E2 enclosure | 492 | 328
Fire / NAC Signaling
PW-LSP-SLX150-N24E1R | SLX150-N24E1R | 6A/24V, 2AB in, 2A/4B out, E1R red enclosure | 380 | 254
PW-LSP-SLX200-N24E1R | SLX200-N24E1R | 8A/24V, 2AB in, 2A/4B out, E1R red enclosure | 432 | 288
PW-LSP-SLX250-N24E1R | SLX250-N24E1R | 10A/24, 2AB in, 2A/4B out, E1R red enclosure | 454 | 303
PW-LSP-SLX150-N24E2R | SLX150-N24E2R | 6A/24V, 2AB in, 2A/4B out, E2R red enclosure | 400 | 267
PW-LSP-SLX200-N24E2R | SLX200-N24E2R | 8A/24V, 2AB in, 2A/4B out, E2R red enclosure | 474 | 316
PW-LSP-SLX250-N24E2R | SLX250-N24E2R | 10A/24V, 2AB in, 2A/4B out, E2R red enclosure | 496 | 331
PW-LSP-SLX250/250-2N24E2R | SLX250/250-2N24E2R | 10A/24V (x2), 4AB in, 4A/8B out, E2R red enclosure | 816 | 544
Auxiliary Fire Alarm
PW-LSP-SLX75-E1R | SLX75-E1R | 6A/12V or 3A/24V, E1R red enclosure | 244 | 163
PW-LSP-SLX75-D8E1R | SLX75-D8E1R | 6A/12V or 3A/24V, 8 aux outputs, fused at 3A, E1R red enclosure | 278 | 186
PW-LSP-SLX75-D8PE1R | SLX75-D8PE1R | 6A/12V or 3A/24V, 8 aux outputs, pwr ltd at 2.5A, E1R red enclosure | 278 | 186
PW-LSP-SLX150-E1R | SLX150-E1R | 12A/12V or 6A/24V, E1R red enclosure | 326 | 218
PW-LSP-SLX150-D8E1R | SLX150-D8E1R | 12A/12V or 6A/24V, 8 aux outputs, fused at 3A, E1R red enclosure | 362 | 242
PW-LSP-SLX150-D8PE1R | SLX150-D8PE1R | 12A/12V or 6A/24V, 8 aux outputs, pwr ltd at 2.5A, E1R red enclosure | 362 | 242
PW-LSP-SLX250-E1R | SLX250-E1R | 20A/12V or 10A/24, E1R red enclosure | 378 | 252
PW-LSP-SLX250-D8E1R | SLX250-D8E1R | 20A/12V or 10A/24V, 8 aux outputs, fused at 3A, E1R red enclosure | 414 | 276
PW-LSP-SLX250-D8PE1R | SLX250-D8PE1R | 20A/12V or 10A/24V, 8 aux outputs, pwr ltd at 2.5A, E1R red enclosure | 414 | 276
CCTV AC Power - 8 - 16 outputs 100 - 300VA
PW-LSP-FPA100A-A8E5 | FPA100A-A8E5 | 100VA, 8 outputs, 24VAC@4A and 28VAC@3.5A, fused at 3A, E5 enclosure | 98 | 66
PW-LSP-FPA100A-A8PE5 | FPA100A-A8PE5 | 100VA, 8 outputs, 24VAC@4A and 28VAC@3.5A, pwr ltd at 2.5A, E5 enclosure | 98 | 66
PW-LSP-FPA150A-A8E5 | FPA150A-A8E5 | 150VA, 8 outputs, 24VAC@6.2A and 28VAC@5.4A, fused at 3A, E5 enclosure | 134 | 90
PW-LSP-FPA150A-A8PE5 | FPA150A-A8PE5 | 150VA, 8 outputs, 24VAC@6.2A and 28VAC@5.4A, pwr ltd at 2.5A, E5 enclosure | 134 | 90
PW-LSP-FPA150A-2A8E5 | FPA150A-2A8E5 | 150VA, 16 outputs, 24VAC@6.2A and 28VAC@5.4A, fused at 3A, E5 enclosure | 158 | 106
PW-LSP-FPA150A-2A8PE5 | FPA150A-2A8PE5 | 150VA, 16 outputs, 24VAC@6.2A and 28VAC@5.4A, pwr ltd at 2.5A, E5 enclosure | 158 | 106
PW-LSP-FPA300A-A8E5 | FPA300A-A8E5 | 300VA, 8 outputs, 24VAC@12.5A and 28VAC@10.7A, fused at 3A, E5 enclosure | 156 | 104
PW-LSP-FPA300A-A8PE5 | FPA300A-A8PE5 | 300VA, 8 outputs, 24VAC@12.5A and 28VAC@10.7A, pwr ltd at 2.5A, E5 enclosure | 156 | 104
PW-LSP-FPA300A-2A8E5 | FPA300A-2A8E5 | 300VA, 16 outputs, 24VAC@12.5A and 28VAC@10.7A, fused at 3A, E5 enclosure | 208 | 139
PW-LSP-FPA300A-2A8PE5 | FPA300A-2A8PE5 | 300VA, 16 outputs, 24VAC@12.5A and 28VAC@10.7A, pwr ltd at 2.5A, E5 enclosure | 208 | 139
CCTV AC Power 16 - 48 outputs 300 - 900VA
PW-LSP-FPA300A-3A8E1 | FPA300A-3A8E1 | 300VA, 24 outputs, 24VAC@12.5A and 28VAC@10.7A, fused at 3A, E1 enclosure | 234 | 156
PW-LSP-FPA300A-3A8PE1 | FPA300A-3A8PE1 | 300VA, 24 outputs, 24VAC@12.5A and 28VAC@10.7A, pwr ltd at 2.5A, E1 enclosure | 234 | 156
PW-LSP-FPA300A-4A8E1 | FPA300A-4A8E1 | 300VA, 32 outputs, 24VAC@12.5A and 28VAC@10.7A, fused at 3A, E1 enclosure | 256 | 171
PW-LSP-FPA300A-4A8PE1 | FPA300A-4A8PE1 | 300VA, 32 outputs, 24VAC@12.5A and 28VAC@10.7A, pwr ltd at 2.5A, E1 enclosure | 256 | 171
PW-LSP-FPA600A-A8E1 | FPA600A-A8E1 | 600VA, 8 outputs, 24VAC@25A and 28VAC@21A, fused at 3A, E1 enclosure | 264 | 176
PW-LSP-FPA600A-A8PE1 | FPA600A-A8PE1 | 600VA, 8 outputs, 24VAC@25A and 28VAC@21A, pwr ltd at 2.5A, E1 enclosure | 264 | 176
PW-LSP-FPA600A-2A8E1 | FPA600A-2A8E1 | 600VA, 16 outputs, 24VAC@25A and 28VAC@21A, fused at 3A, E1 enclosure | 286 | 191
PW-LSP-FPA600A-2A8PE1 | FPA600A-2A8PE1 | 600VA, 16 outputs, 24VAC@25A and 28VAC@21A, pwr ltd at 2.5A, E1 enclosure | 286 | 191
PW-LSP-FPA600A-4A8E1 | FPA600A-4A8E1 | 600VA, 32 outputs, 24VAC@25A and 28VAC@21A, fused at 3A, E1 enclosure | 308 | 206
PW-LSP-FPA600A-4A8PE1 | FPA600A-4A8PE1 | 600VA, 32 outputs, 24VAC@25A and 28VAC@21A, pwr ltd at 2.5A, E1 enclosure | 308 | 206
PW-LSP-FPA900A-6A8E2 | FPA900A-6A8E2 | 900VA , 48 outputs, 24VAC@37A and 28VAC@31A, fused at 3A, E2 enclosure | 524 | 350
PW-LSP-FPA900A-6A8PE2 | FPA900A-6A8PE2 | 900VA, 48 outputs, 24VAC@37A and 28VAC@31A, pwr ltd at 2.5A, E2 enclosure | 524 | 350
CCTV AC Power 8 & 16 Outputs with Remote Shutdown
PW-LSP-FPA150AR-A8E1 | FPA150AR-A8E1 | 150VA, 8 outputs, 24VAC@6.2A and 28VAC@5.4, fused at 3A, Remote reset (1), A8 module, E1 enclosure | 454 | 303
PW-LSP-FPA150AR-A8PE1 | FPA150AR-A8PE1 | 150VA, 8 outputs, 24VAC@6.2A and 28VAC@5.4A, pwr ltd at 2.5A, Remote reset (1), A8 module, E1 enclosure | 454 | 303
PW-LSP-FPA150AR-2A8E1 | FPA150AR-2A8E1 | 150VA, 16 outputs, 24VAC@6.2A and 28VAC@5.4A, fused at 3A Remote reset (2), A8 modules, E1 enclosure | 476 | 318
PW-LSP-FPA150AR-2A8PE1 | FPA150AR-2A8PE1 | 150VA, 16 outputs, 24VAC@6.2A and 28VAC@5.4A, pwr ltd at 2.5A, Remote reset (2), A8 modules, E1 enclosure | 476 | 318
PW-LSP-FPA300AR-2A8E1 | FPA300AR-2A8E1 | 300VA, 16 outputs, 24VAC@12.5A and 28VAC@10.7A, fused at 3A, Remote reset (2), A8 modules, E1 enclosure | 512 | 342
PW-LSP-FPA300AR-2A8PE1 | FPA300AR-2A8PE1 | 300VA, 16 outputs, 24VAC@12.5A and 28VAC@10.7A, pwr ltd at 2.5A Remote reset (2), A8 modules, E1 enclosure | 512 | 342
Flexpower Vantage - CLICK HERE TO VIEW THE NEW VANTAGE DATASHEET
PW-LSP-FPV4 | FPV4 | 4A PS/charger board (Altronix Cross = AL400ULXB2) | 168 | 102
PW-LSP-FPV6 | FPV6 | 6A PS/charger board (Altronix Cross = AL600ULXB) | 204 | 124
PW-LSP-FPV102 | FPV102 | 10A/12V PS/charger board (Altronix Cross = AL1012ULXB) | 204 | 124
PW-LSP-FPV104 | FPV104 | 10A/24V PS/charger board (Altronix Cross = AL1024ULXB2). | 240 | 146
PW-LSP-FPV4-E1 | FPV4-E1 | 4A PS/enclosure (Altronix Cross = AL400ULX) | 204 | 124
PW-LSP-FPV6-E1 | FPV6-E1 | 6A PS/enclosure (Altronix Cross = AL600ULX) | 274 | 167
PW-LSP-FPV102-E1 | FPV102-E1 | 10A/12V PS/enclosure (Altronix Cross = AL1012ULX) | 274 | 167
PW-LSP-FPV104-E1 | FPV104-E1 | 10A/24V PS/enclosure (Altronix Cross = AL1024ULX) | 310 | 188
PW-LSP-FPV4-D8E1 | FPV4-D8E1 | 4A, 8 auxiliary outputs (Altronix Cross = AL400ULPD8) | 226 | 138
PW-LSP-FPV6-D8E1 | FPV6-D8E1 | 6A, 8 auxiliary outputs (Altronix Cross = AL600ULPD8) | 296 | 180
PW-LSP-FPV102-D8E1 | FPV102-D8E1 | 10A/12V, 8 auxiliary outputs (Altronix Cross = AL1012ULPD8) | 296 | 180
PW-LSP-FPV104-D8E1 | FPV104-D8E1 | 10A/24V, 8 auxiliary outputs (Altronix Cross = AL1024ULPD8) | 332 | 202
PW-LSP-FPV6-2D8E1 | FPV6-2D8E1 | 6A, 16 auxiliary outputs (Altronix Cross = AL600ULXPD16) | 318 | 194
PW-LSP-FPV102-2D8E1 | FPV102-2D8E1 | 10A/12V, 16 auxiliary outputs (Altronix Cross = AL1012ULXPD16) | 328 | 199
PW-LSP-FPV104-2D8E1 | FPV104-2D8E1 | 10A/24V, 16 auxiliary outputs (Altronix Cross = AL1024ULXPD16) | 354 | 215
PW-LSP-FPV4-F8E1 | FPV4-F8E1 | 4A, 8 FAI outputs (Altronix Cross = AL400ULM) | 226 | 151
PW-LSP-FPV6-F8E1 | FPV6-F8E1 | 6A, 8 FAI outputs (Altronix Cross = AL600ULM) | 296 | 194
PW-LSP-FPV102-F8E1 | FPV102-F8E1 | 10A/12V, 8 FAI outputs (Altronix Cross = AL1012ULM) | 296 | 194
PW-LSP-FPV104-F8E1 | FPV104-F8E1 | 10A/24V, 8 FAI outputs (Altronix Cross = AL1024ULM) | 332 | 216
PoE Solutions - MidSpan Single Port Injector / Extractor
PW-LSP-NPE130 | NPE130 | POE 48V to 12V Single Port Extractor, IEEE.803AT, 30W | 90 | 60
PW-LSP-NPE130DR | NPE130DR | POE 48V to 12V Single Port Extractor, IEEE.803AT, 30W (Din Rail mount) | 88 | 59
PW-LSP-NPM115 | NPM115 | POE Single Port Midspan Injector, IEEE.803AF, 15W | 54 | 36
PW-LSP-NPM115DR | NPM115DR | POE Single Port Midspan Injector, IEEE.803AF, 15W (Din Rail Mount) | 66 | 44
PW-LSP-NPM130 | NPM130 | POE Single Port Midspan Injector, IEEE.803AT, 30W | 90 | 60
PW-LSP-NPM130DR | NPM130DR | POE Single Port Midspan Injector, IEEE.803AT, 30W (Din Rail Mount) | 98 | 66
Rackmount 2U Systems - CCTV Rackmount Power
PW-LSP-RA100-8 | RA100-8 | 8 outputs, 100VA, 24VAC@4A, 28VAC@3.6A, surge+, 2U RM | 314 | 210
PW-LSP-RA150-8 | RA150-8 | 8 outputs, 150VA, 24VAC@6.3A, 28VAC@5.4A, surge+, 2U RM | 328 | 219
PW-LSP-RA150-8N | RA150-8N | 8 outputs, 150VA24VAC@6.3A, 28VAC@5.4A, surge+, 2U RM, Remote reset (1), A8 module | 648 | 432
PW-LSP-RA150-16 | RA150-16 | 16 outputs, 150VA, 24VAC@6.3A, 28VAC@5.4A, surge+, 2U RM | 350 | 234
PW-LSP-RA150-16N | RA150-16N | 16 outputs, 150VA, 24VAC@6.3A, 28VAC@5.4A, surge+,2U RM, Remote reset (2), A8 modules | 670 | 447
PW-LSP-RA150-24 | RA150-24 | 24 outputs, 150VA, 24VAC@6.3A, 28VAC@5.4A, surge+, 2U RM | 406 | 271
PW-LSP-RA300-8 | RA300-8 | 8 outputs, 300VA, 24VAC@12.5A, 28VAC@10.7A, surge+, 2U, RM | 342 | 228
PW-LSP-RA300-8N | RA300-8N | 8 outputs, 300VA, 24VAC@12.5A, 28VAC@10.7A, surge+, 2U RM, Remote reset (1), A8 module | 662 | 442
PW-LSP-RA300-16 | RA300-16 | 16 outputs, 300VA , 24VAC@12.5A, 28VAC@10.7A, surge+, 2U RM | 364 | 243
PW-LSP-RA300-16N | RA300-16N | 16 outputs, 300VA, 24VAC@12.5A, 28VAC@10.7A, surge+, 2U RM, Remote reset (2), A8 modules | 684 | 456
PW-LSP-RA300-24 | RA300-24 | 24 outputs, 300VA, 24VAC@12.5A, 28VAC@10.7A, surge+, 2U RM | 422 | 282
PW-LSP-RA600-8 | RA600-8 | 8 outputs, 600VA, 24VAC@25, 28VAC@22A, surge+, 2U RM | 402 | 268
PW-LSP-RA600-8N | RA600-8N | 8 outputs, 600VA, 24VAC@25, 28VAC@22A, surge+, 2U RM, Remote reset (1), A8 module | 722 | 482
PW-LSP-RA600-16 | RA600-16 | 16 outputs, 600VA, 24VAC@25, 28VAC@22A, surge+, 2U RM | 424 | 283
PW-LSP-RA600-16N | RA600-16N | 16 outputs, 600VA, 24VAC@25, 28VAC@22A, surge+, 2U RM, Remote reset (2), A8 modules | 744 | 496
PW-LSP-RA600-24 | RA600-24 | 24 outputs, 600VA , 24VAC@25, 28VAC@22A, surge+, 2U RM | 480 | 320
DC Rackmount Power
PW-LSP-RD75 | RD75 | 2 outputs, 75W, BP PricePS, 12VDC@6A, 24VDC@3A, egress lock control, FAI, battery chrgr, surge+, 2U RM | 358 | 239
PW-LSP-RD75-8 | RD75-8 | 8 outputs, 75W, BP PricePS, 12VDC@6A, 24VDC@3A, egress lock control, FAI, battery chrgr, surge+, 2U RM | 414 | 276
PW-LSP-RD75-16 | RD75-16 | 16 outputs, 75W, BP PricePS, 12VDC@6A, 24VDC@3A, egress lock control, FAI, battery chrgr, surge+, 2U RM | 438 | 292
PW-LSP-RD150 | RD150 | 2 outputs, 150W, BP PricePS, 12VDC@12A, 24VDC@6A, egress lock control, FAI, battery chrgr, surge+, 2U RM | 434 | 290
PW-LSP-RD150-8 | RD150-8 | 8 outputs, 150W, BP PricePS, 12VDC@12A, 24VDC@6A, egress lock control, FAI, battery chrgr, surge+, 2U RM | 490 | 327
PW-LSP-RD150-16 | RD150-16 | 16 outputs, 150W, BP PricePS, 12VDC@12A, 24VDC@6A, egress lock control, FAI, battery chrgr, surge+, 2U RM | 512 | 342
PW-LSP-RD250 | RD250 | 2 outputs, 250W, BP PricePS, 12VDC@20A, 24VDC@10A, egress lock control, FAI, battery chrgr, surge+, 2U RM | 484 | 323
PW-LSP-RD250-8 | RD250-8 | 8 outputs, 250W, BP PricePS, 12VDC@20A, 24VDC@10A, egress lock control, FAI, battery chrgr, surge+, 2U RM | 540 | 360
PW-LSP-RD250-16 | RD250-16 | 16 outputs, 250W, BP PricePS, 12VDC@20A, 24VDC@10A, egress lock control, FAI, battery chrgr, surge+, 2U RM | 562 | 375
PW-LSP-RD75/75 | RD75/75 | 4 outputs, 150W, DVPS, 12VDC@6A, 24VDC@3A (X2), egress lock control, FAI, battery chrgr, surge+, 2U RM | 456 | 304
PW-LSP-RD75/75-8 | RD75/75-8 | 8 outputs, 150W, DVPS, 12VDC@6A, 24VDC@3A (X2), egress lock control, FAI, battery chrgr, surge+, 2U RM | 512 | 342
PW-LSP-RD75/75-16 | RD75/75-16 | 16 outputs, 150W, DVPS, 12VDC@6A, 24VDC@3A (X2), egress lock control, FAI, battery chrgr, surge+, 2U RM | 534 | 356
PW-LSP-RD150/150 | RD150/150 | 2 outputs, 300W, DVPS, 12VDC@12A, 24VDC@6A (X2), egress lock control, FAI, battery chrgr, surge+, 2U RM | 606 | 404
PW-LSP-RD150/150-8 | RD150/150-8 | 8 outputs, 300W, DVPS, 12VDC@12A, 24VDC@6A (X2), egress lock control, FAI, battery chrgr, surge+, 2U RM | 662 | 442
PW-LSP-RD150/150-16 | RD150/150-16 | 16 outputs, 300W, DVPS, 12VDC@12A, 24VDC@6A (X2), egress lock control, FAI, battery chrgr, surge+, 2U RM | 684 | 456
PW-LSP-RD250/250 | RD250/250 | 2 outputs, 500W, DVPS, 12VDC@20A, 24VDC@10A (X2), egress lock control, FAI, battery chrgr, surge+, 2U RM | 706 | 471
PW-LSP-RD250/250-8 | RD250/250-8 | 8 outputs, 500W, DVPS, 12VDC@20A, 24VDC@10A (X2), egress lock control, FAI, battery chrgr, surge+, 2U RM | 762 | 508
PW-LSP-RD250/250-16 | RD250/250-16 | 16 outputs, 500W, DVPS, 12VDC@20A, 24VDC@10A (X2), egress lock control, FAI, battery chrgr, surge+, 2U RM | 784 | 523
PW-LSP-RD75-B100-8 | RD75-B100-8 | 8 outputs, 75W, DVPS, 5-18VDC@4A and 24VDC@1A, egress lock control, FAI, battery chrgr, surge+, 2U RM | 470 | 314
PW-LSP-RD150-B100-16 | RD150-B100-16 | 16 outputs, 150W, DVPS, 5-18VDC@4A and 24VDC@2A, egress lock control, FAI, battery chrgr, surge+, 2U RM | 622 | 415
DC RM - DataLink Communication
PW-LSP-RD75-8N | RD75-8N | 8 outputs, 75W, BP PricePS, 12VDC@6A, 24VDC@3A, egress lock control, FAI, battery chrgr, surge+, 2U RM, DLNK | 684 | 456
PW-LSP-RD75-16N | RD75-16N | 16 outputs, 75W, BP PricePS, 12VDC@6A, 24VDC@3A, egress lock control, FAI, battery chrgr, surge+, 2U RM, DLNK | 708 | 472
PW-LSP-RD150-8N | RD150-8N | 8 outputs, 150W, BP PricePS, 12VDC@12A, 24VDC@6A, egress lock control, FAI, battery chrgr, surge+, 2U RM, DLNK | 760 | 507
PW-LSP-RD150-16N | RD150-16N | 16 outputs, 150W, BP PricePS, 12VDC@12A, 24VDC@6A, egress lock control, FAI, battery chrgr, surge+, 2U RM, DLNK | 782 | 522
PW-LSP-RD250-8N | RD250-8N | 8 outputs, 250W, BP PricePS, 12VDC@20A, 24VDC@10A, egress lock control, FAI, battery chrgr, surge+, 2U RM, DLNK | 810 | 540
PW-LSP-RD250-16N | RD250-16N | 16 outputs, 250W, BP PricePS, 12VDC@20A, 24VDC@10A , egress lock control, FAI, battery chrgr, surge+, 2U RM, DLNK | 832 | 555
PW-LSP-RD150/150-8N | RD150/150-8N | 8 outputs, 300W, DVPS, 12VDC@12A, 24VDC@6A (X2), egress lock control, FAI, battery chrgr, surge+, 2U RM, DLNK | 892 | 595
PW-LSP-RD150/150-16N | RD150/150-16N | 16 outputs, 300W, DVPS, 12VDC@12A, 24VDC@6A (X2), egress lock control, FAI, battery chrgr, surge+, 2U RM, DLNK | 954 | 636
PW-LSP-RD250/250-8N | RD250/250-8N | 8 outputs, 500W, DVPS, 12VDC@20A, 24VDC@10A (X2), egress lock control, FAI, battery chrgr, surge+, 2U RM, DLNK | 1032 | 688
PW-LSP-RD250/250-16N | RD250/250-16N | 16 outputs, 500W, DVPS, 12VDC@20A, 24VDC@10A (X2), egress lock control, FAI, battery chrgr, surge+, 2U RM, DLNK | 1054 | 703
PoE 8 & 16 Port Midspan Injector
PW-LSP-NPR500-16MC | NPR500-16MC | 16 port PoE managed midpsan injector, 540W 802.3at, 10/100/1000 Gigabit, 1U RM, w/ 48V battery charger | 1320 | 880
PW-LSP-NPR500-16M | NPR500-16M | 16 port PoE managed midpsan injector, 540W 802.3at, 10/100/1000 Gigabit, 1U RM | 1240 | 827
PW-LSP-NPR250-16MC | NPR250-16MC | 16 port PoE managed midpsan injector, 250W 802.3at, 10/100/1000 Gigabit, 1U RM, w/ 48V battery charger | 1180 | 787
PW-LSP-NPR250-16M | NPR250-16M | 16 port PoE managed midpsan injector, 250W 802.3at, 10/100/1000 Gigabit, 1U RM | 1098 | 732
PW-LSP-NPR250-8MC | NPR250-8MC | 8 port PoE managed midpsan injector, 250W 802.3at, 10/100/1000 Gigabit, 1U RM, w/ 48V battery charger | 844 | 563
PW-LSP-NPR250-8M | NPR250-8M | 8 port PoE managed midpsan injector, 250W 802.3at, 10/100/1000 Gigabit, 1U RM | 764 | 510
Hardware / Cables
PW-LSP-DATALK-CBLE | DL1 DataLink Cable | DataLink – Power supply to PC USB cable | 56 | 38
PW-LSP-A05-002 | A05-002 | 12/24V Battery harness kit 24" (Set of 5) | 67.5 | 45
PW-LSP-A05-003 | A05-003 | Accessory Board Wire Cable Set - Short 12" (Set of 2) | 27 | 18
PW-LSP-A05-004 | A05-004 | Accessory Board Wire Cable Set - Long 24" (Set of 2) | 36 | 24
PW-LSP-AC-CBLE | AC Cable | SLX power supply AC cable harness | 22 | 15
PW-LSP-NYLSTDOFF | 805303 | Nylon Standoff for Board Enclosure Mounting (Bag of 25) | 28.5 | 19
PW-LSP-CAMLK-SET | Camlock Set | Camlock Set | 16 | 11
Fuses
PW-LSP-FUSE-3A | Fuse 3A ATM | 3A automotive style fuse (Bag of 25) | 28 | 19
PW-LSP-FUSE-5A | Fuse 5A ATM | 5A automotive style fuse (Bag of 25) | 28 | 19
PW-LSP-FUSE-7 | Fuse 7.5A ATM | 7.5A automotive style fuse (Bag of 25) | 28 | 19
PW-LSP-FUSE-10A | Fuse 10A ATM | 10A automotive style fuse (Bag of 25) | 28 | 19
PW-LSP-FUSE-15A | Fuse 15A ATM | 15A automotive style fuse (Bag of 25) | 28 | 19
PW-LSP-FUSE-30A | Fuse 30A ATM | 30A automotive style fuse (Bag of 25) | 28 | 19
Network Communication
PW-LSP-NL2 | NL2 | DC Systems - Network module for DataLink communication | 254 | 170
PW-LSP-NL4 | NL4 | 4 port network module, monitor PS, battery sets, managed outputs (w/M8). Email/SNMP notification | 312 | 208
PW-LSP-M8 | M8 | 8 managed lock control outputs 3A fused with voltage / current trigger settings. Programmable FAI, Failsafe, Failsecure (requires NL4) | 207 | 138
PW-LSP-M8P | M8P | 8 managed lock control outputs pwr ltd 2.5A with voltage / current trigger settings. Programmable FAI, Failsafe, Failsecure (requires NL4) | 207 | 138
DC Rackmount Power - Auxiliary Outputs
PW-LSP-RD75 | RD75 | 2 outputs, 6A/12V or 3A/24V (75W) PS/Charger, Fire alarm disconnect, R2U rackmount, UL/cUL | 358 | 239
PW-LSP-RD75-8 | RD75-8 | 8 outputs (3A fused), 6A/12V or 3A/24V (75W) PS/Charger, Fire alarm disconnect, R2U rackmount, UL/cUL | 414 | 276
PW-LSP-RD150 | RD150 | 2 outputs, 12A/12V or 6A/24V (150W) PS/Charger, Fire alarm disconnect, R2U rackmount, UL/cUL | 434 | 290
PW-LSP-RD150-16 | RD150-16 | 16 outputs (3A fused), 12A/12V or 6A/24V (150W) PS/Charger, Fire alarm disconnect, R2U rackmount, UL/cUL | 512 | 342
PW-LSP-RD250 | RD250 | 2 outputs, 20A/12V or 10A/24V (250W) PS/Charger, Fire alarm disconnect, R2U rackmount, UL/cUL | 484 | 323
PW-LSP-RD250-16 | RD250-16 | 16 outputs (3A fused), 20A/12V or 10A/24V (250W) PS/Charger, Fire alarm disconnect, R2U rackmount, UL/cUL | 562 | 375
PW-LSP-RD150/150 | RD150/150 | 4 outputs, 12A/12V or 6A/24V (150W) X2, PS/Charger, Fire alarm disconnect, R2U rackmount, UL/cUL | 606 | 404
PW-LSP-RD150/150-8 | RD150/150-8 | 8 outputs (3A fused), 12A/12V or 6A/24V (150W) X2, PS/Charger, Fire alarm disconnect, R2U rackmount, UL/cUL | 662 | 442
PW-LSP-RD150/150-16 | RD150/150-16 | 16 outputs (3A fused), 12A/12V or 6A/24V (150W) X2, PS/Charger, Fire alarm disconnect, R2U rackmount, UL/cUL | 684 | 456
DC Rackmount Power - Lock Control
PW-LSP-RC75/150-C16 | RC75/150-C16 | 16 fused relay 3A outputs 6A/12V or 3A/24V (75W) and 12A/12V or 6A/24V (150W) PS/Charger, Fire alarm disconnect, R2U rackmount, UL/cUL | 704 | 469
PW-LSP-RC150/150-C16 | RC150/150-C16 | 16 fused relay 3A outputs 12A/12V or 6A/24V (150W) and 12A/12V or 6A/24V (150W) PS/Charger, Fire alarm disconnect, R2U rackmount, UL/cUL | 788 | 525
PW-LSP-RC75-C8D8 | RC75-C8D8 | 8 fused relay 3A outputs & 8 fused auxiliary 3A outputs 6A/12V or 3A/24V (75W) PS/Charger, Fire alarm disconnect, R2U rackmount, UL/cUL | 452 | 301
PW-LSP-RC250-C16 | RC250-C16 | 16 fused relay 3A outputs 20A/12V or 10A/24V (150W) PS/Charger, Fire alarm disconnect, R2U rackmount, UL/cUL | 596 | 397
PW-LSP-RC250B-C16 | RC250B-C16 | 16 fused relay 3A outputs 4A/12V and 8A/24V (250W) PS/Charger, Fire alarm disconnect, R2U rackmount, UL/cUL | 647 | 431
DC Rackmount Power - AC-1700 Controllers
PW-LSP-S03-SIELOX | S03-SIELOX | Custom AC-1700 Mounting Backplate for Rackdrawer: Needs to be ordered with Rack Mount Power Supply below (TGM-SLX75D8Z). The Mounting Plate will be installed prior to shipment - Also ship with 4 red LED Wires. | 86 | 57
PW-LSP-TGM-SLX75D8Z | TGM-SLX75D8Z | Rackmount 12/6A Power Supply with fused outputs, Z bracket wire management, Sielox Label | 833 | 555
PW-LSP-S05-SIELOX | S05-SIELOX | Custom Sielox Backplate for E2 Enclosure | 90 | 60

## Section 9 - Readers & Keypads
9 - Readers & Keypads
Sielox Readers (AVAILABLE WHILE SUPPLIES LAST)
New Sielox Part Number | Obsolete Model Number (for reference ONLY, please use NEW part number when ordering) | Description | List | HV
RD-SLX-125SG-R | N/A | Refurbished Performa Switch Plate Reader (Gray) | 263 | 175
RD-SLX-151SG-R | N/A | Refurbished Mirage, Sinlge Gang Reader | 263 | 175
RD-SLX-125MG-R | N/A | Refurbished Performa Mullion Mount Reader (Gray) | 263 | 175
RD-SLX-125MW | AC-125MW | Performa Mullion Mount Reader (White) | 293 | 225
RD-SLX-151U | AC-151U | Mirage Proximity Reader (12 Volt) | 365 | 260
RD-SLX-160R2 | AC-160R2 | Mirage Ruggedized Numeric Keypad Kit | 336 | 224
RD-SLX-SH-34SI-12 | SH-34SI-12 | Illuminated Stainless Spy Proof Housing, 12VDC | 165 | 90
RD-SLX-BAK-BOX-SGS | BAK BOX-SGS | AC-160R2 Stainless Steel Back Box | 114 | 76
RD-SLX-15D | AC-15D | Proximity Reader Docking Bay for use with AC-151U Reader | 23 | 15
RD-SLX-15MM | AC-15MM | Mullion Mounting Bracket for use with Mirage AC-151U Reader | 12 | 8
Sielox Enrollment Readers
RD-SLX-ENRDRM | AC-ENRDRM | Enrollment Reader Kit - Includes Wiegand to USB Converter, Plastic Enclosure and one Sielox Mirage Reader. AC-151SG | 581 | 404
RD-SLX-ENRDRP | AC-ENRDRP | Enrollment Reader Kit - Includes Wiegand to USB Converter, Plastic Enclosure and one Sielox Performa Reader. AC-125MG. (Requires Assembly) | 502 | 351
RD-SLX-80581AKU | RDR-80581AKU | PC Prox Plus - 13.56 MHz Enrollment Reader | 213 | 142
RD-SLX-ENRDRH | AC-ENRDRH | Enrollment Reader - Includes pcProx -USB reader for HID Prox cards (125KHz) RDR-6081AKU | 202 | 135
RD-SLX-ENRDRI | AC-ENRDRI | Enrollment Reader - Includes Air ID Enroll USB reader for HID iClass (13.56MHz) RDR-7081AKU | 224 | 150
RD-SLX-ENK | AC-ENK | Enrollment Kit -Includes Wiegand to USB Converter, Plastic Enclosure, PS. (Does not include Reader) | 279 | 186
RD-SLX-GOVT | AC-ENK-GOVT | Enrollment Kit -Includes Wiegand to USB Converter for FIPS Cards, Plastic Enclosure, PS. (Does not include Reader) | 279 | 186
Allegion Schlage™ Readers
Formerly aptiQ Multi-Technology and Smart Readers. Part numbers and products remain the same and retain the same compatibility.
FOR ALL MT SERIES PART NUMBERS, STANDARD COLOR IS BLACK. ADD SUFFIX TO PART NUMBER TO ORDER ALTERNATIVE COLOR OPTIONS : C = CREAM; G = GRAY; BN = BROWN
New Sielox Part Number | Obsolete Model Number (for reference ONLY, please use NEW part number when ordering) | Description | List | HV
RD-SCH-MT11-RS485 | AC-IR-MT11-RS-485 | Multi-Technology Reader (Prox / Smart) – Mullion Mount Dimensions: 5.91” x 1.72” x 0.81”. Power required: 6-16 VDC. Reader can be configured for OSDP output and can be updated in the field to support PIV-2 Cards. | 369 | 157.1
RD-SCH-MT15-RS485 | AC-IR-MT15-RS-485 | Multi-Technology Reader (Prox / Smart) – Wall Mount Dimensions: 5.1” x 3.25” x 0.76”. Power required: 6-16 VDC. Reader can be configured for OSDP output and can be updated in the field to support PIV-2 Cards. | 369 | 157
RD-SCH-MTK15-RS485 | AC-IR-MTK15-RS-485 | Multi-Technology Reader (Prox / Smart) – Wall Mount with Keypad /Dimensions: 5.1” x 3.25” x 0.76”. Power required: 6-16 VDC. Reader can be configured for OSDP output and can be updated in the field to support PIV-2 Cards. | 591 | 251.6516
RD-SCH-MTMS15-485 | MTMS15-485 | Multi-Technology Reader -- Magnetic Stripe Reader -- Wall Mount. Can be configured for OSDP output and can be updated in the field to support PIV-2 Cards. | 668 | 284.4387
RD-SCH-PR10 | AC-IR-PR10 | Proximity Reader – Mini-Mullion Mount Dimensions: 4.26” x 1.72” x 0.81”. Power required: 6-16 VDC | 179 | 76.2194
RD-SCH-SM10 | AC-IR-SM10 | Smart Card Reader – Mini-Mullion Mount Dimensions: 4.26” x 1.72” x 0.81”. Power required: 6-16 VDC | 174 | 74.0903
RD-SCH-SMR5 | AC-SMR5 | Magnetic stripe reader has a slim, mullion style design. Dimensions: 1.95" x 1.3" x 5.5". (Power requirements 5 or 12 VDC). | 474 | 201.8323
RD-SCH-SMR10 | AC-SMR10 | Magnetic Stripe reader has a slim, mullion style design with Die Cast Metal Housing. No Keypad. Specifications Dimensions 1.95" x 1.3" x 5.5'. (Power requirements 5 or 12 VDC). | 637 | 271.2387
RD-SCH-SMR20 | AC-SMR20 | Magnetic Stripe reader has a slim, mullion style design with Die Cast Metal Housing. Has a 12 position membrane style keypad. Dimensions 1.95" x 1.3" x 5.5'. Power requirements 5 or 12 VDC | 924 | 393.4452
RD-SCH-SWP10 | AC-SWP10 | Wall Plate for Magnetic Stripe Card Reader Metal Wall Plate (Available in Beige or Black) for SMR5, SMR10 and SMR20 magnetic card readers. | 28 | 11.9226
RD-SCH-SWS10 | AC-SWS10 | Weather Shield for SMR5, SMR10 and SMR20 Readers Brushed Stainless vertical mount. | 104 | 44.2839
Allegion Schlage Biometric Readers
RD-SCH-HK-2-F3 | HK-2-F3 | HandKey F-Series with memory for 512 users (Polycarbonate housing. Expanded memory options are available). | 2902 | 1235.6903
RD-SCH-EM-801-F3 | EM-801-F3 | HandKey Memory Expansion to 9,728 users (Readers built after 2003 or readers that have been upgraded to main boards with a push button reset switch). | 272 | 115.8194
RD-SCH-EM-803-F3 | EM-803-F3 | HandKey Memory Expansion to 32,512 users (Readers built after 2003 or readers that have been upgraded to main boards with a push button reset switch). | 599 | 255.0581
RD-SCH-EN-201 | EN-201 | Ethernet Communication Module 10baseT | 411 | 175.0065
RD-SCH-BR-100 | BR-100 | 5V Relay | 124 | 52.8
RD-SCH-SERII-W-BLK | AC-SERII-W-BLK | Scramble Keypad - Black (must purchase mount kit separately) / The keypad is designed to prevent onlookers from detecting the code being entered. Each key is lighted by an LED with a different set of numbers every time the keypad is used. This unit may be powered from the SRCNX reader controller boards via a reader interface. Weatherized for outdoor application with a Wiegand output. Power requirements: 8-14 VDC, Color black (also available in gray). | 2296 | 977.6516
RD-SCH-SMK-2-BLK | AC-SMK-2-BLK | Scramble Keypad Surface Mount Kit - BlackSurface Mount Kit and tamper proof screws (also available in gray). | 299 | 127.3161
RD-SCH-CTE-MTB11 | N/A | CTE with mullion mobile enabled multi-technology reader | 1282 | 546
RD-SCH-CTE-MTB15 | N/A | CTE with single gang mount moile enabled multi-technology reader | 1282 | 546
RD-SCH-MTB11 | N/A | Mobile enabled multi-technology reader, mullion mount | 410 | 175
RD-SCH-MTB15 | N/A | Mobile enabled multi-technology reader, wall mount | 410 | 175
RD-SCH-MTKB15 | N/A | Mobile enabled multi-technology reader, wall mount with keypad | 660 | 281
RD-SCH-MT11 | N/A | AC-IR-MT11 Multi-Tech Reader Mullion MT | 369 | 157
RD-SCH-MT20W | N/A | USB/WIFI/MIFARE/EV1 Enrollment, Read-Write Reader | 618 | 263
RD-SCH-MTK15 | N/A | AC-IR-MTK15 Multi-Technology Keypad | 591 | 252
Farpointe Readers
NOTE FOR ALL FARPOINTE READERS: All below Part numbers are standard Farpointe readers that will ONLY work with FARPOINTE CREDENTIALS. For Readers to work with HID CREDENTIALS, please add the letter 'H' at the end of the part number (P-300H). For readers to work with AWID CREDENTIALS, please add the letter 'A' after the part number (P-300A). For Farpointe readers to work with both HID & AWID CREDENTIALS, please add the letters 'AH' at the end of the part number (P-300AH).
Farpointe Mobile Readers
Conekt™ Mobile-Ready Contactless Smartcard Readers (2.4-GHz/13.56-MHz) — MIFARE® DESFire® EV1 and EV2 Support
New Sielox Part Number | Obsolete Model Number (for reference ONLY, please use NEW part number when ordering) | Description | List | HV
RD-FAR-CSR-35P | CSR-35P | Presentation-style mobile-ready contactless smartcard reader; mullion and single-gang mount | 225 | 150
RD-FAR-CSR-35L | CSR-35L | Long-range mobile-ready contactless smartcard reader; mullion and single-gang mount | 225 | 150
Farpointe Pyramid Series Proximity 125kHz Proximity Readers
RD-FAR-P300 | P-300 | Model P-300 Cascade Proximity Reader - May be installed indoors or out to a metal door or window frame (mullion),offers non-contact read ranges up to 6 inches (152 mm)with the PSC-1. | 78 | 54
RD-FAR-P500 | P-500 | Model P-500 Alps Proximity Reader - May be installed indoors or out to a metal U.S. single gang junction box, offers non-contact read ranges up to 8 inches (203 mm) with the PSC-1. | 90 | 62
RD-FAR-P530 | P-530 | Model P-530 EuroMount Proximity Reader - May be installed indoors or out to a metal European single gang junction box, offers non-contact read ranges up to 6 inches (152 mm)with the PSC-1. | 90 | 62
RD-FAR-P620 | P-620 | Model P-620 Denali Proximity Reader & Keypad - Designed to be mounted to metal door and window frames (mullion), and integrates both a proximity reader and keypad into a single unit. | 239 | 163
RD-FAR-P640 | P-640 | Model P-640 Patagonia Proximity Reader & Keypad - Combines both a proximity reader and a backlit keypad into a single unit. May be installed indoors or out to a metal U.S. single gang junction box and offers non contact read ranges up to 6 inches (152 mm) with the PSC-1. | 239 | 163
RD-FAR-P710 | P-710 | Model P-710 Andes Proximity Reader Classified as a medium range reader, read range is up to 15 inches (381 mm). (Model P710H is HID compatibile, while P710A is AWID compaibile). | 270 | 185
RD-FAR-P900 | P-900 | P-900 Atlas Proximity Reader - The P-900 offers a non contact read range up to 20 inches (508 mm) and can be installed directly to a flat surface or parking bollard. | 534 | 366
Farpointe MCR Proximity Readers
RD-FAR-MCR-30 | MCR-30 | Designed to be mounted to metal door and window frames (mullion). Supports certain Indala ASP Advantage Series Proximity formats, Certain HID 125-kHz proximity protocol, and Pyramid series 125-kHz proximity protocol. | 131 | 90
RD-FAR-MCR-50 | MCR-50 | Designed to be mounted to a standard North American single-gang wall switch box. Supports certain Indala ASP Advantage Series Proximity formats, certain HID 125-kHz proximity protocol, and Pyramid series 125-kHz proximity protocol. | 150 | 103
RD-FAR-MCR-64 | MCR-64 | Designed to be mounted directly to standard North American Sized single-gamg wall bax, and integrates both a proximity reader and keypad into a single unit. Supports certain Indala ASP Advantage Series Proximity formats, certain HID 125-kHz proximity protocol, and Pyramid series 125-kHz proximity protocol. | 239 | 163
Farpointe EM Proximity Readers
RD-FAR-EM-30 | EM-30 | Designed to be mounted to metal door and window frames (mullion). Supports certain EM proximity formats, certain HID 125-kHz proximity protocols, and certain native pyramid proximity protocols. | 78 | 52
RD-FAR-EM-50 | EM-50 | Designed to be mounted to a standard North American single-gang wall switch box. Supports certain EM proximity formats, certain HID 125-kHz proximity protocols, and certain native Pyramid proximity protocols. | 90 | 60
Farpointe Guardian 125-kHz Vandal-Resistant Readers
RD-FAR-P403 | P-403 | Valdal-resistant reader designed to mount to a metal door and window frame | 338 | 231
RD-FAR-P405 | P-405 | Vandal-resistant reader designed to mount to a standard North American single-gang wall switch box | 395 | 270
RD-FAR-P410 | P-410 | Vandal-resistant reader designed to mount to a standard North American double-gang wall switch box | 494 | 338
Farpointe Gibraltar 125-kHz Bullet-Resistant Readers
RD-FAR-P453 | P-453 | Bullet-resistant reader designed to be mounted to mullion, door or window frames | 524 | 358
RD-FAR-P455 | P-455 | Bullet-resistant reader designed to mount to standard North American single-gang wall switch boxes | 575 | 393
Farpointe Pyramid Series Proximity Specialty 125kHz Proximity Readers
RD-FAR-P403 | P-403 | Model P-403 Guardian Proximity Reader - May be installed indoors or outdoors and can be installed on Metal. Read range is up to 6 inches (152 mm) with the PSC-1 | 338 | 231
RD-FAR-P405 | P-405 | Model P-405 Guardian Proximity Reader - May be installed indoors or out to a standard U.S. sized single gang wall box (metal or plastic). The Reader offers Read range up to 6 inches (152 mm) when used with a PSC-1 | 395 | 270
RD-FAR-P410 | P-410 | Model P-410 Guardian Proximity Reader - May be installed indoors or outdoors designed to mount on standard U.S. sized double gang wall boxes (metal or plastic). Read range is up to 8 inches (203 mm) with the PSC-1 | 494 | 338
RD-FAR-P453 | P-453 | Model P-453 Gibraltar Proximity Reader - The P-453 is designed for mounting on metal door and window frames [Mullions- Read range is up to 1 inch (15 mm) PSC-1]. | 524 | 358
RD-FAR-P455 | P-455 | Model P-455 Gibraltar Proximity Reader - The P-455 is designed to mount to standard U.S. sized single gang wall boxes (metal or plastic). Read range is up to 1 inch (15 mm) with a PSC-1 | 575 | 393
Farpointe Delta Series Contactless Smart Card Reader 13.56 Mhz Frequency
RD-FAR-DELTA3-CSN | Delta3-CSN | Mullion Mount. Interoperable with CSN only (may include ISO 14443 and ISO 15693 compliant credentials, as well as credentials making use of Mifare 1k & 4k, DESFire, UltraLight and Mifare Plus) | 102 | 68
RD-FAR-DELTA3-SS | Delta3-SS | Mullion Mount. Interoperable with CSN + Sector (may include Delta Card Sector, as well as FIPS201 [PIV Type A & B], TWIC and CAC credentials) | 154 | 103
RD-FAR-DELTA5-CSN | Delta5-CSN | Wall box-mount. Interoperable with CSN only (may include ISO 14443 and ISO 15693 compliant credentials, as well as credentials making use of Mifare 1k & 4k, DESFire, UltraLight and Mifare Plus). | 114 | 76
RD-FAR-DELTA5-SS | Delta5-SS | Wall box-mount. Interoperable with CSN + Sector (may include Delta Card Sector8, as well as FIPS201 [PIV Type A & B], TWIC and CAC credentials) | 174 | 116
RD-FAR-DELTA6.4-CSN | Delta6.4-CSN | Wall box mount, plus blue back lit keypad. Interoperable with CSN only (may include ISO 14443 and ISO 15693 compliant credentials, as well as credentials making use of Mifare 1k & 4k, DESFire, UltraLight and Mifare Plus) | 262 | 175
RD-FAR-DELTA6.4-SS | Delta6.4-SS | Wall box mount, plus blue back lit keypad. Interoperable with CSN + Sector (may include Delta Card Sector, as well as FIPS201 [PIV Type A & B], TWIC and CAC credentials) | 304 | 203
RD-FAR-DELTA5.3-CSN | Delta5.3-CSN | European/Asian wall box mount. Interoperable with CSN only (may include ISO 14443 and ISO 15693 compliant credentials, as well as credentials making use of Mifare 1k & 4k, DESFire, UltraLight and Mifare Plus) | 114 | 76
RD-FAR-DELTA5.3-SS | Delta5.3-SS | European/Asian wall box mount. Interoperable with CSN + Sector (may include Delta Card Sector, as well as FIPS201 [PIV Type A & B], TWIC and CAC credentials) | 174 | 116
Farpointe Ranger Long Range Idenfication
RD-FAR-WRR44 | WRR-44 | Model WRR-44 is a long range radio-type receiver featuring a transmitter receive range of up to 200 feet and 4 weigand outputs | 305 | 203
RD-FAR-WRR22 | WRR-22 | Model WRR-22 is a long range radio-type receiver featuring a transmitter receive range set to 100-feet and 2 weigand outputs | 198 | 132
HID Readers (Standard)
Special / Custom Items that are not listed below are available for purchase. Please contact your Regional Sales Mnager for a quote.
HID Prox Readers
New Sielox Part Number | Obsolete Model Number (for reference ONLY, please use NEW part number when ordering) | Description | List | HV
RD-HID-5365EGP00 | AC-181MP | MiniProx Reader (mullion mount) [P/N 5365EGP00] Dimensions: 6.1" x 1.7" x 1.0" (15.2 x 4.3 x 1.91 cm) (Gray) | 313.7 | 133
RD-HID-5395CK100 | AC-181SP | ThinLine II Switch Plate Reader (low profile) [P/N 5395CK100], Dimensions: 4.7” x 3.0” x 0.68” (11.9 x 7.6 x 1.7 cm) (Black) | 319.56 | 137
RD-HID-5355AGN00 | AC-181P | ProxPro Proximity Reader (for medium-range) [P/N 5355AGN00] , Dimensions: 5.0” x 5.0” x 1.0” (12.7 x 12.7 x 2.54 cm) (Gray) | 360.52 | 154
RD-HID-5455BGN00 | AC-181PII | ProxPro II Proximity Reader (new generation for medium-range) [P/N5455BGN00] Dimensions: 5.0” x 5.0” x 1.0” (12.7 x 12.7 x 2.54 cm) (Gray) | 325.4 | 139
RD-HID-5355AGK00 | AC-181PK | ProxPro Proximity Reader with Weigand, clock and data output. Charcoal Gray, keypad, terminal strip, beep on, LED normally red, reader flashes green on tag read. HID part#5355AGK00 | 571.22 | 251
RD-HID-6005BGB00 | AC-181PS | ProxPoint Plus Reader with LED & Beeper [P/N 6005BGB00] Dimensions: 3.135” x 1.70” x 0.66” (7.96 x 4.3 x 1.68 cm) (Gray) | 161.57 | 69
RD-HID-5375AGN00 | AC-181LR | MaxiProx Long Range Proximity Reader (up to 8’ with ProxPass) [P/N 5375AGN00] Dimensions: 12.0” x 12.0” x 1.0” (30.5 x 30.5 x 2.54 cm) (Gray) | 934.08 | 407.61
RD-HID-4045XGNU0 | AC-181E | Entry Prox Stand Alone Unit (keypad for PIN entry and programming) [P/N 4045] Dimensions: 5.25” x 2.75” x 1.625” (13.33 x 6.98 x 4.1 cm) (Black) | 424.61 | 179
RD-HID-900NTNNEK00000 | AC-190STDR10 | iCLASS SE R10 Contactless Smart Card Reader (Mini-Mullion) (No Prox), HID’s smallest iClass reader design is perfect for space-limited installations, Dimensions: 1.90" x 4.1" x 0.9" (4.8 cm x 10.3 cm x 2.3 cm) (Black) [P/N 900NTNNEK00000] | 155 | 75
RD-HID-900PTNNEK00000 | AC-190STDRP10 | multiCLASS SE RP10 Contactless Smart Card Reader (Mini-Mullion) (All Prox)).. HID’s smallest iClass reader design is perfect for space-limited installations, Dimensions: 1.90" x 4.1" x 0.9" (4.8 cm x 10.3 cm x 2.3 cm) (Black) [P/N 900PTNNEK00000] | 197 | 95
RD-HID-910NTNNEK00000 | AC-190STDR15 | iClass iCLASS SIO-Enabled (SE™) Smart Card Reader (Mullion) (0.55 lbs).Connectivity Technology. Dimensions: 6" x 1.9". Interfaces: RS-485 Wiegand (Black). Operating Range 0.80" to 2.60". [Part #: 910NTNNEK00000] | 275 | 132
RD-HID-910PTNNEK00000 | AC-190STDRP15 | MultiCLASS SE RP15 Contactless Smart Card Reader (Mullion), (All Prox), Dimensions: 1.9" x 6.0" x 0.9" (4.8 cm x 15.3 cm x 2.3 cm) (Black) [P/N 910PTNNEK00000] | 317 | 157
RD-HID-920NTNNEK00000 | AC-190STDR40 | iCLASS SE R40 Contactless Smart Card Reader (Wall Switch), (No Prox), Dimensions: 3.3" x 4.8" x 1.0" (8.4 cm x 12.2 cm x 2.4 cm) (Black) [P/N 920NTNNEK00000] | 275 | 132
RD-HID-921PTNNEK00000 | AC-190STDRPK40 | multiCLASS SE RPK40 Contactless Smart Card Keypad Reader (Wall Switch), (All Prox), Dimensions: 3.3" x 4.8" x 1.1" (8.5 cm x 12.2 cm x 2.8 cm) (Black) [P/N 921PTNNEK00000] | 545 | 261
RD-HID-920PTNNEK00000 | AC-190STDRP40 | multiCLASS SE RP40 Contactless Smart Card Reader (Wall Switch), (All Prox), Dimensions: 3.3" x 4.8" x 1.0" (8.4 cm x 12.2 cm x 2.4 cm) (Black) [P/N 920PTNNEK00000] | 317 | 152
RD-HID-921NTNNEK00000 | AC-190STDRK40 | iCLASS SE RK40 Contactless Smart Card Keypad Reader (Wall Switch), (No Prox), Dimensions: 3.3" x 4.8" x 1.1" (8.5 cm x 12.2 cm x 2.8 cm) (Black) [P/N 921NTNNEK00000] | 503 | 238.6
RD-HID-920NTNNEK00000 | AC-190SIOR40 | iCLASS SE R40 Contactless Smart Card Reader (Wall Switch) (No Prox), Dimensions: 3.3" x 4.8" x 1.0" (8.4 cm x 12.2 cm x 2.4 cm) (Black) [P/N 920NTNNEK00000] | 275 | 132
HID Signo Readers
New Sielox Part Number | Obsolete Model Number (for reference ONLY, please use NEW part number when ordering) | Description | List | HV
RD-HID-20XXX-00-00000 | N/A | Signo Standard Profile, supports wide range of both high & low frequencies. ["XXX" will indicate connection and color, example: 20NKS-00-00000 is model#20,pigtail (connection) and black with silver backplate]. | 330 | 158
RD-HID-20KXXX-00-00000 | N/A | Signo Standard Profile, supports wide range of both high & low frequencies. ["XXX" will indicate connection and color, example: 20KNKS-00-00000 is model#20K,pigtail (connection) and black with silver backplate]. | 560 | 268
RD-HID-40XXX-00-00000 | N/A | Signo Standard Profile, supports wide range of both high & low frequencies. ["XXX" will indicate connection and color, example: 40NKS-00-00000 is model#40,pigtail (connection) and black with silver backplate]. | 340 | 163
RD-HID-40KXXX-00-00000 | N/A | Signo Standard Profile, supports wide range of both high & low frequencies. ["XXX" will indicate connection and color, example: 40KNKS-00-00000 is model#40K,pigtail (connection) and black with silver backplate]. | 560 | 268
RD-HID-20XXX-01-00000 | N/A | Signo SEOS profile, form factors, high frequency 13.56mHZ. ["XXX" will indicate connection and color, example: 20NKS-01-00000 is model#20, pigtail (connection) and black with silver backplate]. | 250 | 120
RD-HID-20KXXX-01-00000 | N/A | Signo SEOS profile, form factors, high frequency 13.56mHZ. ["XXX" will indicate connection and color, example: 20KNKS-01-00000 is model#20K, pigtail (connection) and black with silver backplate]. | 480 | 230
RD-HID-20XXX-02-00000 | N/A | Signo Smart profile, form factors, high frequency 13.56mHZ. "XXX" will indicate connection and color, example: 20NKS-02-00000 is model#20, N=pigtail (connection) and KS= black with silver backplate | 290 | 140
RD-HID-20KXXX-02-00000 | N/A | Signo Smart profile, form factors, high frequency 13.56mHZ. ["XXX" will indicate connection and color, example: 20KNKS-02-00000 is model#20K, N=pigtail (connection) and KS= black with silver backplate]. | 520 | 250
RD-HID-40XXX-01-00000 | N/A | Signo SEOS profile, form factors, high frequency 13.56mHZ. ["XXX" will indicate connection and color, example: 40NKS-01-00000 is model#40, pigtail (connection) and black with silver backplate]. | 260 | 125
RD-HID-40KXXX-01-00000 | N/A | Signo SEOS profile, form factors, high frequency 13.56mHZ. ["XXX" will indicate connection and color, example: 40KNKS-01-00000 is model#40K, pigtail (connection) and black with silver backplate]. | 480 | 230
RD-HID-40XXX-02-00000 | N/A | Signo Smart profile, form factors, high frequency 13.56mHZ. ["XXX" will indicate connection and color, example: 40NKS-02-00000 is model#40, N=pigtail (connection) and KS= black with silver backplate]. | 300 | 145
RD-HID-40KXXX-02-00000 | N/A | Signo Smart profile, form factors, high frequency 13.56mHZ. ["XXX" will indicate connection and color, example: 40KNKS-02-00000 is model#40K, N=pigtail (connection) and KS= black with silver backplate]. | 520 | 250
HID Mobile Readers
- All Listed Readers below are Configurable to support HID Mobile Access®. All Readers below are Black with Pigtail and Red LED Light
The headers indicate the type of mobile reader: Mobile Ready, Mobile Enabled with Demo Keys, or Mobile Enabled with End User Keys
HID Mobile Ready Readers
Bluetooth Module, firmware, and assemblies are installed. (There are no Mobile keys loaded) This is ideal for customers who are looking to go Mobile but are not sure when this will happen and do not want to send in the onboarding paperwork to create their portal and unique part numbers for mobile credentials and configuration cards
(Loading the keys will be required at a later time)
HID iClass SE 2.4 GHz & 13.56 MHz Only Readers
RD-HID-900NMNNEKMA001 | 900NMNNEKMA001 | Mini-Mullion Reader: iClass SE R10 Contactless Smartcard Reader. Physically HID's Smallest iClass Reader (No Keypad). Standard Power Mode (mA) = 60. Dimensions: 1.9" x 4.1" x 0.9" | 240 | 115
RD-HID-910NMNNEKMA001 | 910NMNNEKMA001 | Mullion Reader: iClass SE R15 Contactless Smart Card Reader, Mullion (No Keypad). Standard Power Mode (mA) = 60 @ 16V. Dimensions: 1.9" x 6.0" x 0.9" | 360 | 172
RD-HID-920NMNNEKMA001 | 920NMNNEKMA001 | Contactless Smartcard Reader: iClass SE R40 Contactless Smart Card Reader, Wall Switch. Wall Switch Size (designed to mount and cover single gang switch boxes). Standard Power Mode (mA) = 65 @ 16V. Dimensions: 3.3" x 4.8" x 1.0" | 360 | 172
RD-HID-921NMNNEKMA002 | 921NMNNEKMA002 | Contactless Smartcard Reader: iClass SE RK40 Contactless Smart Card Reader with Keypad, Wall Switch. Standard Power Mode: 85 @ 16V. Reader Dimensions: 3.3" x 4.8" x 1.1" Keypad Dimensions: 4" x 3" | 588 | 281
HID MultiClass SE 2.4 GHz, 13.56 MHz & 125kHz Only Readers
RD-HID-900PMNNEKMA003 | 900PMNNEKMA003 | Mini-Mullion Reader: Designed for door applications requiring a small footprint card reader. HID's smallest iCLASS readers and are ideally suited for mullion-mounted door installations Supports a variety of high frequency ISO 15693, ISO 14443A/B and low frequency 125kHz credential technologies. Reader Dimensions: 3.3" x 4.8" x 1.1" | 282 | 135
RD-HID-910PMNNEKMA003 | 910PMNNEKMA003 | Mullion Reader: Designed for door applications requiring a mullion style mounting. HID's second smallest iCLASS readers and are ideally suited for mullion-mounted door installations. Supports a variety of high frequency ISO 15693, ISO 14443A/B and low frequency 125kHz credential technologies. Dimensions: 1.9" x 6.0" x 0.9" | 402 | 192
RD-HID-920PMNNEKMA003 | 920PMNNEKMA003 | Wallswitch Reader: Designed for door applications requiring standard wall switch mounting. Designed to mount and cover single gang switch boxes. Supports a variety of high frequency ISO 15693, ISO 14443A/B and low frequency 125kHz credential technologies. Dimensions: 3.3" x 4.8" x 1.0" | 402 | 192
RD-HID-921PMNNEKMA004 | 921PMNNEKMA004 | Wall Switch Keypad Reader: Designed for door applications requiring standard wall switch mounting. Supports keypad input and a variety of high frequency ISO 15693, ISO 14443A/B and low frequency 125kHz credential technologies. Reader Dimensions: 3.3" x 4.8" x 1.1" Keypad: 4" x 3" | 630 | 301
Mobile Enabled Readers WITH Demo Keys
These should be ordered for demo purposes only. These readers are loaded with demo keys that match the keys within the demo credentials we can send for evaluation. Please note these are fully functional readers but due to the fact they have a demo mobile key, we don't recommend installing these on any external doors of a facility or site.
HID iClass SE 2.4 GHz & 13.56 MHz ONLY Readers
RD-HID-900NMNNEKMA022 | 900NMNNEKMA022 | Mini-Mullion Reader: iClass SE R10 Contactless Smartcard Reader. Physically HID's Smallest iClass Reader (No Keypad). Standard Power Mode (mA) = 60. Dimensions: 1.9" x 4.1" x 0.9" | 240 | 115
RD-HID-910NMNNEKMA022 | 910NMNNEKMA022 | Mullion Reader: iClass SE R15 Contactless Smart Card Reader, Mullion (No Keypad). Standard Power Mode (mA) = 60 @ 16V. Dimensions: 1.9" x 6.0" x 0.9" | 360 | 172
RD-HID-920NMNNEKMA022 | 920NMNNEKMA022 | Contactless Smartcard Reader: iClass SE R40 Contactless Smart Card Reader, Wall Switch. Wall Switch Size (designed to mount and cover single gang switch boxes). Standard Power Mode (mA) = 65 @ 16V. Dimensions: 3.3" x 4.8" x 1.0" | 360 | 172
HID multiClass SE 2.4 GHz, 13.56 MHz & 125kHz ONLY Readers
RD-HID-900PMNNEKMA024 | 900PMNNEKMA024 | Mini-Mullion Reader: Designed for door applications requiring a small footprint card reader. HID's smallest iCLASS readers and are ideally suited for mullion-mounted door installations Supports a variety of high frequency ISO 15693, ISO 14443A/B and low frequency 125kHz credential technologies. Dimensions: 3.3" x 4.8" x 1.1" | 282 | 135
RD-HID-910PMNNEKMA024 | 910PMNNEKMA024 | Mullion Reader: Designed for door applications requiring a mullion style mounting. HID's second smallest iCLASS readers and are ideally suited for mullion-mounted door installations. Supports a variety of high frequency ISO 15693, ISO 14443A/B and low frequency 125kHz credential technologies. Dimensions: 1.9" x 6.0" x 0.9" | 402 | 192
RD-HID-920PMNNEKMA024 | 920PMNNEKMA024 | Wallswitch Reader: Designed for door applications requiring standard wall switch mounting. Designed to mount and cover single gang switch boxes. Supports a variety of high frequency ISO 15693, ISO 14443A/B and low frequency 125kHz credential technologies. Dimensions: 3.3" x 4.8" x 1.0" | 402 | 192
Mobile Enabled Readers WITH End User Keys
When ordering these readers, you will need to specify the End User's unique Mobile Key in the Notes / Description on the PO. These will be ordered for customers once they have completed the onboarding process. Mobile Enabled means the customer is ready to start using Mobile Access.
HID iClass SE 2.4 GHz & 13.56 MHz ONLY Readers
RD-HID-900NMNNEKEA001 | 900NMNNEKEA001 | Mini-Mullion Reader: iClass SE R10 Contactless Smartcard Reader. Physically HID's Smallest iClass Reader (No Keypad). Standard Power Mode (mA) = 60. Dimensions: 1.9" x 4.1" x 0.9" | 240 | 115
RD-HID-910NMNNEKEA001 | 910NMNNEKEA001 | Mullion Reader: iClass SE R15 Contactless Smart Card Reader, Mullion. (No Keypad). Standard Power Mode (mA) = 60 @ 16V. Dimensions: 1.9" x 6.0" x 0.9" | 360 | 172
RD-HID-910NBNNEKE0000 | 910NBNNEKE0000 | Mullion Reader: iClass SE R15 Contactless Smartcard Reader with Bluetooth credential support, Pigtail Wiring Connection and HID Elite and Mobile-Enabled Keyset. Mullion Size. Typical Operating Voltage Range+5-16 VDC (No Keypad). Typical Read Ranges vary from 2.4"- 3.6". Dimensions: 1.9" x 6.0" x 0.9" | 360 | 172
RD-HID-920NMNNEKEA001 | 920NMNNEKEA001 | Contactless Smartcard Reader: iClass SE R40 Contactless Smart Card Reader, Wall Switch. Wall Switch Size (designed to mount and cover single gang switch boxes). Standard Power Mode (mA) = 65 @ 16V. Dimensions: 3.3" x 4.8" x 1.0" | 360 | 172
RD-HID-921NMNNEKEA002 | 921NMNNEKEA002 | Contactless Smartcard Reader: iClass SE RK40 Contactless Smart Card Reader with Keypad, Wall Switch. Standard Power Mode: 85 @ 16V. Reader Dimensions: 3.3" x 4.8" x 1.1" Keypad Dimensions: 4" x 3" | 588 | 281
HID multiClass SE 2.4 GHz, 13.56 MHz & 125kHz Readers
RD-HID-900PMNNEKEA003 | 900PMNNEKEA003 | Mini-Mullion Reader: Designed for door applications requiring a small footprint card reader. HID's smallest iCLASS readers and are ideally suited for mullion-mounted door installations Supports a variety of high frequency ISO 15693, ISO 14443A/B and low frequency 125kHz credential technologies. Reader Dimensions: 3.3" x 4.8" x 1.1" | 282 | 135
RD-HID-910PMNNEKEA003 | 910PMNNEKEA003 | Mullion Reader: Designed for door applications requiring a mullion style mounting. HID's second smallest iCLASS readers and are ideally suited for mullion-mounted door installations. Supports a variety of high frequency ISO 15693, ISO 14443A/B and low frequency 125kHz credential technologies. Reader Dimensions: 1.9" x 6.0" x 0.9" | 402 | 192
RD-HID-920PMNNEKEA003 | 920PMNNEKEA003 | Wallswitch Reader: Designed for door applications requiring standard wall switch mounting. Designed to mount and cover single gang switch boxes. Supports a variety of high frequency ISO 15693, ISO 14443A/B and low frequency 125kHz credential technologies. Reader Dimensions: 3.3" x 4.8" x 1.0" | 402 | 192
RD-HID-921PMNNEKEA004 | 921PMNNEKEA004 | Wall Switch Keypad Reader: Designed for door applications requiring standard wall switch mounting. Supports keypad input and a variety of high frequency ISO 15693, ISO 14443A/B and low frequency 125kHz credential technologies. Reader Dimensions: 3.3" x 4.8" x 1.1" Keypad: 4" x 3" | 630 | 301
AWID Readers
New Sielox Part Number | Obsolete Model Number (for reference ONLY, please use NEW part number when ordering) | Description | List | HV
RD-AWD-2400-GR-MP | AC-AW-2400-GR-MP | AWID 125kHz LF Prox. Reader. Special range reader, gray, AWID logo, 4-5.5 in. RoHS | 130 | 64
RD-AWD-6800-GR-MP | AC-AW-6800-GR-MP | AWID 125kHz LF Prox. Reader. Mullion mount reader, gray, AWID logo, 6-8 in., RoHS | 198 | 100
RD-AWD-6820-GR-MP | AC-AW-6820-GR-MP | AWID 125kHz LF Prox. Reader. Switchplate type reader, gray, AWID logo, 6-8 in., RoHS | 198 | 100
RD-AWD-6840-GR-MP | AC-AW-6840-GR-MP | AWID 125kHz LF Prox. Reader. Integrated keypad, gray, 6-8 in., RoHS | 320 | 158
RD-AWD-1824-G-MP | AC-AW-1824-G-MP | AWID 125kHz LF Prox. Reader. Medium range reader, AWID logo, gray, 18-24 in. | 360 | 177
RD-AWD-1824MC-G-MP | AC-AW-1824MC-G-MP | AWID 125kHz LF Prox. Reader. Metal compensated,medium range, AWID logo, gray, 18-24 in. | 500 | 245
RD-AWD-LR2000-B-U | AC-AW-LR2000-B-U | AWID 902-928MHz UHF Perimeter Reader. Long range, beige, AWID logo (LR-2000) | 2200 | 1136
RD-AWD-LRTEK-0-0 | AC-AW-LR-TEK-0-0 | AWID LR Technical installation kit for long range readers | 200 | 128
RD-AWD-LR-MB-0-0 | AC-AW-LR-MB | AWID Mounting Bracket for LR Readers | 76 | 38
RD-AWD-XP3620-GR-0 | AC-AW-XP-3620-GR-0 | AWID 902-928MHz UHF uAxcess Reader. UHF switchplate type, gray, AWID logo, 5-8 in., RoHS | 256 | 124
RD-AWD-XK3640-GR-0 | AC-AW-XK3640-GR-0 | AWID 902-928MHz UHF uAxcess Reader. UHF switchplate type with integrated keypad, gray, AWID logo, 5-8 in., RoHS | 362 | 194
RD-AWD-XR3600-GR-0 | AC-AW-XR3600-Gr-0 | AWID 902-928MHZ UHF uAxcess, Mullion Mount Reader, gray, AWID logo, 3-6 in., RoHS | 224 | 104
Liftmaster
RD-LFT-PPWR | AC-PPWR | Passport Receiver with Security +2.0TM Full Keypad programming with LCD screen supports std 26, 30, 31,34 and 50 bit Wiegand protocol #PPWR | 319 | 213
RD-LFT-PPV1 | AC-PPV1 | Passport 315 MHz 1-Button remote #PPV1 | 35 | 23
RD-LFT-PPV3M | AC-PPV3M | Passport 315 MHz 3-Button remote #PPV3 Sentex Transmitter 3 (Replacement for Part AC-PPV3) | 50 | 31
NEDAP Long Range Readers
RD-NDP-9215689 | AC-NEDAP-ULT | Transit Ultimate - Read range up to 10 meters [33 ft], object speed up to 200 km/h [125 mph], well defined adjustable read range Multi-channel frequency offset and included wall mounting | 3840 | 2560
RD-NDP-9218327 | AC-NEDAP-TUWH | Transit Ultimate Weather Hood | 185 | 123
RD-NDP-9217363-RG1 | AC-NEDAP-UPASST | uPASS Target Reader, automatic vehicle identification, read range up to 33ft, supported communication interfaces: Wiegand, Ethernet (PoE), RS422 & RS485 | 3599 | 2399
RD-NDP-9218335 | AC-NEDAP-UHFTWH | Upass Target Weather Protection Hood | 185 | 123
RD-NDP-9942319-RG1 | AC-NEDAP-UPASS | uPass Reach Long-Range Uhf Reader, automatic vehicle identification, read range up to 16ft, operates with passive UHF cards (EC Gen 2) (OSDP converter optionally available) | 2016 | 1344
Cypress OSDP
RD-CYP-OSM-1000 | OSM-1000 | OSDP Wiegand Converter | 129 | 94
ZKTeco™ Biometric Readers
TERMS AND CONDITIONS -- WARRANTY: 3 Years against manufacturing defects RETURNS: No Returns accepted without prior authorization. Shipping Charges are not refundable. DUTIES AND TAXES: All Customers solely responsible for any/all applicable custom duties, brokerage fees, taxes etc. PRICING, DESIGN, and SPECIFICATIONS SUBJECT TO CHANGE WITHOUT NOTICE.
New Sielox Part Number | Obsolete Model Number (for reference ONLY, please use NEW part number when ordering) | Description | List | HV
Fingerprint Readers
RD-ZKT-PROCAP-STD | ProCapture | Reads fingerprints, 125 kHz ZKAccess cards and PIN codes Fingerprint capacity: 6,000 Card Capacity: 10,000 Transactions: 100,000 User Photos: 3,000 Event Photos: 7,000 Communication: TCP/IP, USB Host, Wiegand Input/Output Gross Weight: 5lbs Package Size: 12"x 9"x 4" | 1320 | 707.55
RD-ZKT-PROCAP-MIFARE | ProCapture-Mifare | Special order 4-6 weeks | 1420 | 760.95
RD-ZKT-PROCAP-HID | ProCapture-HID | Special order 4-6 weeks | 1480 | 787.65
RD-ZKT-PROCAP-ICLASS | ProCapture-iClass | Special order 4-6 weeks | 1580 | 841.05
RD-ZKT-PROCAP-X-STD | ProCapture-X | Reads fingerprints, 125 kHz ZKAccess cards and PIN codes Supports PoE (Power over Ethernet) Fingerprint capacity: 20,000 Card Capacity: 50,000 Transactions: 500,000 Communication: TCP/IP, USB Host, Wiegand Input/Output Size: 8"x 3.5"x1.15" | 1200 | 640.8
RD-ZKT-PROCAP-X-MIFARE | ProCapture-X-Mifare | Special order 4-6 weeks | 1300 | 694.2
RD-ZKT-PROCAP-X-HID | ProCapture-X-HID | Special order 4-6 weeks | 1350 | 720.9
RD-ZKT-PROCAP-X-ICLASS | ProCapture-X-iClass | Special order 4-6 weeks | 1450 | 774.3
RD-ZKT-PROCAP-WP-STD | ProCapture-WP | Reads fingerprints, 125 kHz ZKAccess cards and PIN codes IP65 weatherproof-rated Fingerprint capacity: 20,000 Card Capacity: 10,000 Transactions: 100,000 Communication: TCP/IP, USB Host, Wiegand Input/Output Gross Weight: 5lbs Package Size: 12"x 9"x 4" | 1400 | 747.6
RD-ZKT-PROCAP-WP-MIFARE | ProCapture-WP-Mifare | Special order 4-6 weeks | 1500 | 801
RD-ZKT-PROCAP-WP-HID | ProCapture-WP-HID | Special order 4-6 weeks | 1550 | 827.7
RD-ZKT-PROCAP-WP-ICLASS | ProCapture-WP-iClass | Special order 4-6 weeks | 1650 | 881.1
Finger-Vein Reader
RD-ZKT-INPULSE-STD | inPulse+ | Reads finger-veins, fingerprints, 125 kHz ZKAccess cards and PINs Card Capacity: 2,000 Finger Vein: 1,500 Fingerprints : 2,000 Communication: TCP/IP, USB Host, Wiegand Input/Output Gross Weight: 4 lbs Package Size: 12"x 9"x 4" | 1580 | 841.05
RD-ZKT-INPULSE-MIFARE | inPulse+ Mifare | Special order 4-6 weeks | 1680 | 894.45
RD-ZKT-INPULSE-HID | inPulse+ HID | Special order 4-6 weeks | 1720 | 921.15
RD-ZKT-INPULSE-ICLASS | inPulse+ iClass | Special order 4-6 weeks | 1780 | 947.85
Infra-Red Face Reader
RD-ZKT-PROBIO-STD | ProBio | Reads faces, fingerprints, 125 kHz ZKAccess cards and PIN codes Face Capacity : 2,000 Fingerprint Capacity: 4,000 Card Capacity: 10,000 Transactions: 100,000 User Photos: 3,000 Event Photos: 7,000 Communication:TCP/IP,RS 485, Wiegand Input/Output Gross Weight: 5 lbs Package Size: 12"x 9"x 4" | 1420 | 760.95
RD-ZKT-PROBIO-MIFARE | ProBio-Mifare | Special order 4-6 weeks | 1520 | 814.35
RD-ZKT-PROBIO-HID | ProBio-HID | Special order 4-6 weeks | 1580 | 841.05
RD-ZKT-PROBIO-ICLASS | ProBio-iClass | Special order 4-6 weeks | 1680 | 894.45
SpeedFace Readers
RD-ZKT-1005-V-STD | SF1005-V | Visible Light Wall Mounted Facial Recognition Reader - vertical Display: 5" LCD Color Screen(1024*600 Pixel) Face Capacity: 6,000 Fingerprint Capacity: 10,000 Card Capacity: 10,000 Communication:TCP/IP,RS 485, Wiegand Input/Output | 1500 | 801
RD-ZKT-1005-V-MIFARE | SF1005-V-Mifare | Special order 4-6 weeks | 1600 | 854.4
RD-ZKT-1008-WP-STD | SF1008-WP | Visible Light Wall Mounted Facial Recognition Reader IP68 waterproof rating IK04 Vandal proof rating Display: 8" LCD Color Screen(1024*600 Pixel) Face Capacity: 50,000 Transaction Capacity: 100,000 Communication:TCP/IP,RS 485, Wiegand Input/Output | 2380 | 1268.25
RD-ZKT-1008-WP-MIFARE | SF1008-WP-Mifare | Special order 4-6 weeks | 2480 | 1321.65
SpeedFace Readers + Body Temp & Mask Detection
RD-ZKT-SF1005-VP | SF1005-V+ | Visible Light Facial Recognition Reader - vertical + Body Temperture & Mask Detection Display: 5" LCD Color Screen(1024*600 Pixel) Capacity: 6,000 faces / 3,000 palms / 10,000 fingerprints No internal card reader option Communication:TCP/IP,RS485, Wiegand Input/Output | 2620 | 1351
RD-ZKT-SF1008-P | SF1008+ | Visible Light Facial Recognition Reader - vertical + Body Temperture & Mask Detection Display: 8" LCD Color Screen(1024*600 Pixel) Capacity: 50,000 faces / 5,000 palms No internal card reader option Communication:TCP/IP,RS485, Wiegand Input/Output | 3480 | 1795
SpeedFace Reader Mounting Options
RD-ZKT-HW-SF-WALLMOUNT | SF-Wall mount | Optional Wall-Mounting kit includes wall plate and adapter (Can be placed at an angle; Compatible with SF-Mounting Pole) Gross Weight: 3lbs Package Size: 6" x 4" x 5" | 95 | 56.07
RD-ZKT-HW-SF-MOUNTPOLE | SF-Mounting Pole | Optional 69-inch Mounting pole The 16.3-inch piece allows for adjustable height Gross Weight: 3lbs Package Size: 7" x 2" x 6" and 36" x 4" x 4" | 350 | 265.665
RD-ZKT-HW-SF-MOUNTPOLE2 | SF-Mounting Pole2 | Adjustable height mounting pole for SpeedFace series readers. Can adjust from 45.5"-57" height. Stands directly on the floor. Material: 1mm Thick Mild Steel. Finish: Matte Black Powder Coat | 350 | 265.665
RD-ZKT-HW-SF-5INPOLE | SF-5in-Pol | Compatible with SpeedFace series readers Installs directly to a tabletop or SF-extension-pole Material: Powder Coated Steel Finish: Silver | 135 | 90.78
RD-ZKT-HW-SF-TURNSTILEPOLE | SF-Turnstile-Pole | Compatible with SpeedFace series readers Installs directly to a ZKTeco turnstile Material: Powder Coated Steel Finish: Silver | 115 | 62.745
RD-ZKT-HW-SF-EXTENSIONPOLE | SF-Extension-Pole | Compatible with SpeedFace series readers Installs directly to a ZKTeco turnstile when combined with SF-turnstilepole or SF-5in-pole Material: Powder Coated Steel Finish: Silver | 90 | 53.4
ZKTeco Device Management Software
RD-ZKT-ZKB-AC-P10 | ZKB-AC-P10 | Supports up to 10 readers | 480 | 280.35
RD-ZKT-ZKB-AC-P25 | ZKB-AC-P25 | Supports up to 25 readers | 1120 | 660.825
RD-ZKT-ZKB-AC-P50 | ZKB-AC-P50 | Supports up to 50 readers | 1880 | 1101.375
RD-ZKT-ZKB-AC-100 | ZKB-AC-100 | Supports up to 100 readers | 3880 | 2276.175
RD-ZKT-ZKB-AC-5ADD | ZKB-AC-5ADD | 5-reader add-on (works only with 25, 50 and 100 reader license) | 280 | 160.2

## Section 10- Cards & Credentials
10 - Cards & Credentials
Sielox Mirage Credentials
Note - Performa Credentials are no longer available however Mirage Credentials can be used on Performa Readers.
New Sielox Part Number | Obsolete Model Number (for reference ONLY, please use NEW part number when ordering) | Description | List | HV
CD-SLX-15C-E | AC-15C-E | Mirage Proximity Card. Minimum order - 50 | 4.65 | 3.1
CD-SLX-15P | AC-15P | Mirage Printable Proximity Plus Card. Minimum order - 50 | 6.38 | 4.25
CD-SLX-15T-E | AC-15T-E | Mirage Proximity Tag. Minimum order - 50 | 6.75 | 4.5
Allegion Schlage Credentials
FOR ALL CUSTOM ALLEGION CARDS, PLEASE INCLUDE PART NUMBER ALONG WITH ALL PROGRAMMING INFORMATION (BIT, FACILITY CODE, NUMBERING SEQUENCE or CARDTRAX NUMBER)
New Sielox Part Number | Obsolete Model Number (for reference ONLY, please use NEW part number when ordering) | Description | List | HV
CD-SCH-XF9420 | AC-IR-XR9420 | MIFARE Classic 2.5K Bit; 5 Sectors Clamshell. Minimum order is 100 (CUSTOM ORDER, PROGRAMMING INFORMATION OR CARDTRAX NUMBER IS NEEDED) | 4.7 | 2
CD-SCH-XF9451 | AC-IR-XR9451 | MIFARE Classic 1K Byte/8K Bit; 16 Sectors Clamshell. Minimum order is 100 (CUSTOM ORDER, PROGRAMMING INFORMATION OR CARDTRAX NUMBER IS NEEDED) | 7.2 | 3.1
CD-SCH-XF9520 | AC-IR-XR9520 | MIFARE Classic 2.5K Bit; 5 Sectors ISO Glossy White. Minimum order is 100 (CUSTOM ORDER, PROGRAMMING INFORMATION OR CARDTRAX NUMBER IS NEEDED) | 5.8 | 2.5
CD-SCH-XF9520M1 | AC-IR-XR9520MS | MIFARE Classic 2.5K Bit; 5 Sectors with Magnetic Stripe ISO Glossy White. Minimum order is 100 (CUSTOM ORDER, PROGRAMMING INFORMATION OR CARDTRAX NUMBER IS NEEDED) | 6.5 | 2.8
CD-SCH-XF9551 | AC-IR-XF9551 | MIFARE Classic 1KByte/8K Bit; 16 Sectors. ISO Glossy White Minimum order is 100 (CUSTOM ORDER, PROGRAMMING INFORMATION OR CARDTRAX NUMBER IS NEEDED) | 7.1 | 3
CD-SCH-XF9551M1 | AC-IR-XF9551MS | MIFARE Classic 1K Byte/8K Bit; 16 Sectors with Magnetic Stripe ISO Glossy White Minimum order is 100 (CUSTOM ORDER, PROGRAMMING INFORMATION OR CARDTRAX NUMBER IS NEEDED) | 7.8 | 3.3
CD-SCH-XF9558 | AC-IR-XF9558 | MIFARE Classic 4K Byte/32K Bit 40 Sectors, ISO Glossy White Minimum Order is 100 (CUSTOM ORDER, PROGRAMMING INFORMATION OR CARDTRAX NUMBER IS NEEDED) | 10 | 4.3
CD-SCH-XF9558M1 | XF9558MS | MIFARE Classic 4K Byte/32K Bit 40 Sectors with Magnetic Stripe ISO Glossy White Minimum Order is 100 (CUSTOM ORDER, PROGRAMMING INFORMATION OR CARDTRAX NUMBER IS NEEDED) | 10.7 | 4.6
CD-SCH-XF9651 | AC-IR-XR9651 | MIFARE Classic 1K Byte/8K Bit;16 Sectors Keyfob. Minimum order is 50 (CUSTOM ORDER, PROGRAMMING INFORMATION OR CARDTRAX NUMBER IS NEEDED) | 8.1 | 3.45
CD-SCH-XF9651T | AC-IR-XR9651T | MIFARE Classic 1K Byte/8K Bit; 16 Sectors Thin Keyfob. Minimum Order is 50 (CUSTOM ORDER, PROGRAMMING INFORMATION OR CARDTRAX NUMBER IS NEEDED) | 8.3 | 3.55
CD-SCH-XF9751 | AC-IR-XR9751 | MIFARE Classic 1K Byte/8K Bit; 16 Sectors PVC Adhesive Patch Minimum Order is 100. Lead time 4-6 weeks from time of order. (CUSTOM ORDER, PROGRAMMING INFORMATION OR CARDTRAX NUMBER IS NEEDED) | 7.3 | 3.1
CD-SCH-XF9758 | AC-IR-XR9758 | MIFARE Classic 4K Byte/32 Bit; 40 Sectors PVC Adhesive Patch Minimum Order is 100. Lead time 4-6 weeks from time of order. (CUSTOM ORDER, PROGRAMMING INFORMATION OR CARDTRAX NUMBER IS NEEDED) | 11 | 4.7
Allegion Schlage AptiQ Smart Card(s)
CD-SCH-XF5451 | AC-IR-XF5451 | MIFARE Plus SE 1K Byte/8K Bit; Clamshell. Minimum Order is 100 (CUSTOM ORDER, PROGRAMMING INFORMATION OR CARDTRAX NUMBER IS NEEDED) | 7.5 | 3.2
CD-SCH-XF5551 | AC-IR-XF5551 | MIFARE Plus SE 1K Byte/8K Bit; ISO Glossy White. Minimum Order is 100 (CUSTOM ORDER, PROGRAMMING INFORMATION OR CARDTRAX NUMBER IS NEEDED) | 7.7 | 3.3
CD-SCH-XF5540 | AC-IR-XF5540 | MIFARE Plus SE 4K Byte/32K Bit; ISO Glossy White. Minimum Order is 100 (CUSTOM ORDER, PROGRAMMING INFORMATION OR CARDTRAX NUMBER IS NEEDED) | 11 | 4.7
CD-SCH-XF5652T | AC-IR-XF5652T | MIFARE Plus SE 2K Byte/16K Bit; Thin Keyfob. Minimum Order is 100 (CUSTOM ORDER, PROGRAMMING INFORMATION OR CARDTRAX NUMBER IS NEEDED) | 8 | 3.4
CD-SCH-XF5751 | AC-IR-XF5751 | MIFARE Plus SE 1K Byte/8K Bit; PVC Adhesive Patch. Minimum Order is 100 (CUSTOM ORDER, PROGRAMMING INFORMATION OR CARDTRAX NUMBER IS NEEDED) | 7.4 | 3.2
Allegion Schlage MIFARE DESFire EV1 Credentials
CD-SCH-XF8420 | AC-IR-XF8420 | MIFARE DESFire EV1 2K Byte/16K Bit; Clamshell. Minimum Order is 100 (CUSTOM ORDER, PROGRAMMING INFORMATION OR CARDTRAX NUMBER IS NEEDED) | 7.8 | 3.3
CD-SCH-XF8520 | AC-IR-XF8520 | MIFARE DESFire EV1 2K Byte/16K Bit; ISO Glossy White. Minimum Order is 100 (CUSTOM ORDER, PROGRAMMING INFORMATION OR CARDTRAX NUMBER IS NEEDED) | 8.4 | 3.6
CD-SCH-8520M1 | AC-IR-XF8520MI | MIFARE DESFire EV1 2K Byte/16K Bit; with Magnetic Stripe ISO Glossy White. Minimum Order is 100 (CUSTOM ORDER, PROGRAMMING INFORMATION OR CARDTRAX NUMBER IS NEEDED) | 9.2 | 3.9
Allegion Schlage Proximity Cards
CD-SCH-XF7410 | AC-IR-XR7410 | 125 kHz Proximity Clamshell Card. Minimum order is 100 (CUSTOM ORDER, PROGRAMMING INFORMATION OR CARDTRAX NUMBER IS NEEDED) | 3.5 | 1.5
CD-SCH-XF7510 | AC-IR-XR7510 | 125 kHz Proximity ISO Glossy White Card. Stock cards, minimum order is 100 (PROGRAMMING INFORMATION OR CARDTRAX NUMBER IS NEEDED) | 5.9 | 2.5
CD-SCH-7510M1 | AC-IR-XR7510MS | 125 kHz Proximity ISO Glossy White Card with Magnetic Stripe. Minimum Order is 100 (CUSTOM ORDER, PROGRAMMING INFORMATION OR CARDTRAX NUMBER IS NEEDED) | 6.6 | 2.8
CD-SCH-XF7610 | AC-IR-XR7610 | 125 kHz Proximity Keyfob. Minimum Order is 100 (CUSTOM ORDER, PROGRAMMING INFORMATION OR CARDTRAX NUMBER IS NEEDED) | 6.1 | 2.6
CD-SCH-F7610T | AC-IR-XR7610T | 125 kHz Proximity Thin Keyfob. Minimum Order is 100 (CUSTOM ORDER, PROGRAMMING INFORMATION OR CARDTRAX NUMBER IS NEEDED) | 6.5 | 2.8
CD-SCH-XF7010 | AC-IR-XR7710 | 125 kHz PVC Adhesive Disk (35mm Disk). Minimum Order is 100 (CUSTOM ORDER, PROGRAMMING INFORMATION OR CARDTRAX NUMBER IS NEEDED) | 5.6 | 2.4
Allegion Schlage Multi-Technology Credentials 125 kHz / 13.56 MHz
CD-SCH-XF9951 | AC-IR-XF9951 | 125 kHz Proximity / MIFARE Classic 1K Byte/8K Bit; 16 Sectors ISO Glossy White. Minimum Order is 100. Lead time is 4-6 weeks from time of order. (CUSTOM ORDER, PROGRAMMING INFORMATION OR CARDTRAX NUMBER IS NEEDED) | 9.8 | 4.2
CD-SCH-XF9958 | AC-IR-XF9958 | 125 kHz Proximity / MIFARE Classic 4K Byte/32K Bit; 40 Sectors ISO Glossy White. Minimum Order is 100. Lead time is 4-6 weeks from time of order. (CUSTOM ORDER, PROGRAMMING INFORMATION OR CARDTRAX NUMBER IS NEEDED) | 11.6 | 4.95
CD-SCH-XF5951 | AC-IR-XF5951 | 125 kHz Proximity / MIFARE Plus SE 1K Byte/8K Bit; ISO Glossy White. Minimum Order is 100 (CUSTOM ORDER, PROGRAMMING INFORMATION OR CARDTRAX NUMBER IS NEEDED) | 11.1 | 4.75
CD-SCH-XF5940 | AC-IR-XF5940 | 125 kHz Proximity / MIFARE Plus SE 4K Byte/32K Bit; ISO Glossy White. Minimum Order is 100 (CUSTOM ORDER, PROGRAMMING INFORMATION OR CARDTRAX NUMBER IS NEEDED) | 12.6 | 5.4
CD-SCH-XF5692T | AC-IR-XF5692T | 125 kHz Proximity / MIFARE Plus SE 2K Byte/16K Bit; Thin Keyfob. Minimum Order is 100 (CUSTOM ORDER, PROGRAMMING INFORMATION OR CARDTRAX NUMBER IS NEEDED) | 11.6 | 5
CD-SCH-XF8920 | AC-IR-XF8920 | 125 kHz Proximity / MIFARE DESFire EV1 2K Byte/8K Bit; ISO Glossy White. Minimum Order is 100. Lead time is 4-6 weeks from time of order (CUSTOM ORDER, PROGRAMMING INFORMATION OR CARDTRAX NUMBER IS NEEDED) | 12.4 | 5.3
Farpointe Credentials
Farpointe can laser etch a company logo onto their credentials. No initial setup fee, additional $0.15 per card. For Farpointe Mobile Credentials, insert company logo onto the electronic mobile credential for additional $0.15 per mobile credential. Download the Farpointe Laser Etch form located in your price book portal in the folder “ordering credentials”.
Farpointe - Conekt™ Mobile Credentials (2.4-GHz)
CD-FAR-CMC-2 | CMC-2 | Mobile credential supporting BLE-enabled smartphones Minimum Order is 15 | 6 | 4
Farpointe - Pyramid Proximity Credentials
CD-FAR-PSC-1 | PSC-1 | Model PSC-1 Proximity Clamshell Card. Minimum order is 100 (CUSTOM ORDER, PROGRAMMING INFORMATION IS NEEDED) | 2.15 | 1.44
CD-FAR-PSM-2P | PSM-2P | Model PSM-2P Printable Contactless Proximity ISO PVC Card With No magstripe. Minimum order is 100 (CUSTOM ORDER, PROGRAMMING INFORMATION IS NEEDED) | 4 | 2.7
CD-FAR-PSM-25 | PSM-25 | Model PSM-2S Printable Contactless Proximity ISO PVC Card With Magstripe. Minimum order is 100 (CUSTOM ORDER, PROGRAMMING INFORMATION IS NEEDED) | 4.395 | 2.95
CD-FAR-PSI-4 | PSI-4 | Model PSI-4 Contactless Image Technology Proximity Card. Minimum order is 100 (CUSTOM ORDER, PROGRAMMING INFORMATION IS NEEDED) | 2.15 | 1.45
CD-FAR-PSK-3 | PSK-3 | Model PSK-3 Contactless Proximity Keyfob. Minimum order is 50 (CUSTOM ORDER, PROGRAMMING INFORMATION IS NEEDED) | 4.75 | 3.15
CD-FAR-PDT-1 | PDT-1 | Model PDT-1 Proximity Disc Tag. Minimum order is 100 (CUSTOM ORDER, PROGRAMMING INFORMATION IS NEEDED) | 2.5 | 1.7
Farpointe - Delta Contactless Smartcards
CD-FAR-DC1-1 | DC1-1 | Model DC1-1 Clamshell Contactless Smart Cards, 1K byte. Minimum order is 100 (CUSTOM ORDER, PROGRAMMING INFORMATION IS NEEDED) | 2.595 | 1.75
CD-FAR-DC4-1 | DC4-1 | Model DC4-1 Clamshell Contactless Smart Cards, 4K byte. Minimum order is 100 (CUSTOM ORDER, PROGRAMMING INFORMATION IS NEEDED) | 3.9 | 2.6
CD-FAR-DM1-3 | DM1-3 | Model DM1-3 Printable Contactless Smart Cards, 1K byte. Minimum order is 100 (CUSTOM ORDER, PROGRAMMING INFORMATION IS NEEDED) | 2.8 | 1.9
CD-FAR-DM4-3 | DM4-3 | Model DM4-3 Printable Contactless Smart Cards, 4K byte. Minimum order is 100 (CUSTOM ORDER, PROGRAMMING INFORMATION IS NEEDED) | 4.245 | 2.85
CD-FAR-DM1-3S | DM1-3S | Model DM1-3S Printable Contactless Smart Cards with Mag Stripe, 1K byte. Minimum order is 100 (CUSTOM ORDER, PROGRAMMING INFORMATION IS NEEDED) | 3.25 | 2.15
CD-FAR-DM4-3S | DM4-3S | Model DM4-3S Printable Contactless Smart Cards with Mag Stripe, 4K byte. Minimum order is 100 (CUSTOM ORDER, PROGRAMMING INFORMATION IS NEEDED) | 5 | 3.3
CD-FAR-DK1-3 | DK1-3 | Model DK1-3 Contactless Smart Card Keyfobs, 1K byte. Minimum order is 50 (CUSTOM ORDER, PROGRAMMING INFORMATION IS NEEDED) | 5.35 | 3.6
CD-FAR-DK4-3 | DK4-3 | Model DK4-3 Contactless Smart Card Keyfobs, 4K byte. Minimum order is 50 (CUSTOM ORDER, PROGRAMMING INFORMATION IS NEEDED) | 8.15 | 5.45
Farpointe - Ranger Long Range Identification Transmitters
CD-FAR-WRT-2+ | WRT-2+ | Model WRT-2+ is a 2-button clicker-type access credential, featuring both long range (upon button push) and presentation operation | 24 | 16
CD-FAR-WRT-4+ | WRT-4+ | Model WRT-4+ is a 4-button clicker-type access credential, featuring both long range (upon button push) and presenataion operation | 24 | 16
CD-FAR-WRT-2+B | WRT-2+B | Ranger 2-Button Long-Range Transmitter with No Proximity or Contactless Smartcard Module | 24 | 16
CD-FAR-WRT-2+H | WRT-2+H | 2-Button Transmitter with HID 125 kHz Proximity Protocol support | 24 | 16
CD-FAR-WRT-2+A | WRT-2+A | 2-Button Transmitter with AWID 125 kHz Proximity Protocol support | 24 | 16
CD-FAR-WRT-2+S1 | WRT-2+S1 | 2-Button Long-Range Transmitter with Delta Compatibility (Mifare 1K-byte memory) | 28 | 18.7
CD-FAR-WRT-2+S4 | WRT-2+S4 | 2-Button Long-Range Transmitter w/ Delta Compatibility (Mifare 4K-byte memory) | 30 | 20
CD-FAR-WRT-4+B | WRT-4+B | 4-Button Long-Range Transmitter with No Proximity/Contactless Smartcard Module | 24 | 16
CD-FAR-WRT-4+H | WRT-4+H | 4-ButtonTransmitter with HID 125 kHz Proximity Protocol support | 24 | 16
CD-FAR-WRT-4+A | WRT-4+A | 4-Button Transmitter with AWID 125 kHz Proximity Protocol support | 24 | 16
CD-FAR-WRT-4+S1 | WRT-4+S1 | 4-Button Long-Range Transmitter w/ Delta Compatibility (Mifare 1K-byte memory) | 28 | 18.7
CD-FAR-WRT-4+S4 | WRT-4+S4 | 4-Button Long-Range Transmitter w/ Delta Compatibility (Mifare 4K-byte memory) | 30 | 20
HID Credentials
FOR ALL CUSTOM HID CARDS, PLEASE INCLUDE THE HID PART NUMBER ALONG WITH ALL PROGRAMMING INFORMATION (BIT, FORMAT, FACILITY CODE, NUMBERING SEQUENCE, AND IDENTIFY WHETHER THEY ARE MATCHING OR NON-MATCHING)
HID - iCLASS Credentials
CD-HID-2080PGSMV | AC-185CS | iCLASS Clamshell Card, Constructed with ABS shell and PVC cover label, offering durable packaging; available in 2k bit (256 Byte), two application area configuration only. Stock cards minimum order is 50. HID Part #: 2080PGSMV (IF ORDERING CUSTOM CARDS, MINIMUM ORDER IS 100 AND PROGRAMMING INFORMATION IS NEEDED) | 3.5 | 1.9
CD-HID-2080XXXXX | AC-195CSSR | *Custom Card* iCLASS SR Clamshell Card, Suitable for installation already containing standard iClass credentials. Contactless SR Card, 2K bits with 2 application area. Minimum order is 100 [PROGRAMMING INFORMATION (BIT, FORMAT, FACILITY CODE & START#) IS NEEDED. HID BASE PART #: 2080 (CUSTOM OPTIONS DETERMINE THE FINAL PART NUMBER)] | 3.5 | 1.9
CD-HID-2002PGGMN | AC-185C16 | iCLASS Contactless Smart Card, Contactless Smart Card a, 16K bits with 16 application areas, Printable. Stock cards minimum order is 50. HID Part #: 2002PGGMN (IF ORDERING CUSTOM CARDS, MINIMUM ORDER IS 100 AND PROGRAMMING INFORMATION IS NEEDED) | 9.5 | 5.15
CD-HID-2002XXXXX | N/A | *Custom Card* iCLASS Contactless Smart Card, Contactless Smart Card a,16K bits with 16 application areas, Printable. Minimum order is 100 [PROGRAMMING INFORMATION IS NEEDED (BIT, FORMAT, FACILITY CODE & START#). HID BASE PART #: 2002 (CUSTOM OPTIONS DETERMINE THE FINAL PART NUMBER)] | 9.5 | 5.15
CD-HID-2022BGGMNM | AC-185PC16 | iCLASS Prox Combination Card, 13.56 MHz Contactless Smart and 125KHz Prox Card, 16K bits with 16 application area. (IF ORDERING CUSTOM CARDS, MINIMUM ORDER IS 100 AND PROGRAMMING INFORMATION IS NEEDED) | 13.35 | 7.25
CD-HID-2022XXXXX | N/A | *Custom Card* iCLASS Prox Combination Card, 13.56 MHz Contactless Smart and 125KHz Prox Card, 16K bits with 16 application area. Minimum order is 100 [PROGRAMMING INFORMATION IS NEEDED (BIT, FORMAT, FACILITY CODE & START#).HID BASE PART #: 2022 (CUSTOM OPTIONS DETERMINE THE FINAL PART NUMBER)] | 13.35 | 7.25
2.56 | AC-185K-II | iCLASS Key II,Contactless Smart Key,2K bits w/ 2 application areas. Stock cards minimum order is 50. HID Part #: 2050PNNMN (IF ORDERING CUSTOM CARDS, MINIMUM ORDER IS 100 AND PROGRAMMING INFORMATION IS NEEDED) | 6.82 | 3.7
CD-HID-2050XXXXX | N/A | *Custom Card* iCLASS Key II,Contactless Smart Key,2K bits w/ 2 application areas. Minimum order is 100 [PROGRAMMING INFORMATION IS NEEDED (BIT, FORMAT, FACILITY CODE & START#). HID BASE PART #: 2050 (CUSTOM OPTIONS DETERMINE THE FINAL PART NUMBER)] | 6.82 | 3.7
CD-HID-2052PNNMN | AC-185K16-II | iCLASS Key II Contactless Smart Key, 16K bits with 16 application areas. Stock cards minimum order is 50. HID Part #: 2052PNNMN (IF ORDERING CUSTOM CARDS, MINIMUM ORDER IS 100 AND PROGRAMMING INFORMATION IS NEEDED) | 11.35 | 6.15
CD-HID-2052XXXXX | N/A | *Custom Card* iCLASS Key II Contactless Smart Key, 16K bits with 16 application areas. Minimum order is 100 [PROGRAMMING INFORMATION IS NEEDED (BIT, FORMAT, FACILITY CODE & START#).HID BASE PART #: 2052 (CUSTOM OPTIONS DETERMINE THE FINAL PART NUMBER)] | 11.35 | 6.15
CD-HID-2060XXXXX | AC-185T | *Custom Card* iCLASS Tag, Contactless Smart Tag, 2K bits with 2 application areas. Minimum order is 100 [PROGRAMMING INFORMATION IS NEEDED (BIT, FORMAT, FACILITY CODE & START#). HID BASE PART #: 2060 (CUSTOM OPTIONS DETERMINE THE REST OF THE PART NUMBER)] | 4.59 | 2.56
CD-HID-2062XXXXX | AC-185T16 | *Custom Card* ICLASS TAG, 16K/16, PROG ICLASS, F-HID LOGO, B-HID LOGO, MATCH #, NO SLOT Minimum order is 100 [PROGRAMMING INFORMATION IS NEEDED (BIT, FORMAT, FACILITY CODE & START#). HID BASE PART #: 2062 (CUSTOM OPTIONS DETERMINE THE FINAL PART NUMBER)] | 7.67 | 4.15
CD-HID-2000XXXXX | AC-195CSR | *Custom Card* iCLASS SR PVC Card, Suitable for installation already containing standard iClass credentials. Contactless SR Card, 2K bits with 2 application area, printable Minimum order is 100 [PROGRAMMING INFORMATION IS NEEDED (BIT, FORMAT, FACILITY CODE & START#). HID BASE PART #: 2000 (CUSTOM OPTIONS DETERMINE THE FINAL PART NUMBER)] | 5.25 | 2.85
HID - iCLASS SE Credentials
CD-HID-3000XXXXX | AC-190C | *Custom Card* iCLASS SE PVC Card, Contactless SE Card, 2K bits with 2 application area, printable Minimum order is 100 [PROGRAMMING INFORMATION IS NEEDED (BIT, FORMAT, FACILITY CODE & START#). HID BASE PART #: 3000 (CUSTOM OPTIONS DETERMINE THE FINAL PART NUMBER)] | 5.25 | 2.85
CD-HID-3100XXXXX | AC-190CP | *Custom Card* iCLASS SE + Prox Card, Contactless Smart Card + Prox, 2K bits with 2 application area, printable. Minimum order is 100 [PROGRAMMING INFORMATION IS NEEDED (BIT, FORMAT, FACILITY CODE & START#). HID BASE PART #: 3100 (CUSTOM OPTIONS DETERMINE THE FINAL PART NUMBER)] | 10.97 | 6
CD-HID-3350XXXXX | AC-190CS | *Custom Card* iCLASS SE Clamshell Card, 2k bits with 2 application areas. Also available with Adhesive front (call for additional cost) Minimum order is 100 [PROGRAMMING INFORMATION IS NEEDED (BIT, FORMAT, FACILITY CODE & START#). HID BASE PART #: 3350 (CUSTOM OPTIONS DETERMINE THE FINAL PART NUMBER)] | 3.5 | 1.9
CD-HID-3400XXXXX | AC-190MIF1 | *Custom Card* iCLASS SE MIFARE SIO-Enabled Mifare Classic Card (1k), Utilizes MIFARE CLASSIC 13.56 MHz Internal Smart Chip, Standard S50, 1K Memory with 16 Sectors. Minimum order is 100 [PROGRAMMING INFORMATION IS NEEDED (BIT, FORMAT, FACILITY CODE & START#). HID BASE PART #: 3400 (CUSTOM OPTIONS DETERMINE THE FINAL PART NUMBER)] | 4.1 | 2.2
CD-HID-3406XXXXX | AC-190MIF4 | *Custom Card* iCLASS SE MIFARE SIO-Enabled MIFARE Card (4k), Utilizes MIFARE 13.56 MHz Internal Smart Chip, Standard S70, 4K Memory with 40 Sectors. Minimum order is 100 [PROGRAMMING INFORMATION IS NEEDED (BIT, FORMAT, FACILITY CODE & START#). HID BASE PART #: 3406 (CUSTOM OPTIONS DETERMINE THE FINAL PART NUMBER)] | 8 | 4.35
CD-HID-3500XXXXX | AC-190MIFP | *Custom Card* iCLASS SE MIFARE SIO-Enabled MIFARE Classic Card + Prox Card(1K), Utilizes MIFARE CLASSIC 13.56 MHz Internal Smart Chip, Standard S50, 1K Memory with 16 Sectors. Minimum order is 100 [PROGRAMMING INFORMATION IS NEEDED (BIT, FORMAT, FACILITY CODE & START#). HID BASE PART #: 3500 (CUSTOM OPTIONS DETERMINE THE FINAL PART NUMBER)] | 7.7 | 4.3
CD-HID-3250XXXXX | AC-190K | *Custom Card* iCLASS SE Key II Contactless Smart Key, Contactless SE Key II, 2K bits with 2 application areas. Minimum order is 100 [PROGRAMMING INFORMATION IS NEEDED (BIT, FORMAT, FACILITY CODE & START#). HID BASE PART #: 3250 (CUSTOM OPTIONS DETERMINE THE FINAL PART NUMBER)] | 6.82 | 3.7
CD-HID-3300XXXXX | AC-190T | *Custom Card* iCLASS SE Tag Contactless Smart Tag, Contactless SE Tag I,I 2k bits with 2 application areas. Contactless SE Tag I,I 2k bits with 2 application areas. Minimum order is 100 [PROGRAMMING INFORMATION IS NEEDED (BIT, FORMAT, FACILITY CODE & START#). HID BASE PART #: 3300 (CUSTOM OPTIONS DETERMINE THE FINAL PART NUMBER)] | 4.59 | 2.56
HID Prox/Swipe Credentials & Accessories
CD-HID-1326LSSMV | AC-18 | ProxCard II Proximity Card (ClamShell), Non Custom Dimensions: 2.125” x 3.375” x 0.070” (5.40 x 8.57 x 0.18 cm) Stock cards, minimum order is 50 HID Part #1326LSSMV (IF ORDERING CUSTOM CARDS, MINIMUM ORDER IS 100 AND PROGRAMMING INFORMATION IS NEEDED) | 3.53 | 1.93
CD-HID-1326XXXXX | N/A | *Custom Card* ProxCard II Proximity Card (ClamShell) Dimensions: 2.125” x 3.375” x 0.070” (5.40 x 8.57 x 0.18 cm) [PROGRAMMING INFORMATION IS NEEDED (BIT, FORMAT, FACILITY CODE & START#). HID BASE PART #: 1326 (CUSTOM OPTIONS DETERMINE THE FINAL PART NUMBER)] | 3.53 | 1.93
CD-HID-1346LNSSN | AC-18K-III | ProxKey III Proximity Keyfobs only, no rings Stock cards, minimum order is 50, HID Part #: 1346LNSSN (IF ORDERING CUSTOM CARDS, MINIMUM ORDER IS 100 AND PROGRAMMING INFORMATION IS NEEDED) | 7.02 | 3.85
CD-HID-1346LNSSN-R | AC-18KIII | ProxKey III Proximity Keyfob w/ Rings Stock cards, minimum order is 50, HID Part #: 1346LNSSN (IF ORDERING CUSTOM CARDS, MINIMUM ORDER IS 100 AND PROGRAMMING INFORMATION IS NEEDED) | 7.02 | 3.9
CD-HID-1346XXXXX | N/A | *Custom Card* ProxKey III Proximity Keyfobs only, no rings Minimum order is 100 [PROGRAMMING INFORMATION IS NEEDED (BIT, FORMAT, FACILITY CODE & START#). HID BASE PART#1346 (CUSTOM OPTIONS DETERMINE THE FINAL PART NUMBER)] | 7.02 | 3.85
CD-HID-1324GAV22 | AC-18PVC | Direct image, ISOProx II & Proxcard II size, PVC glossy, label with slot punch. White adhesive back, 20 mil PVC, 3.370" x 2.125" Stock cards, minimum order is 50 (IF ORDERING CUSTOM CARDS, MINIMUM ORDER IS 100 AND PROGRAMMING INFORMATION IS NEEDED) | 0.98 | 0.65
CD-HID-1336LGGSN | AC-18D | DuoProx II Dual Technology Proximity Card (printable). Stock cards, minimum order is 50, HID Part #: 1336LGGSN (IF ORDERING CUSTOM CARDS, MINIMUM ORDER IS 100 AND PROGRAMMING INFORMATION IS NEEDED) | 7.14 | 3.9
CD-HID-1336XXXXX | N/A | *Custom Card* DuoProx II Dual Technology Proximity Card (printable). Minimum order is 100 [PROGRAMMING INFORMATION IS NEEDED (BIT, FORMAT, FACILITY CODE & START#). HID BASE PART#1336 (CUSTOM OPTIONS DETERMINE THE FINAL PART NUMBER)] | 7.14 | 3.9
CD-HID-1391LSSMN | AC-18MT | MicroProx Tag. Stock cards, minimum order is 50, HID Part #:1391LSSMN (IF ORDERING CUSTOM CARDS, MINIMUM ORDER IS 100 AND PROGRAMMING INFORMATION IS NEEDED) | 4.72 | 2.6
CD-HID-1391XXXXX | N/A | *Custom Card* MicroProx Tag. Minimum order is 100 [PROGRAMMING INFORMATION IS NEEDED (BIT, FORMAT, FACILITY CODE & START#). HID BASE PART#1391 (CUSTOM OPTIONS DETERMINE THE FINAL PART NUMBER)] | 4.72 | 2.6
CD-HID-1386LGGSN | AC-18ISO | ISOProx II Printable Proximity Card (printable). Stock cards, minimum order is 50, HID Part #: 1386LGGSN (IF ORDERING CUSTOM CARDS, MINIMUM ORDER IS 100 AND PROGRAMMING INFORMATION IS NEEDED) | 6.49 | 3.55
CD-HID-1386XXXXX | N/A | *Custom Card* ISOProx II Printable Proximity Card (printable). Minimum order is 100 [PROGRAMMING INFORMATION IS NEEDED (BIT, FORMAT, FACILITY CODE & START#). HID BASE PART#1386 (CUSTOM OPTIONS DETERMINE THE FINAL PART NUMBER)] | 6.49 | 3.55
CD-HID-1351XXXXX | AC-18VT | *Custom Card* Prox PASS Vehicle Tag, Minimum order is 100 [PROGRAMMING INFORMATION IS NEEDED (BIT, FORMAT, FACILITY CODE & START#). HID BASE PART#1351 (CUSTOM OPTIONS DETERMINE THE FINAL PART NUMBER)] | 40.25 | 22
HID Mobile Credentials
CD-HID-MBID | HID-MBID | HID Mobile Access Cards - Mobile ID's Minimum order is 100 | 7.05 | 4.85
CD-HID-MBAD | HID-MBAD | HID Mobile Access - Admin Card, Mobile Admin Card | 75 | 52
AWID Credentials
CD-AWD-GR-0-0 | AC-AW-GR | AWID 125 kHz Prox LF graphics quality badge Minimum order is 50 | 5 | 2.6
CD-AWD-GRMAG-0-0 | AC-AW-GRMAG | AWID 125 kHz Prox. LF Graphics quality badge with magnetic strip Minimum order is 50 | 6 | 3
CD-AWD-CS-0-0 | AC-AW-CS | AWID 125 kHz Prox. LF Clamshell Badge, AWID logo Minimum order is 50 | 3 | 1.5
CD-AWD-KT-G-0 | AC-AW-KT | AWID 125 kHz Prox. LF Key tag (fob) for key rings, AWID logo Minimum order is 50 | 5 | 2.6
CD-AWD-PW-0-0 | AC-AW-PW | AWID 125 kHz Prox. LF Mini prox wafer, AWID logo Minimum order is 50 | 5 | 2.6
CD-AWD-WS-1216-0-0 | AC-AW-WS1216 | AWID Windshield tag for use with LR-911 ONLY. Not compatible with other UHF cards and readers. Minimum order is 50 | 16 | 8.25
CD-AWD-MT-0-0 | AC-AW-MT | AWID Metal mount tag. (MT-1014-0-0 is for use with LR-911 only MT-UHF-0-0 is for use with LR-2000 and LR-3000 Readers only) Minimum order is 50 | 16 | 8.25
CD-AWD-CS-UHF-0-0 | AC-AW-CSUHF | AWID 902-928 MHz UHF, hand-held clamshell badge, AWID logo. For uAxcess, LR-2000 and LR-3000 Minimum order is 50 | 8 | 1.5
CD-AWD-GR-UHF-0-0 | AC-AW-GRUHF | AWID 902-928 MHz UHF, hand-held graphics quality badge. For uAxcess, LR-2000 and LR-3000 Minimum order is 50 | 9 | 2.6
CD-AWD-WS-UHF-0-0 | AC-AW-WSUHF | AWID 902-928 MHz UHF, windshield tag,adhesive mount for use with LR-2000 and LR-3000 Readers Minimum order is 50 | 14 | 5.25
CD-AWD-KT-UHF-0-0 | AC-AW-KTUHF | AWID 902-928 MHz UHF, hand-held key tag (fob) for key rings, AWID logo Minimum order is 50 | 10 | 3.2
CD-AWD-RV-UHF-0-0 | AC-AW-RVUHF | AWID 902-928 MHz UHF, rear view mirror tag, for use with LR-2000 and LR-3000 Readers. Minimum order is 50 | 14 | 5.25
CD-AWD-PT-UHF-0-0 | AC-AW-PTUFH | AWID 902-928 MHz UHF, portable tag Minimum order is 50 | 17.4 | 9.15
CD-AWD-SV-UHF-0-0 | AC-AW-SVUHF | AWID 902-928 MHz UHF, side view mirror tag Minimum order is 50 | 13.5 | 6.7
CD-AWD-HT-UHF-0-0 | AC-AW-HTUHF | AWID 902-928 MHz UHF, hang tag, blank for use with LR-2000 Readers Minimum order is 50 | 14 | 5.25
CD-AWD-ST-UHF-0-0 | AC-AW-STUHF | AWID 902-928 MHz UHF, extended read range metal mount tag for use with LR-2000 and LR-3000 Readers. 7.88" x 5.57" x 0.75" Minimum order is 50 | 52 | 28.35
CD-AWD-VT-UHF-0-0 | AC-AW-VTUHF | AWID 902-928 MHz UHF, visor tag for use with LR-2000 and LR-3000 Readers. Minimum order is 50 | 14 | 5.25
Nedap Credentials
CD-NDP-9882650 | AC-NEDAP-WBT | AVI Window Button | 41 | 28
CD-NDP-9891900 | AC-NEDAP-CT | Compact Tag - Long range tag, clamshell design with identification up to 7 meters (23 ft.). | 34 | 23
CD-NDP-9948554 | AC-NEDAP-SCB | Smartcard Booster Tag, long-range vehicle & driver, identification up to 33ft, patented dual identification solution, supports Mifare (DESFire), Legic (Advant), HID iClass & Calypso | 173 | 115

## Section 11- Printers & Supplies
11 - Printers & Supplies
Fargo Printers
NOTE - Only most common ordered Parts are listed below. Contact your Regional Sales Manager for products not listed. Printers and Accessories may be returned up to 1 Year after Purchase Order Date with a 20% restocking fee (See Ordering Guide for Lead Time on Printers).
New Sielox Part Number | Obsolete Model Number (for reference ONLY, please use NEW part number when ordering) | Description | List | HV
PR-HID-05000 | PRT-SPC-050000 | DTC1250e NA. ID card printer/encoder, single-sided color, USB | 2258 | 1326
PR-HID-050100 | PRT-SPC-050100 | DTC1250e. ID card printer/encoder, dual-sided color, USB | 2957 | 1737
PR-HID-05500 | PRT-SPC-055000 | DTC4500e. Single-sided color card printer, USB & Ethernet without locking hopper | 3463.95 | 1949
PR-HID-055010 | PRT-SPC--055010 | Fargo DTC4500e. Single-sided printer with magnetic encoding | 4303.95 | 2421
PR-HID-055020 | PRT-SPC-055020 | DTC4500e. Single-sided color, USB, Ethernet, with locking hopper | 3778.95 | 2130
PR-HID-055100 | PRT-SPC-055100 | DTC4500e. Dual-sided, color, USB, Ethernet without locking hopper | 4566.45 | 2569
PR-HID-055120 | PRT-SPC-055120 | DTC4500e. Dual-sided, color, USB, Ethernet, with locking hopper | 4881.45 | 2746
PR-HID-089600 | PRT-SPC-089600 | Fargo Professional Printer. HDP5000, single-sided printing, base model | 4194.75 | 2418
PR-HID-089660 | PRT-SPC-089660 | Fargo Professional Printer. HDP5000, dual-sided printing, base model | 7923 | 4457
PR-HID-089640 | PRT-SPC-089640 | Fargo Professional Printer. HDP5000, dual-sided printing, base model | 5297.25 | 3085
PR-HID-089680 | PRT-SPC-089680 | Fargo Professional Printer. HDP5000 dual-sided printing, dual-sided lamination, base model | 8972.25 | 5050
HID FARGO Printer Accessories
All HID Printer Accessories are available - contact your Regional Sales Manager for a quote
PR-HID-045000 | PRT-SPC-045000 | Fargo Standard Series Ribbon. EZ YMCKO cartridge with cleaning roller, full color with resin black & clear overlay panel, 250 images (NA-DTC1250e) | 88.38 | 54
PR-HID-082601 | PRT-SPC-082601 | Fargo HDP Holographic Overlaminate. Polyguard 1.0 mil, clear, 250 count, for use with cartridge 1 or 2 (Goes with DTC1500, 4500e, 4500 and HDP5000,8500) | 74.24 | 47
PR-HID-086177 | PRT-SPC-086177 | Fargo Cleaning Kit. 4 cleaning swabs, 10 cleaning cards. (Goes with C50, DTC1000Me, 1250e, 1500, 4250e,4500e, 1000, 4000, 4500) | 58.08 | 38
PR-HID-045210 | PRT-SPC-045210 | Fargo Professional Series Ribbon. ECO YMCKOK, full color with two resin back panels and clear overlay panel, 500 images | 222.2 | 134
PR-HID-086200 | PRT-SPC-086200 | Fargo Professional Series. YMCKO, full-color ribbon, resin black & clear overlay panel, 500 images (Goes with DTC550) | 272.7 | 164
PR-HID-086201 | PRT-SPC-086201 | Fargo Professional Series Ribbon. YMCKOK., full color, two resin black panels, clear overlay panel, 400 images (Goes with DTC550) | 212.1 | 128
PR-HID-086003 | PRT-SPC-086003 | Fargo Cleaning Kit. 2 printhead cleaning pens, 10 cleaning cards, 10 cleaning pads (Goes with DTC550) | 61.11 | 40
PR-HID-084052 | PRT-SPC-084052 | Fargo Professional Series Ribbon. YMCKK, full color, two resin black panels, 500 images | 257.55 | 155
PR-HID-089200 | PRT-SPC-089200 | Fargo Cleaning Kit. 4 printhead cleaning swabs, 10 cleaning cards, 10 cleaning pads and 3 alcohol cleaning cards (Goes with HDP5000) | 60.6 | 41
PR-HID-084053 | PRT-SPC-084053 | Fargo Professional Series Film. HDP, approximately 1500 images | 151.5 | 91
PR-HID-081754 | PRT-SPC-081754 | Fargo Certified PVC Ultracard, 30 mil, offers medium card durability (Sold in boxes of 500) | 57.32 | 37
PR-HID-081759 | PRT-SPC-081759 | Fargo Certified UltraCard PVC Card. 10 mil, adhesive paper-backed, designed for adhesion to inside edge of prox cards, offers medium card durability (Sold in boxes of 500) | 163.42 | 103
PR-HID-085625 | PRT-SPC-085625 | Fargo USB interface Cable. 6ft lengths. | 20.15 | 13

## Section 12 - Locks - ASSA ABLOY
12 - ASSA ABLOY-Aperio
Lock Support Agreement: With the initial purchase of a lock(s) from Sielox, a one year Support Agreement is included. Once the one year has expired, a Support Agreement must be renewed for all locks covered under the Pinnacle license.
New Sielox Part Number | Obsolete Model Number (for reference ONLY, please use NEW part number when ordering) | Description | List | HV
SA-SLX-LOCK100 | N/A | Lock Support Agreement: Support for a quantity of 1-100 locks (price includes any quantity up to and including 100 locks) | 300 | 200
SA-SLX-LOCK101 | N/A | Lock Support Agreement: Support for a quantity of 101 and more locks (price is per lock) | 3 | 2
SA-SLX-LOCK100-3 | N/A | 3 Year Lock Support Agreement: Support for a quantity of 1-100 locks (price includes any quantity up to and including 100 locks) | 900 | 480
SA-SLX-LOCK101-3 | N/A | 3 Year Lock Support Agreement: Support for a quantity of 101 and more locks (price is per lock) | 9 | 5
Aperio Hubs & Accessories
New Sielox Part Number | Obsolete Model Number (for reference ONLY, please use NEW part number when ordering) | Description | List | HV
LK-ASA-AH40IN2 | N/A | IP Hub 1:16 | 491 | 295
LK-ASA-AH30R12 | N/A | RS-485 Hub 1:8 | 382 | 230
LK-ASA-AH20W14 | N/A | Wiegand Hub 1:1 | 273 | 164
LK-ASA-APD-10-USB | N/A | USB Radio Dongle | 491 | 295
LK-ASA-APA-10-PC | N/A | Aperio Programming Kit | 600 | 360
LK-ASA-EXT-10-ANT | N/A | Aperio Hub External Antenna (Omnidirectional) | 53 | 32
LK-ASA-K100-622-IPS-BP | N/A | HES K100 Aperio™ v3 Wireless Cabinet Lock. HID multiCLASS SE, Black, Pinch Knob, For 1/16" to 1/2" Thick Doors | 625 | 375
LK-ASA-K100-622-IPS-BL | N/A | HES K100 Aperio™ v3 Wireless Cabinet Lock. HID multiCLASS SE, Black, Lever, For 1/16" to 1/2" Thick Doors | 625 | 375
LK-ASA-KS100-S-IPS-B | N/A | HES KS100 Aperio™ v3 Wireless Swinghandle Server Cabinet Lock. HID multiCLASS SE, Black | 699 | 419.4
LK-ASA-R100-IPS-B | N/A | Securitron R100 Aperio™ v3 Wireless Card Reader. HID multiCLASS SE, Black | 499 | 299.4
LK-ASA-G100L | N/A | Adams Rite G100L Aperio™ v3 Digital Glass Door Lock. HID multiCLASS SE | 999 | 599.4
Aperio Locks Add Brands (Sargent, Adams Rite, Corbin Russwin, HES, Securitron)
Aperio IN100 Cylindrial
LK-ASA-IN100-10G77-IP-B-L-L26D | N/A | IN100,Key Override, HID iClass, iClass SE, (SIO-enabled), iClass SEOS, black reader, black trim, satin chrome | 1340 | 679
LK-ASA-LC-IN100-10G77-IP-B-L-L-26D | N/A | IN100, Less Cylinder, Key Override, HID iClass, iClass SE(SIO enabled), iClass SEOS, black reader & trim, satin chrome | 1253 | 635
LK-ASA-70-IN00-10G77-IP-B-L-L-26D | N/A | IN100, Small format interchangeable plastic disposable construction core (not available with "j" lever), HID iCLass, iClass SE (SIO enabled), iClass SEOS, black reader & trim, satin chrome | 1340 | 679
LK-ASA-IN100-10G77-IPS-B-L-L-26D | N/A | IN100, Key Override, All credentials supported by IP option plus Mifare Classic & DESfire EV1, black reader & trim, satin chrome | 1473 | 746
LK-ASA-LC-IN100-10G77-IPS-B-L-L-26D | N/A | IN100, Less Cylinder, Key Override, All credentials supported by IP option plus Mifare Classic & DESfire EV1, black reader & trim, satin chrome | 1386 | 702
LK-ASA-70-IN100-10G77-IPS-B-L-L-26D | N/A | IN100, Small format interchangeable plastic disposable construction core (not available with "j" lever), Key Override, All credentials supported by IP option plus Mifare Classic & DESfire EV1, black reader & trim, satin chrome | 1473 | 746
Aperio IN100 Moritise
LK-ASA-IN100-7976-IP-B-0-BL-26D | N/A | IN100, key override and deadbolt, HID iClass, iClass SE (SIO-enabled), iClass SEOS, black reader & trim, satin chrome | 1381 | 700
LK-ASA-LC-IN100-7976-IP-B-O-BL-26D | N/A | IN100, less cylinder, key override and deadbolt, HID iClass, iClass SE (SIO-enabled), iClass SEOS, black reader & trim, satin chrome | 1292 | 655
LK-ASA-70-IN100-7976-IP-B-O-BL-26D | N/A | IN100,small format interchangeable disposable plastic contruction core (not available with "J" lever), key override and deadbolt, HID iClass, iClass SE (SIO-enabled), iClass SEOS, black reader & trim, satin chrome | 1381 | 700
LK-ASA-IN100-7976-IPS-B-O-BL-26D | N/A | IN100, Key Override and deadbolt, All credentials supported by IP option plus Mifare Classic & DESfire EV1, black reader & trim, satin chrome | 1514 | 767
LK-ASA-LC-IN100-7976-IPS-B-O-BL-26D | N/A | IN100, less cylinder, Key Override and deadbolt, All credentials supported by IP option plus Mifare Classic & DESfire EV1, black reader & trim, satin chrome | 1425 | 722
LK-ASA-70-IN100-7976-IPS-B-O-BL-26D | N/A | IN100, small format interchangeable disposable plastic contruction core (not available with "J" lever), Key Override and deadbolt, All credentials supported by IP option plus Mifare Classic & DESfire EV1, black reader & trim, satin chrome | 1514 | 767
LK-ASA-IN100-7978-IP-B-O-BL-26D | N/A | IN100, key override and NO deadbolt, HID iClass, iClass SE (SIO-enabled), iClass SEOS, black reader & trim, satin chrome | 1342 | 680
LK-ASA-LC-IN100-7978-IP-B-O-BL-26D | N/A | IN100, less cylinder, key override and NO deadbolt, HID iClass, iClass SE (SIO-enabled), iClass SEOS, black reader & trim, satin chrome | 1253 | 635
LK-ASA-70-IN100-7978-IPS-B-O-BL-26D | N/A | IN100,small format interchangeable disposable plastic contruction core (not available with "J" lever), key override and NO deadbolt, HID iClass, iClass SE (SIO-enabled), iClass SEOS, black reader & trim, satin chrome | 1342 | 680
LK-ASA-IN100-7978-IPS-B-O-BL-26D | N/A | IN100, Key Override and NO deadbolt, All credentials supported by IP option plus Mifare Classic & DESfire EV1, black reader & trim, satin chrome | 1475 | 747
LK-ASA-LC-IN100-7978-IPS-B-O-BL-26D | N/A | IN100, less cylinder, Key Override and NO deadbolt, All credentials supported by IP option plus Mifare Classic & DESfire EV1, black reader & trim, satin chrome | 1386 | 702
LK-ASA-70-IN100-7978-IPS-B-O-BL-26D | N/A | IN100, small format interchangeable disposable plastic contruction core (not available with "J" lever), Key Override and NO deadbolt, All credentials supported by IP option plus Mifare Classic & DESfire EV1, black reader & trim, satin chrome | 1475 | 747
LK-ASA-IN100-7976-IP-B-O-BL-26D | N/A | Sargent IN100 Lock Multi Class with Cylinder override and Deadbolt - Mortise Type | 1411 | 714.9067
LK-ASA-IN100-7978-IP-B-O-BL-26D | N/A | Sargent IN100 Lock Multi Class with Cylinder override - Mortise Type | 1371 | 694.64
LK-ASA-IN100-8877-IP-B-ETL-26D | N/A | Sargent IN100 Lock Rim exit device, key override - RIM Exit Type | 2822 | 1429.8133
LK-ASA-IN100-8977-IP-B-ETL-26D | N/A | Sargent IN100 Lock Mortise exit device, key override - Mortise Exit Type | 3413 | 1729.2533
LK-ASA-IN100-CL33134-IP-B-NZ-D-26D | N/A | CR IN100 Lock Multi Class with Cylinder override - Cylindrical Type | 1360 | 689.0667
LK-ASA-IN100-ML20136-IP-B-125-T-26D | N/A | CR IN100 Lock Multi Class with Cylinder override and Deadbolt - Mortise Type | 1411 | 714.9067
LK-ASA-IN100-ML20134-IP-B-125-T-26D | N/A | CR IN100 Lock Multi Class with Cylinder override - Mortise Type | 1371 | 694.64
LK-ASA-IN100-ED5200SN-9134-IP-B-125-T-26D | N/A | CR IN100 Lock Rim exit device, key override - RIM Exit Type | 2906 | 1472.3733
LK-ASA-IN100-ED5634LN-9M134-IP-B-125-T-26D | N/A | CR IN100 Lock Mortise exit device, key override - Mortise Exit Type | 3359 | 1701.8933
LK-ASA-N2-10G77-IKL-26D | N/A | PR100 Lock Iclass and Keypad with Cylinder Override - Cylindrical Type | 2067 | 1047.28
LK-ASA-N2-10G77-PKL-26D | N/A | PR100 Lock Prox and Keypad with Cylinder Override - Cylindrical Type | 1942 | 983.9467
LK-ASA-N2-82276-IKL-26D | N/A | PR100 Lock Iclass and keypad with Cylinder Override and deadbolt - Mortise Type | 2279 | 1154.6933
LK-ASA-N2-82278-IKL-26D | N/A | PR100 Lock Iclass and keypad with Cylinder Override and No deadbolt - Mortise Type | 2256 | 1143.04
LK-ASA-N2-82276-PKL-26D | N/A | PR100 Lock Prox and Keypad with Cylinder Override and deadbolt - Mortise Type | 2154 | 1091.36
LK-ASA-N2-82278-PKL-26D | N/A | PR100 Lock Iclass and Keypadwith Cylinder Override and No deadbolt - Mortise Type | 2131 | 1079.7067
LK-ASA-N2-IK-8877-ETL-32D | N/A | PR100 Lock Iclass and Keypad with Cylinder Override Exit - RIM Type | 3203 | 1622.8533
LK-ASA-N2-PK-8877-ETL-32D | N/A | PR100 Lock Prox and Keypad with Cylinder Override Exit - RIM Type | 3078 | 1559.52
LK-ASA-N2-IK-8977-ETL-32D | N/A | PR100 Lock Iclass and Keypad with Cylinder Override Exit - Mortise Type | 3467 | 1756.6133
LK-ASA-N2-PK-8977-ETL-32D | N/A | PR100 Lock Prox and Keypad with Cylinder Override Exit - Mortise Type | 3342 | 1693.28
LK-ASA-A100-3090P-1-626 | N/A | A100 Lock A100 Prox for Deadlatches and Exit Devices - Deadlatch/Exit Type | 1697 | 859.8133
LK-ASA-A100-3090PK-1-626 | N/A | A100 Lock A100 Prox/Keypad for Deadlatches and Exit Devices - Deadlatch/Exit Type | 1891 | 958.1067
LK-ASA-A100-3090C-1-626 | N/A | A100 Lock A100 ICLASS for Deadlatches and Exit Devices - Deadlatch/Exit Type | 1697 | 859.8133
LK-ASA-A100-3090CK-1-626 | N/A | A100 Lock A100 ICALSS/Keypad for Deadlatches and Exit Devices - Deadlatch/Exit Type | 1891 | 958.1067

## Section 13 - Locks - SCHLAGE
13 - Locks - Allegion (Schlage, Von Duprin, Locknetics)
Lock Support Agreement: With the initial purchase of a lock(s) from Sielox, a one year Support Agreement is included. Once the one year has expired, a Support Agreement must be renewed for all locks covered under the Pinnacle license.
New Sielox Part Number | Obsolete Model Number (for reference ONLY, please use NEW part number when ordering) | Description | List | HV
SA-SLX-LOCK100 | N/A | Lock Support Agreement: Support for a quantity of 1-100 locks (price includes any quantity up to and including 100 locks) | 300 | 200
SA-SLX-LOCK101 | N/A | Lock Support Agreement: Support for a quantity of 101 and more locks (price is per lock) | 3 | 2
SA-SLX-LOCK100-3 | N/A | 3 Year Lock Support Agreement: Support for a quantity of 1-100 locks (price includes any quantity up to and including 100 locks) | 900 | 480
SA-SLX-LOCK101-3 | N/A | 3 Year Lock Support Agreement: Support for a quantity of 101 and more locks (price is per lock) | 9 | 5
Schlage AD-300 CylindricalAD-300 Cylindrical
New Sielox Part Number | Obsolete Model Number (for reference ONLY, please use NEW part number when ordering) | Description | List | HV
LK-SCH-AD300-CY-70-MT-SPA-626-BD-RH-13-247-10-025-134 | N/A | AD300-CY-70-MT-SPA-626-BD-RH-13-247-10-025-1 3/4 | 2048 | 1038
LK-SCH-AD300-CY-70-MT-SPA-626-JD-RH-13-247-10-025-134 | N/A | AD300-CY-70-MT-SPA-626-JD-RH-13-247-10-025-1 3/4 | 2013 | 1020
LK-SCH-AD300-CY-70-MT-SPA-626-P-S123-RH-13-247-10-025-134 | N/A | AD300-CY-70-MT-SPA-626-P-S123-RH-13-247-10-025-1 3/4 | 2048 | 1038
LK-SCH-AD300-CY-70-MTK-SPA-626-BD-RH-13-247-10-025-134 | N/A | AD300-CY-70-MTK-SPA-626-BD-RH-13-247-10-025-1 3/4 | 2113 | 1071
LK-SCH-AD300-CY-70-MTK-SPA-626-JD-RH-13-247-10-025-134 | N/A | AD300-CY-70-MTK-SPA-626-JD-RH-13-247-10-025-1 3/4 | 2078 | 1053
LK-SCH-AD300-CY-70-MTK-SPA-626-P-S123-RH-13-247-10-025-134 | N/A | AD300-CY-70-MTK-SPA-626-P-S123-RH-13-247-10-025-1 3/4 | 2113 | 1071
LK-SCH-AD300-993R-70-MT-RHO-626-BD-RHR-134 | N/A | AD300-993R-70-MT-RHO-626-BD-RHR-1 3/4 | 2374 | 1203
LK-SCH-AD300-993S-70-MT-RHO-626-BD-RHR-134 | N/A | AD300-993S-70-MT-RHO-626-BD-RHR-1 3/4 | 2403 | 1218
Schlage AD-300 Mortise
LK-SCH-AD300-MS-70-MT-SPA-626-BD-RH-09-663-10-072-134 | N/A | AD300-MS-70-MT-SPA-626-BD-RH-09-663-10-072-1 3/4 | 2322 | 1177
LK-SCH-AD300-MS-70-MT-SPA-626-JD-RH-09-663-10-072-134 | N/A | AD300-MS-70-MT-SPA-626-JD-RH-09-663-10-072-1 3/4 | 2287 | 1160
LK-SCH-AD300-MS-70-MT-SPA-626-P-S123-RH-09-663-10-072-134 | N/A | AD300-MS-70-MT-SPA-626-P-S123-RH-09-663-10-0721 3/4 | 2322 | 1177
LK-SCH-AD300-MS-70-MTK-SPA-626-BD-RH-09-663-10-072-134 | N/A | AD300-MS-70-MTK-SPA-626-BD-RH-09-663-10-072-1 3/4 | 2387 | 1210
LK-SCH-AD300-MS-70-MTK-SPA-626-JD-RH-09-663-10-072-134 | N/A | AD300-MS-70-MTK-SPA-626-JD-RH-09-663-10-072-1 3/4 | 2352 | 1192
LK-SCH-AD300-MS-70-MTK-SPA-626-P-S123-RH-09-663-10-072-134 | N/A | AD300-MS-70-MTK-SPA-626-P-S123-RH-09-663-10-072-1 3/4 | 2387 | 1210
Schlage AD-400 Cylindrical
LK-SCH-AD400-CY-70-MT-SPA-626-BD-RH-4B-13-247-10-025-134 | N/A | AD400-CY-70-MT-SPA-626-BD-RH-4B-13-247-10-025-1 3/4 | 2258 | 1145
LK-SCH-AD400-CY-70-MT-SPA-626-JD-RH-4B-13-247-10-025-134 | N/A | AD400-CY-70-MT-SPA-626-JD-RH-4B-13-247-10-025-1 3/4 | 2224 | 1130
LK-SCH-AD400-CY-70-MT-SPA-626-P-S123-RH-4B-13-247-10-025-134 | N/A | AD400-CY-70-MT-SPA-626-P-S123-RH-4B-13-247-10-025-1 3/4 | 2258 | 1145
LK-SCH-AD400-CY-70-MTK-SPA-626-BD-RH-4B-13-247-10-025-134 | N/A | AD400-CY-70-MTK-SPA-626-BD-RH-4B-13-247-10-025-1 3/4 | 2321 | 1176
LK-SCH-AD400-CY-70-MTK-SPA-626-JD-RH-4B-13-247-10-025-134 | N/A | AD400-CY-70-MTK-SPA-626-JD-RH-4B-13-247-10-025-1 3/4 | 2286 | 1159
LK-SCH-AD400-CY-70-MTK-SPA-626-P-S123-RH-4B-13-247-10-025-134 | N/A | AD400-CY-70-MTK-SPA-626-P-S123-RH-4B-13-247-10-025-1 3/4 | 2321 | 1176
LK-SCH-AD-400-CY-70-MT-RHO-626-BD-RH-4B-13-247-10-025-134 | N/A | AD-400-CY-70-MT-RHO-626-BD-RH-4B-13-247-10-025-1 3/4 | 2258 | 1145
LK-SCH-AD400-CY-70-MTK-ATH-626-JD | N/A | AD400-CY-70-MTK-ATH-626-JD | 2288 | 1160
LK-SCH-AD400-CY-70-MT-SPA-626-LD-RH-4B-13-247-10-025- 134 | N/A | AD400-CY-70-MT-SPA-626-LD-RH-4B-13-247-10-025- 1 3/4 | 2194 | 1112
LK-SCH-AD400-CY-70-MSK-SPA-626-P-S123-RH-4B-13-247-10-025-134 | N/A | AD400-CY-70-MSK-SPA-626-P-S123-RH-4B-13-247-10-025-1 3/4 | 2225 | 1128
LK-SCH-AD400-993R-70-MT-RHO-626-BD-RHR-4B-134 | N/A | AD400-993R-70-MT-RHO-626-BD-RHR-4B-1 3/4 | 2601 | 1318
Schlage AD-400 Mortise
LK-SCH-AD400-MS-70-MT-SPA-626-BD-RH-4B-09-663-10-072-14 | N/A | AD400-MS-70-MT-SPA-626-BD-RH-4B-09-663-10-072-1 3/4 | 2531 | 1283
LK-SCH-AD400-MS-70-MT-SPA-626-JD-RH-4B-09-663-10-072-134 | N/A | AD400-MS-70-MT-SPA-626-JD-RH-4B-09-663-10-072-1 3/4 | 2559 | 1297
LK-SCH-AD400-MS-70-MT-SPA-626-P-S123-RH-4B-09-663-10-072-134 | N/A | AD400-MS-70-MT-SPA-626-P-S123-RH-4B-09-663-10-0721 3/4 | 2531 | 1283
LK-SCH-AD400-MS-70-MTK-SPA-626-BD-RH-4B-09-663-10-072-134 | N/A | AD400-MS-70-MTK-SPA-626-BD-RH-4B-09-663-10-072-1 3/4 | 2596 | 1316
LK-SCH-AD400-MS-70-MTK-SPA-626-JD-RH-4B-09-663-10-072-134 | N/A | AD400-MS-70-MTK-SPA-626-JD-RH-4B-09-663-10-072-1 3/4 | 2561 | 1298
LK-SCH-AD400-MS-70-MTK-SPA-626-P-S123-RH-4B-09-663-10-072-134 | N/A | AD400-MS-70-MTK-SPA-626-P-S123-RH-4B-09-663-10-072-1 3/4 | 2596 | 1316
LK-SCH-AD400-MS-70-MTK-SPA-626-R-S123-RH-4B-09-663-10-072-134 | N/A | AD400-MS-70-MTK-SPA-626-R-S123-RH-4B-09-663-10-072-1 3/4 | 2634 | 1335
Schlage NDE Cylindrical
LK-SCH-NDE80-BD-SPA-626-13-247-10-130 | N/A | NDE-80-BD-SPA-626-13-247-10-130 | 945 | 480
LK-SCH-NDE80-JD-SPA-626-13-247-10-130 | N/A | NDE-80-JD-SPA-626-13-247-10-130 | 910 | 461
LK-SCH-NDE80-PD-SPA-626-13-247-10-130-S123 | N/A | NDE-80-PD-SPA-626-13-247-10-130-S123 | 945 | 480
Schlage LE Mortise
LK-SCH-LE-MS-GRW-P-03-626-A-RH-10-136-134-S123 | N/A | LE-MS-GRW-P-03-626-A-RH-10-136-134-S123 | 1210 | 613
LK-SCH-LE-MS-ADD-P-03-626-RH-10-136-134-S123 | N/A | LE-MS-ADD-P-03-626-RH-10-136-134-S123 | 1250 | 634
LK-SCH-LE-MS-GRW-L-07-626-B-RHR-10-136-134-S123 | N/A | LE-MS-GRW-L-07-626-B-RHR-10-136-134-S123 | 1102 | 559
LK-SCH-LE-MS-ADD-BD-06-626-RH-10-136-134 | N/A | LE-MS-ADD-BD-06-626-RH-10-136-134 | 1250 | 634
Wireless Accessories - PIM, Gateway
New Sielox Part Number | Obsolete Model Number (for reference ONLY, please use NEW part number when ordering) | Description | List | HV
LK-SCH-PIM400-485RSI | N/A | Panel Interface Module supports 16 doors (For AD Wireless Locks) | 1671 | 907
LK-SCH-ENGAGE-GATEWAY | N/A | Engage Gateway, Supports 10 Wireless Devices (For NDE & LE Wireless Locks) | 759 | 385
Wireless Portable Readers
LK-SCH-WPR400-MT | N/A | Wireless Portable Reader with Multi-Technology Reader | 2052 | 1040
LK-SCH-WPR400-MTK | N/A | Wireless Portable Reader Multi-Technology Reader + Keypad | 2117 | 1073
Wireless Test Kit
LK-SCH-TK400 | N/A | Wireless Test Kit | 1720 | 872
Wireless Reader Interface
LK-SCH-WRI400 | N/A | Outdoor Wireless Reader Interface | 1035 | 524
Elevator and Gate Kit
LK-SCH-ECK400 | N/A | Elevator Control Kit | 2922 | 1481
LK-SCH-GCK400 | N/A | Gate Control Kit | 3053 | 1547
Hardwired Accessories
LK-SCH-PIB300-2D | N/A | Panel Interface Board supports 2 doors | 499 | 253
Communication Modules
LK-SCH-COM400L | N/A | Wireless AD-400 Communication Kit | 376 | 191
LK-SCH-COM300L | N/A | Hardwired AD-300 Communication Kit | 348 | 176
Electromagnetic Locks
LK-SCH-M390RFK | N/A | RFK 1500lb retrofit maglock | 905 | 459
LK-SCH-M420 | N/A | 500lb maglock | 558 | 283
LK-SCH-M420P | N/A | 500lb maglock plus | 769 | 390
LK-SCH-M490 | N/A | Max Security Series,Electromagnetic Lock. Automatic Voltage Selection | 698 | 354
LK-SCH-M490P | N/A | Max Security Series,Electromagnetic Lock. Automatic Voltage Selection,Door Status Monitor (DSM), Magentic Bond Sensor (MBS), Relocking Time Delay (RTD) | 905 | 459
LK-SCH-M490DE | N/A | High Security 1500lb delayed egress maglock | 1502 | 761
LK-SCH-M490DEP | N/A | High Security 1500lb delayed egress maglock plus | 2254 | 1142
LK-SCH-420-ATSLED | N/A | M420P Anti-tamper switch (ATS), MBS indicator (LED) option | 78 | 40
LK-SCH-450/490-ATSLED | N/A | M450P/490P Anti-tamper switch (ATS), MBS indicator (LED) option | 78 | 40
LK-SCH-TJ420 | N/A | M420 Top Jamb Bracket (inswinging doors) | 170 | 86
LK-SCH-TJ490 | N/A | M490 Top Jamb Bracket (inswinging doors) | 157 | 80
LK-SCH-GF3000 | N/A | Mortise Shear Maglock | 1119 | 567
Von Duprin Remote Undogging and Monitoring Kits
LK-VDP-47258681 | N/A | Remote Undogging RU Kit - 3 FT. Length; 33A/35A/98/99 Devices (RU Kit includes Undogging and Monitoring) | 684 | 456
LK-VDP-47258682 | N/A | Remote Undogging RU Kit - 4 FT. Length; 33A/35A/98/99 Devices (RU Kit includes Undogging and Monitoring) | 684 | 456
LK-VDP-47258683 | N/A | Remote Monitoring RM Kit - 3 FT. Length; 33A/35A/98/99 Devices (includes Monitoring only) | 522 | 348
LK-VDP-47258684 | N/A | Remote Monitoring RM Kit - 4 FT. Length; 33A/35A/98/99 Devices (includes Monitoring only | 522 | 348
Von Duprin Electric Strikes
LK-VDP-4212A86:H93C84A86:H92A86:H95 | N/A | Heavy Duty Estrike 12/24VDC, Fail Safe and Fail Secure | 225 | 133.5
LK-VDP-5100-3FP-689 | N/A | Medium Duty Estrike | 243 | 144.18
LK-VDP-6210-FSE-24-US32D | N/A | 6210 US32D 24VDC FSE Mortise Estrike | 766 | 454.4933
LK-VDP-6211-FSE-24-US32D | N/A | 6211 US32D 24VDC FSE Mortise Estrike | 722 | 428.3867
LK-VDP-6211-FSE-DS-24-US32D | N/A | 6211 US32D 24VDC FSE DS Mortise/Cylindrical Estrike with Dual Switch | 913 | 541.7133
LK-VDP-6111-FSE-24-US32D | N/A | 6111 US32D 24VDC FSE Rim Device Estrike | 841 | 498.9933
LK-VDP-6300 | N/A | 6300 US32D 12/24VDC FSE Surface Mount Rim Estrike | 723 | 428.98
LK-VDP-6400 | N/A | Modular Mortise Estrike | 545 | 323.3667
LK-VDP-50237 | N/A | 6000 Series Solenoid Kit 12 VDC (FS and FSE) | 112 | 66.4533
Locknetics
LK-SCH-CS450-32D | N/A | Locknetics E-strike 9/16" deep | 170 | 91
LK-SCH-CS450-LBM-32D | N/A | Locknetics E-strike 9/16" deep with LBM | 239 | 128
LK-SCH-CS750-32D | N/A | Locknetics E-strike 3/4" deep | 170 | 91
LK-SCH-CS750-LBM-32D | N/A | Locknetics E-strike 3/4" deep with LBM | 239 | 128
LK-SCH-MDS100-32D | N/A | Locknetics E-strike 1" deep, 5 face plates | 520 | 278
LK-SCH-MDS100-F-32D | N/A | Locknetics E-strike 1" deep, 5 face plates,fire rated | 585 | 312
LK-SCH-MDS100-F-LBM-32D | N/A | Locknetics E-strike 1" deep, 5 face plates with LBM, fire rated | 685 | 366
LK-SCH-MDS100-LBM-32D | N/A | Locknetics E-strike 1" deep, 5 face plates with LBM | 620 | 331
LK-SCH-MG1200 | N/A | Locknetics Mag Lock, Standard, 1200lb | 239 | 128
LK-SCH-MG1200-2 | N/A | Locknetics Double Mag Lock, 1200lb | 425 | 227
LK-SCH-MG600 | N/A | Locknetics Mag Lock, Standard, 600lb | 159 | 85
LK-SCH-MG600-2 | N/A | Locknetics Double Mag Lock, 600lb | 295 | 158
LK-SCH-NC450-LBM | N/A | Locknetics E-strike, no cut, 9/16"deep with LBM | 284 | 152
LK-SCH-RS200-10B | N/A | Locknetics Rim strike 1/2" depth with spacers | 520 | 278
LK-SCH-RS200-32D | N/A | Locknetics Rim strike 1/2" depth with spacers | 475 | 254
LK-SCH-RS200-LBM-US10B | N/A | Locknetics Rim strike 1/2" depth with spacers and LBM | 580 | 310
LK-SCH-RS200-LBM-US32D | N/A | Locknetics Rim strike 1/2" depth with spacers and LBM | 625 | 334
LK-SCH-RS300-10B | N/A | Locknetics Rim strike 3/4" depth with spacers | 530 | 283
LK-SCH-RS300-32D | N/A | Locknetics Rim strike 3/4" depth with spacers | 485 | 259
LK-SCH-RS300-F-10B | N/A | Locknetics Fire rated rim strike, 3/4" depth with spacers | 595 | 318
LK-SCH-RS300-F-32D | N/A | Locknetics Fire rated rim strike, 3/4" depth with spacers | 550 | 294
LK-SCH-RS300-F-LBM-US10B | N/A | Locknetics Fire rated rim strike, 3/4" depth with spacers and LBM | 700 | 374
LK-SCH-RS300-F-LBM-US32 | N/A | Locknetics Fire rated rim strike, 3/4" depth with spacers and LBM | 655 | 350
LK-SCH-RS300-LBM-US10B | N/A | Locknetics Rim strike 3/4" depth with spacers and LBM | 635 | 339
LK-SCH-RS300-LBM-US32D | N/A | Locknetics Rim strike 3/4" depth with spacers and LBM | 590 | 315
LK-SCH-WLBK600 | N/A | Locknetics L-Bracket, 600 lb | 58 | 31
LK-SCH-WMG1200 | N/A | Locknetics Weatherproof Mag Lock, 1200lb | 470 | 251
LK-SCH-WMG600 | N/A | Locknetics Weatherproof Mag Lock, 600lb | 370 | 198
LK-SCH-WZBK1200 | N/A | Locknetics Z-Bracket, 1200lb | 140 | 75
LK-SCH-WZBK600 | N/A | Locknetics Z-Bracket, 600lb | 135 | 72

## Section 14 - Video - COSTAR
14 - Video - Costar Video Systems Contact before quoting or ordering for product changes, adds, deletes, pricing
New Sielox Part Number | Obsolete Model Number (for reference ONLY, please use NEW part number when ordering) | Description | List | HV
VI-CVS-CR4010ET-2TB | N/A | Recorder, Full HD Coax Digital Video, 4 Channel, H.264, Up to 120 IPS at 1080p, eSATA, 2 TB,USB | 698 | 382.2381
VI-CVS-CR4010ET-4TB | N/A | Recorder, Full HD Coax Digital Video, 4 Channel, H.264, Up to 120 IPS at 1080p, eSATA, 4 TB,USB | 998 | 546.5238
VI-CVS-CR4010ET-6TB | N/A | Recorder, Full HD Coax Digital Video, 4 Channel, H.264, Up to 120 IPS at 1080p, eSATA, 6 TB,USB | 1298 | 710.8095
VI-CVS-CR4010ET-8TB | N/A | Recorder, Full HD Coax Digital Video, 4 Channel, H.264, Up to 120 IPS at 1080p, eSATA, 8 TB,USB | 1598 | 875.0952
VI-CVS-CR8015ET-2TB | N/A | 8-Ch, ET 15 Series, 5 MP HD Over Coax / Analog DVR, Linux OS, H.264, 240 IPS @ 1080p, HDMI & VGA out, BNC spot, USB 2.0 / 3.0, 1 eSATA, Text / ATM, 4-Ch Audio, (17"W x 3.5"H x 16.3"D) - 2 TB | 1398 | 765.5714
VI-CVS-CR8015ET-3TB | N/A | 8-Ch, ET 15 Series, 5 MP HD Over Coax / Analog DVR, 240 IPS @ 1080p - 3 TB | 1548 | 847.7143
VI-CVS-CR8015ET-4TB | N/A | 8-Ch, ET 15 Series, 5 MP HD Over Coax / Analog DVR, 240 IPS @ 1080p - 4 TB | 1698 | 930
VI-CVS-CR8015ET-6TB | N/A | 8-Ch, ET 15 Series, 5 MP HD Over Coax / Analog DVR, 240 IPS @ 1080p - 6 TB | 1998 | 1094.1429
VI-CVS-CR8015ET-9TB | N/A | 8-Ch, ET 15 Series, 5 MP HD Over Coax / Analog DVR, 240 IPS @ 1080p - 9 TB | 2448 | 1340.5714
VI-CVS-CR8015ET-12TB | N/A | 8-Ch, ET 15 Series, 5 MP HD Over Coax / Analog DVR, 240 IPS @ 1080p - 12 TB | 2898 | 1587
VI-CVS-CR8015ET-16TB | N/A | 8-Ch, ET 15 Series, 5 MP HD Over Coax / Analog DVR, 240 IPS @ 1080p - 16 TB | 3498 | 1915.5714
VI-CVS-CR1615ET-2TB | N/A | Recorder, Full HD Coax Digital Video, 16 Channel, Use with TVI/AHD Cameras, H.264, Up to 240 IPS at 1080p, 4 Ch Audio, eSATA, 2 TB,USB | 1698 | 930
VI-CVS-CR1615ET-3TB | N/A | Recorder, Full HD Coax Digital Video, 16 Channel, Use with TVI Cameras, H.264, Up to 240 IPS at 1080p, 4 Ch Audio, eSATA, 3 TB,USB | 1848 | 1012
VI-CVS-CR1615ET-4TB | N/A | Recorder, Full HD Coax Digital Video, 16 Channel, Use with TVI Cameras, H.264, Up to 240 IPS at 1080p, 4 Ch Audio, eSATA, 4 TB,USB | 1998 | 1094
VI-CVS-CR1615ET-6TB | N/A | Recorder, Full HD Coax Digital Video, 16 Channel, Use with TVI Cameras, H.264, Up to 240 IPS at 1080p, 4 Ch Audio, eSATA, 6 TB,USB | 2298 | 1258
VI-CVS-CR1615ET-9TB | N/A | Recorder, Full HD Coax Digital Video, 16 Channel, Use with TVI Cameras, H.264, Up to 240 IPS at 1080p, 4 Ch Audio, eSATA, 9 TB,USB | 2748 | 1505
VI-CVS-CR1615ET-12TB | N/A | Recorder, Full HD Coax Digital Video, 16 Channel, Use with TVI Cameras, H.264, Up to 240 IPS at 1080p, 4 Ch Audio, eSATA, 12 TB,USB | 3198 | 1751
VI-CVS-CR1615ET-16TB | N/A | Recorder, Full HD Coax Digital Video, 16 Channel, Use with TVI Cameras, H.264, Up to 240 IPS at 1080p, 4 Ch Audio, eSATA, 16 TB,USB | 3798 | 2080
VI-CVS-CR1615ET-18TB | N/A | Recorder, Full HD Coax Digital Video, 16 Channel, Use with TVI Cameras, H.264, Up to 240 IPS at 1080p, 4 Ch Audio, eSATA, 18 TB,USB | 4098 | 2244
VI-CVS-CR1615ET-24TB | N/A | Recorder, Full HD Coax Digital Video, 16 Channel, Use with TVI Cameras, H.264, Up to 240 IPS at 1080p, 4 Ch Audio, eSATA, 24 TB,USB | 4998 | 2737
VI-CVS-CR4020XDi-2TB | N/A | 4-Ch, XDi 20 Series NVR, H.265 / H.264, records up to 4K resolution, Built-in 4 port PoE, Up to 12 TB internal storage / 36 TB total (with EVS Series eSATA External Video Storage), 2 SATA, 1 eSATA, USB, HDMI & VGA out, StarNET (iRAS), Smart phone compatible. Supports DirectNet cameras, (11.8"W x 2.4:"H x 9.1"D) - 2 TB | 1550 | 848.8095
VI-CVS-CR4020XDi-3TB | N/A | 4-Ch, XDi 20 Series NVR, H.265 / H.264 - 3 TB | 1750 | 958.3333
VI-CVS-CR4020XDi-4TB | N/A | 4-Ch, XDi 20 Series NVR, H.265 / H.264 - 4 TB | 1950 | 1067.8571
VI-CVS-CR4020XDi-6TB | N/A | 4-Ch, XDi 20 Series NVR, H.265 / H.264 - 6 TB | 2350 | 1286.9048
VI-CVS-CR4020XDi-8TB | N/A | 4-Ch, XDi 20 Series NVR, H.265 / H.264 - 8 TB | 2750 | 1506
VI-CVS-CR8020XDI-2TB | N/A | 8-Ch, XDi 20 Series, H.265/H.264 NVR Recorder, Built-in 8 Port PoE , Up to 36 TB internal storage / 132 TB total (with EVS Series eSATA extended video storage), records up to 4K resolution, 4 eSATA ports, HDMI & VGA out,StarNET (iRAS), iNEX, Smart phone compatible, Supports DirectNET cameras - 2 TB | 2400 | 1314.2857
VI-CVS-CR8020XDI-3TB | N/A | XDi 20 Series, 8-Channel NVR Recorder, 3TB | 2550 | 1396.4286
VI-CVS-CR8020XDI-6TB | N/A | XDi 20 Series, 8-Channel NVR Recorder, 6TB | 3000 | 1642.8571
VI-CVS-CR8020XDI-9TB | N/A | XDi 20 Series, 8-Channel NVR Recorder, 9TB | 3450 | 1889.2857
VI-CVS-CR8020XDI-12TB | N/A | XDi 20 Series, 8-Channel NVR Recorder, 12TB | 3900 | 2135.7143
VI-CVS-CR8020XDI-20TB | N/A | 8-Ch, XDi 20 Series NVR, H.265 / H.264 - 20 TB | 5300 | 2903
VI-CVS-CR8020XDI-24TB | N/A | 8-Ch, XDi 20 Series NVR, H.265 / H.264 - 24 TB | 5700 | 3122
VI-CVS-CR8020XDI-36TB | N/A | XDi 20 Series, 8-Channel NVR Recorder, 36TB | 7500 | 4107.1429
VI-CVS-CR1620XDI-3TB | N/A | 16-Ch, XDi 20 Series, H.265/H.264 NVR Recorder, Built-in 16 Port PoE , Up to 36 TB internal storage / 132 TB total (with EVS Series eSATA extended video storage), records up to 4K resolution, 4 eSATA ports, HDMI & VGA out,StarNET (iRAS), iNEX, Smart phone compatible, Supports DirectNET cameras - 3 TB | 3800 | 2080.9524
VI-CVS-CR1620XDI-6TB | N/A | XDi 20 Series, 16-Channel NVR Recorder, 6TB | 4250 | 2327.381
VI-CVS-CR1620XDI-9TB | N/A | XDi 20 Series, 16-Channel NVR Recorder, 9TB | 4700 | 2573.8095
VI-CVS-CR1620XDI-12TB | N/A | XDi 20 Series, 16-Channel NVR Recorder, 12TB | 5150 | 2820.2381
VI-CVS-CR1620XDI-15TB | N/A | XDi 20 Series, 16-Channel NVR Recorder, 15TB | 5600 | 3066.6667
VI-CVS-CR1620XDI-18TB | N/A | XDi 20 Series, 16-Channel NVR Recorder, 18TB | 6050 | 3313.0952
VI-CVS-CR1620XDI-21TB | N/A | XDi 20 Series, 16-Channel NVR Recorder, 21TB | 6500 | 3559.5238
VI-CVS-CR1620XDI-24TB | N/A | XDi 20 Series, 16-Channel NVR Recorder, 24TB | 6950 | 3805.9524
VI-CVS-CR1620XDI-30TB | N/A | XDi 20 Series, 16-Channel NVR Recorder, 30TB | 7850 | 4298.8095
VI-CVS-CR1620XDI-36TB | N/A | XDi 20 Series, 16-Channel NVR Recorder, 36TB | 8750 | 4791.6667
VI-CVS-CR3220XDI-3TB | N/A | 32-Ch, XDi 20 Series, H.265/H.264 NVR Recorder, Built-in 16 Port PoE (Expand to 32 ports using CRIS18 or CRIS24 PoE switch), Up to 36 TB internal storage / 132 TB total (with EVS Series eSATA extended video storage), records up to 4K resolution, 4 eSATA ports, HDMI & VGA out, StarNET (iRAS), iNEX, Smart phone compatible, Supports DirectNET cameras - 3 TB | 4600 | 2519.0476
VI-CVS-CR3220XDI-6TB | N/A | XDi 20 Series, 32-Channel NVR Recorder, 6TB | 5050 | 2765.4762
VI-CVS-CR3220XDI-9TB | N/A | XDi 20 Series, 32-Channel NVR Recorder, 9TB | 5500 | 3011.9048
VI-CVS-CR3220XDI-12TB | N/A | XDi 20 Series, 32-Channel NVR Recorder, 12TB | 5950 | 3258.3333
VI-CVS-CR3220XDI-15TB | N/A | XDi 20 Series, 32-Channel NVR Recorder, 15TB | 6400 | 3504.7619
VI-CVS-CR3220XDI-18TB | N/A | XDi 20 Series, 32-Channel NVR Recorder, 18TB | 6850 | 3751.1905
VI-CVS-CR3220XDI-21TB | N/A | XDi 20 Series, 32-Channel NVR Recorder, 21TB | 7300 | 3997.619
VI-CVS-CR3220XDI-24TB | N/A | XDi 20 Series, 32-Channel NVR Recorder, 24TB | 7750 | 4244
VI-CVS-CR3220XDI-30TB | N/A | XDi 20 Series, 32-Channel NVR Recorder, 30TB | 8650 | 4736.9048
VI-CVS-CR3220XDI-36TB | N/A | XDi 20 Series, 32-Channel NVR Recorder, 36TB | 9550 | 5229.7619
VI-CVS-CR6420XDI-12TB | N/A | 64-Ch XDI H.265 NVR 6TB, Recorder, XDi Pro Series, 64 Channel NVR, Up to 30 IPS @ 1080p, 12TB Storage, iRAS, iNEX | 9600 | 5257.1429
VI-CVS-CR6420XDI-24TB | N/A | 64-Ch XDI H.265 NVR 6TB, Recorder, XDi Pro Series, 64 Channel NVR, Up to 30 IPS @ 1080p, 24TB Storage, iRAS, iNEX | 11400 | 6242.8571
VI-CVS-CR6420XDI-30TB | N/A | 64-Ch XDI H.265 NVR 6TB, Recorder, XDi Pro Series, 64 Channel NVR, Up to 30 IPS @ 1080p, 30TB Storage, iRAS, iNEX | 12300 | 6735.7143
VI-CVS-CR6420XDI-36TB | N/A | 64-Ch XDI H.265 NVR 6TB, Recorder, XDi Pro Series, 64 Channel NVR, Up to 30 IPS @ 1080p, 36TB Storage, iRAS, iNEX | 13200 | 7228.5714
VI-CVS-CR6420XDI-48TB | N/A | 64-Ch XDI H.265 NVR 6TB, Recorder, XDi Pro Series, 64 Channel NVR, Up to 30 IPS @ 1080p, 48TB Storage, iRAS, iNEX | 15000 | 8214.2857
VI-CVS-CRIA04 | N/A | 4Ch Video Analytics Box, Supports 4 DirectNET cameras with People Counting, Heat-map, and Que Management analytics | 1050 | 575
VI-CVS-CRIS10 | N/A | XDi PoE Switch, Supports 8 PoE ports (10/100/Base-T) with a maximum 70W output delivery, 2 copper uplink ports (10/100/1000Base-T), 24 Gbps switching capacity, (11.02" W x 1.73" H x 7.09" D) *Not rack mountable* | 500 | 273.8095
VI-CVS-CRIS18 | N/A | XDi PoE Switch, Supports 16 PoE ports (10/100/1000Base-T) with a maximum 140W output delivery, 2 copper uplink ports (10/100/1000Base-T), 24 Gbps switching capacity, (16.93" W x 1.73" H x 7.09" D) *Includes rack mounts* | 800 | 438.0952
VI-CVS-CRIS12 | N/A | XDi Gigabit PoE Switch, Supports 8 PoE ports (10/100/1000Base-T), 150W max output delivery, 2 optical uplink ports (1000Base-x), 2 copper uplink ports (10/100/1000Base-T), 24 Gbps Switching (12.99" W x 1.73" H x 8.03" D) *Includes rack mounts* | 600 | 328.5714
VI-CVS-CRIS28v2 | N/A | XDi Gigabit PoE Switch, Supports 24 PoE ports (10/100/1000Base-T) with a maximum 400W output delivery, 2 optical uplink ports (1000Base-x), 2 copper uplink ports (10/100/1000Base-T), 56 Gbps switching capacity, (17.32" W x 1.73" H x 8.66" D) *Includes rack mounts* | 1200 | 657.1429
VI-CVS-CR3220XDi-3HK | N/A | Hybrid Recorder Kit, (16 IP and 16 Analog Channels) Qty 1) XDi Series 32 Ch NVR with Built-in 16 Port PoE Switch, 3 TB Storage, iRAS, and Qty 2) Encoders 8 Ch | 4800 | 2628.5714
VI-CVS-CR3220XDi-6HK | N/A | Hybrid Recorder Kit, (16 IP and 16 Analog Channels) Qty 1) XDi Series 32 Ch NVR with Built-in 16 Port PoE Switch, 6 TB Storage, iRAS, and Qty 2) Encoders 8 Ch | 5400 | 2957.1429
VI-CVS-CR3220XDi-9HK | N/A | Hybrid Recorder Kit, (16 IP and 16 Analog Channels) Qty 1) XDi Series 32 Ch NVR with Built-in 16 Port PoE Switch, 9 TB Storage, iRAS, and Qty 2) Encoders 8 Ch | 5900 | 3230.9524
VI-CVS-CR3220XDI-18HK | N/A | Recorder Kit, Qty 1 XDi Series, 32 Channel NVR, Up to 15 IPS at 1080p, Built-in 16 Port PoE Switch, 18 TB Storage, iRAS, and Qty 2 Encoders, 8 Channel, 704x480 at 30ips | 7200 | 3942.8571
VI-CVS-CR3220XDI-36HK | N/A | Hybrid Kit - Includes (1) CR3220XDI-18TB 32-Ch Hybrid Recorder (16-Ch IP + 16-Ch Analog), 36 TB, and (2) CRI8000VS 8-Ch Analog Camera Encoders | 9950 | 5450
VI-CVS-CRIFS | N/A | SFP Transceiver, Single-Mode (10km), for use with CRIS28, CRIS12, and CRIMC | 130 | 71.1905
VI-CVS-CRIFM | N/A | SFP Transceiver, Multi-Mode (500m), for use with CRIS28, CRIS12, and CRIMC | 80 | 43.8095
VI-CVS-CRIMC | N/A | 10/100/1000 Base-T to Gigabit Fiber Optic Media Converter | 378 | 207
VI-CVS-CAIEK01 | N/A | Ethernet over Coax Kit, includes one pair, 400m | 200 | 109.5238
VI-CVS-CAIR01 | N/A | Data and POE Repeater, Extends up to 150 meters | 150 | 82.1429
VI-CVS-CAIMRM | N/A | Media Rack Mount. Fits standard 19" Rack, 2U tall. Compatible with: CAIEK01, CAIR01, CRIMC | 60 | 32.8571
VI-CVS-CFT01ST | N/A | Single channel TVI to fiber converter with ST fiber connector, Single mode 1310nm & 1470-1610nm fiber | 400 | 219.0476
VI-CVS-CAT01C | N/A | TVI to TVI/CVBS splitter Single channel TVI/AHD/CVI signal splitter with looping HD output and CVBS output | 200 | 109.5238
VI-CVS-CMIPVM20 | N/A | Public View Monitor Streaming Decoder, 12MP max resolution, H.264/H.265, supports up to 16-Ch views, 4-Ch full HD display, single, 2x2, 3x3, 4x4 display, CVBS, HDMI, VGA ports, DirectNET & INEX protocols. * (For use with XDI series NVRs) | 900 | 492.8571
VI-CVS-CRI4000VS | N/A | XDi 4 Channel analog encoder, 704x480 at 30ips, 4 audio Channels, supports PTZ with RS485 port | 400 | 219.0476
VI-CVS-CRI8000VS | N/A | XDi 8-Channel analog encoder, 704x480 at 30ips, 4 audio Channels, supports PTZ with RS485 port | 700 | 383.3333
VI-CVS-CREVS4R20-2TB | N/A | Extended Video Storage, RAID 0, 1+0, 5, eSATA, 1U Rack Mount - 2 TB | 1225 | 675
VI-CVS-CREVS4R20-4TB | N/A | Extended Video Storage, RAID 0, 1+0, 5, eSATA, 1U Rack Mount - 4 TB | 1600 | 877
VI-CVS-CREVS4R20-6TB | N/A | Extended Video Storage, RAID 0, 1+0, 5, eSATA, 1U Rack Mount - 6 TB | 2000 | 1096
VI-CVS-CREVS4R20-8TB | N/A | Extended Video Storage, RAID 0, 1+0, 5, eSATA, 1U Rack Mount - 8 TB | 2100 | 1150
VI-CVS-CREVS4R20-9TB | N/A | Extended Video Storage, RAID 0, 1+0, 5, eSATA, 1U Rack Mount - 9 TB | 2500 | 1370
VI-CVS-CREVS4R20-12TB | N/A | Extended Video Storage, RAID 0, 1+0, 5, eSATA, 1U Rack Mount - 12 TB | 2600 | 1425
VI-CVS-CREVS4R20-16TB | N/A | Extended Video Storage, RAID 0, 1+0, 5, eSATA, 1U Rack Mount - 16 TB | 3100 | 1700
VI-CVS-CREVS4R20-24TB | N/A | Extended Video Storage, RAID 0, 1+0, 5, eSATA, 1U Rack Mount - 24 TB | 4100 | 2245
VI-CVS-CAWM | N/A | Vertical Wall Mount for Recorders/Switches, Holds up to 4RU | 180 | 98.5714
VI-CVS-SUB-CR2000W | N/A | Hard Drive 2TB, 64MB, "Y0" Firmware | 300 | 165
VI-CVS-SUB-CR3000W | N/A | Hard Drive 3TB, 64MB, "Y0" Firmware | 450 | 250
VI-CVS-SUB-CR4000S | N/A | Hard Drive, 4TB, 64MB, 6 GB/S SATA | 600 | 330
VI-CVS-SUB-CR6000S | N/A | Hard Drive, 6TB, 64MB, 6 GB/S SATA | 900 | 495
VI-CVS-SUB-CR6000T | N/A | Hard Drive, 6TB Tomcat Drive for 6420 Series XDI | 1650 | 903.5714
VI-CVS-CRINEXPC-7 | N/A | iNEX Desktop Client Server Computer, i7 3.5GHz Sandy Bridge Quad-Core, 16GB Ram, 2- HD7770 Radeon 1GB Video Cards, 250GB Master HDD, 750W Power supply, 4 HDMI outputs | 4300 | 2354.7619
VI-CVS-CDI2118PZ | N/A | PTZ Dome, DirectNET 1080P, 18x optical zoom, IP66, DC12V/AC24V/POE | 2300 | 1259.5238
VI-CVS-CDI2130PZ | N/A | PTZ Dome, DirectNET 1080P, 30x optical zoom, IP66, DC12V/AC24V/POE | 3000 | 1642.8571
VI-CVS-CDI2010KB | N/A | Keyboard Controller, Network, Ethernet, RS485 | 1250 | 684.5238
VI-CVS-CDMWM20 | N/A | Wall Mount for CDI2118PZ & CDI2130PZ | 120 | 65.7143
VI-CVS-CDMPM20 | N/A | Pendant Mount for CDI2118PZ & CDI2130PZ | 120 | 65.7143
VI-CVS-CDASS18 | N/A | Sun Shield, Adapter Plate, for CDI2118PZ & CDI2130PZ | 70 | 38.3333
VI-CVS-CHG2501 | N/A | Adapter Corner Mount | 40 | 21.9048
VI-CVS-CHG2511 | N/A | Adapter Pole Mount | 45 | 24.6429
VI-CVS-CDC2580 | N/A | Parapet / Rooftop Mount. Allows mounting to wall, flat roof or inside/outside of parapet *For direct mounting to CDI2118PZ, CDI2130PZ, CDC2660 *Must use CDAPH10 adapter with CDI2112PZ2, CDT2120PZ *Must use CDA11234PMS10 w/ CDT2S12VI, CDT2S12VIFW *Must use CDA11234WMC w/ CDI125360V, CDI2510VIFWLH, CDI2512VIFWH, CDI2522VIFWH, CDI5510VIFWH, CDI8510VIFWH, CDI51360V | 340 | 186.1905
VI-CVS-CBI2510IWFH | N/A | H.265 2MP DirectNET Bullet, H.265/30fps, 3.3-10mm, Remote Focus, 10pc IR / 100 feet, True WDR, DC12V / PoE, IP66 *Heater power 12V only* | 750 | 411
VI-CVS-CBI2510IWFLH | N/A | 2MP DirectNET Bullet, H.265, Starvis, Color at Night, Light Finder, Remote Focus, 10pc IR / 100 feet, TWDR, 4.4-10mm, IP66, DC12V / PoE (Color at Night/Light Finder) | 1050 | 575
VI-CVS-CBI5510IWFH | N/A | 5MP, DirectNET, H.265, IR Bullet, 3.6-10mm, WDR, DC12V/PoE, IP67/IK10 | 998 | 550
VI-CVS-CBI8110IFH | N/A | 8MP 4K / 8Mega Pixel, DirectNET Bullet, H.264/30fps, 3-10mm Motorized Lens, 10pc IR, Low Light, IP66, DC12V/PoE | 1198 | 656.0476
VI-CVS-CBI8510IWFH | N/A | H.265 DirectNET, 8 MP (4K), Outdoor Vandal Bullet, True Day/Night, True WDR, Remote Zoom/Focus, 4.5-10mm Motorized Varifocal, P-Iris, 160ft IR beam, Audio In/Out, Email notification, Micro SD support, IK10, IP67, 14.13" L, Heater, DC12V / PoE, *Up to 12 MP resolution when used in INEX mode; Includes backbox specific to this model | 1400 | 767
VI-CVS-CBI2522IWFH | N/A | H.265 2MP DirectNET bullet, 9-22mm | 798 | 437
VI-CVS-CBJBD10 | N/A | Back box (For CBI2510IWFH, CBI2510IWFLH, CBI2522IWFH, CBI5510IWFH, CBI8110IFH) | 50 | 27.381
VI-CVS-CHG2501 | N/A | Corner Mount Adapter, Light Beige (For CBCJB, CDC2600WM, CDMKM, CDMKVFE, CDMWM20, CDMWMD10, CDMWMD11, CDMWMS10) | 40 | 21.9048
VI-CVS-CHG2511 | N/A | Pole Mount Adapter, Light Beige (For CBCJB, CDC2600WM, CDMKM, CDMKVFE, CDMWM20, CDMWMD10, CDMWMD11, CDMWMS10) | 45 | 24.6429
VI-CVS-CDI2528W | N/A | DirectNET, 2 MP, H.265, Indoor Dome, True Day/Night, True WDR, 2.8mm fixed lens, Email notification, BNC Video Test Port, 1/2.7" CMOS, No SD support, *PoE only* | 400 | 220
VI-CVS-CDI2528IW | N/A | DirectNET, 2 MP, H.265, Indoor Dome, True Day/Night, True WDR, 2.8mm Fixed Lens, 49ft IR beam, Email notification, Micro SD support, 5.16" dia, *PoE only* | 420 | 230
VI-CVS-CDI2109VIR | N/A | 2 Mega Pixel DirectNET Vandal Dome, 1080p, 3-9mm, 18 IR LEDs / 65ft beam, 2 way audio, IP66, PoE / DC12V *XDi IP DirectNET integrated * | 700 | 383.3333
VI-CVS-CDI2109VIRH | N/A | 2 Mega Pixel DirectNET Vandal Dome, 1080p, 3-9mm, 18 IR LEDs / 65ft beam, 2 way audio, IP66, PoE / DC12V, Heater (requires DC12V) *XDi IP DirectNET integrated * | 740 | 405.2381
VI-CVS-CDI2510VIFWLH | N/A | DirectNET, 2 MP, H.265, Outdoor Vandal Dome, True Day/Night, Sony Starvis Technology (Color at Night), True WDR, Remote Zoom/Focus, 4.4-10mm Motorized Varifocal, P-Iris, 100ft IR beam, Analog Test Monitor Output, Audio In/Out, Email notification, Micro SD support, IK10, IP67, 6.3" dia, Heater, DC12V / PoE | 998 | 550
VI-CVS-CDC2580 | N/A | (CDMPMD10 is required) Parapet / Rooftop Mount. Allows mounting to wall, flat roof or inside/outside of parapet *For direct mounting to CDI2118PZ, CDI2130PZ, CDC2660 *Must use CDAPH10 adapter with CDI2112PZ2, CDT2120PZ *Must use CDA11234PMS10 w/ CDT2S12VI, CDT2S12VIFW *Must use CDA11234WMC w/ CDI125360V, CDI2510VIFWLH, CDI2512VIFWH, CDI2522VIFWH, CDI5510VIFWH, CDI8510VIFWH, CDI51360V | 340 | 186.1905
VI-CVS-CDA11234WMC | N/A | Dome Top Hat & Adaptor / Reducer, 1 ½” Male to ¾” Male NPT threads. *Required when mounting CDI125360V, CDI2510VIFWLH, CDI2512VIFWH, CDI2522VIFWH, CDI5510VIFWH, CDI8510VIFWH, CDI51360V to CDC2580 Parapet / Roof Mount | 100 | 55
VI-CVS-CDI2510FW | N/A | 2MP DirectNET Indoor Dome, H.265/30fps, 3.3-10 Remote Focus, True WDR, DC12V / PoE *Replaces CDI2110RF* | 550 | 301.1905
VI-CVS-CDI2510IFW | N/A | 2MP DirectNET Indoor Dome, H.265/30fps, 3.3-10 Remote Focus, 28pc IR, True WDR, DC12V / PoE *Replaces CDI2110IRF* | 638 | 349.381
VI-CVS-CDMPMD11 | N/A | Pendant mount | 120 | 65.7143
VI-CVS-CDMWMD11 | N/A | Wall mount | 120 | 65.7143
VI-CVS-CDJBD360 | N/A | Junction Box | 68 | 37.2381
VI-CVS-CHG2511 | N/A | Adapter Pole Mount for use with CDMWMD11 wall mount | 45 | 24.6429
VI-CVS-CHG2501 | N/A | Adapter Corner Mount for use with CDMWMD11 wall mount | 40 | 21.9048
VI-CVS-CDI2512VIFWH | N/A | DirectNET, 2 MP, H.265/H.264, Outdoor Vandal Dome, 1080p, 1/3" CMOS, True Day/Night, True WDR, Remote Focus/Zoom, 2.8 -12mm Motorized Vari-focal, P-Iris, 100ft IR beam, Analog Test Monitor Output, Audio In/Out, Email notification, Micro SD support, BLC, DNR, IK10, IP67, 6.3" dia, Heater, 12VDC / PoE | 698 | 383
VI-CVS-CDI2522VIFWH | N/A | DirectNET, 2 MP, H.265/H.264, Outdoor Vandal Dome, 1080p, 1/3" CMOS, True Day/Night, True WDR, Remote Focus/Zoom, 7 -22mm Motorized Vari-focal, P-Iris, 100ft IR beam, Analog Test Monitor Output, Audio In/Out, Email notification, Micro SD support, BLC, DNR, IK10, IP67, Heater, 6.3" dia, 12VDC / PoE | 750 | 415
VI-CVS-CDI5510VIFWH | N/A | DirectNET, 5 MP, H.265 / H.264, Outdoor Vandal Dome, 1/1.8" CMOS, True Day/Night, True WDR, Remote Focus/Zoom, 3.6-10mm Motorized Vari-focal, P-Iris, 100ft IR beam, Analog Test Monitor Output, Audio In/Out, Email notification, Micro SD support, BLC, DNR, IK10, IP67, Heater, 6.3" dia, 12VDC / PoE | 898 | 492
VI-CVS-CDI8510VIFWH | N/A | DirectNET, 8 MP (4K), H.265/H.264, Outdoor Vandal Dome, 1/1.7" CMOS, True Day/Night, True WDR, Remote Focus/Zoom, 4.5-10mm Motorized Vari-focal, P-Iris, 100ft IR beam, Analog Test Monitor Output, Audio In/Out, Email notification, Micro SD support, BLC, DNR, IK10, IP67, Heater, 6.3" dia, 12VDC / PoE *Up to 12 MP resolution when used in INEX mode* | 1300 | 715
VI-CVS-CDI51360V | N/A | Dome, Indoor/Outdoor, Vandal, 5 Megapixel, 360 Degree Lens, DirectNET, IP66, DC12V/PoE *Uses multiple channels* | 1048 | 573.9048
VI-CVS-CDI125360V | N/A | 12MP, H.265, 360 Dome, DirectNET, 1.98mm lens, 15mIR, WDR, quad streaming, on SD onboard storage, audio, 12VDC/POE, IP66/IK10 | 1568 | 858.6667
VI-CVS-CCI3500 | N/A | DirectNET, 3 MP, H.265, Box Camera, True Day/Night, True WDR, C/CS Mount, (1) RCA CVBS output, Email notification, Micro SD support, 2.87" x 2.24" x 5.16", DC12V / PoE, *Lens not included* | 520 | 284.7619
VI-CVS-CLS2812DM2.7 | N/A | Lens 1/2.7", 2.8-12mm, CS Mount, 2.0 Mega Pixel | 60 | 32.8571
VI-CVS-CDI2112PZ2 | N/A | 2 Mega Pixel Mini- PTZ, 1080p CMOS, 12X Optical 16X Digital Zoom, WDR, 2 Way Audio, IP66, DC12V /AC24V / PoE | 1500 | 821.4286
VI-CVS-CDIHMTHK | N/A | Heater for CDI2112PZ | 60 | 32.8571
VI-CVS-CDMKM | N/A | Wall Mount | 110 | 60.2381
VI-CVS-CBI4512IR | N/A | 4MP@15FPS, IP Bullet Camera, H.265, 2.8-12mm Motorized focus lens, 10 IRs, D-WDR, IP66, DC12V / PoE | 570 | 312.1429
VI-CVS-CBI4512XIR | N/A | 4MP@15fps, Large IP Bullet, H.265, 2.8-12mm Motorized lens, 14 IRs, D-WDR, IP66, DC12V / POE | 610 | 334.0476
VI-CVS-CBI6412IR | N/A | 6MP@15fps, Large IP Bullet, H.264, 3.6-10mm, 17 IRs, D-WDR, 1ch audio, IP66, DC12V/POE | 1200 | 657.1429
VI-CVS-CDI4512VTIR | N/A | 4MP@15fps, IP Vandal Camera, H.265, IP66, 2.8-12mm manual focus lens, D-WDR, Analog out, DC12V/POE (Uses multiple channels on NVR) | 550 | 301.1905
VI-CVS-CDI2129VW | N/A | 2MP Indoor/Outdoor IR Camera, H.264, 2.9mm fixed lens, 12IR's (50feet), True WDR, DC12V /PoE, IP67 | 445 | 243.6905
VI-CVS-CCI2110HW | N/A | 2 Mega Pixel Mini Camera, Network, 1080p, WDR, BNC/RJ45, CS Mount, DC12V | 498 | 272.7143
VI-CVS-CCI2110HWK | N/A | Kit: (2) Mega Pixel Mini Box Camera, Network, BNC/RJ45, WDR, 1080p, C Mount, PoE/DC12V, (1) 2.8-12mm lens, and (1) power converter | 578 | 316.5238
VI-CVS-CCI2143HSS | N/A | Height Strip, 2MP, 4.3 mm Lens, WDR, DC12V/POE, Silver | 800 | 438.0952
VI-CVS-CCI2143HSB | N/A | Height Strip, 2MP, 4.3 mm Lens, WDR, DC12V/POE, Black | 800 | 438.0952
VI-CVS-CCI2525R | N/A | 2MP Remote Head Camera, DirectNET, H.265, 2.5mm, WDR, Audio, DC12V / PoE | 590 | 323.0952
VI-CVS-CDI2112SV | N/A | 2 Mega Pixel Vandal Flush / Surface Dome, D-WDR, 1080p, 2.8-12mm, IP66, PoE / DC12V | 350 | 191.6667
VI-CVS-CDI2112SVK | N/A | Kit: 2 Mega Pixel Vandal Flush / Surface Dome, D-WDR, 1080p, 2.8-12mm, IP66, PoE / DC12V with Trim Ring | 370 | 202.619
VI-CVS-CDI2112SVKP | N/A | Kit: 2 Mega Pixel Vandal Flush / Surface Dome, D-WDR, 1080p, 2.8-12mm, IP66, PoE / DC12V with Trim Ring and 24-12V Power Converter | 386 | 211.381
VI-CVS-CP2412DC | N/A | Power Converter, 24 VAC to 12 VDC, Output Current 1.5A, Input Voltage 20-28 VAC | 16 | 8.7619
VI-CVS-CDTRS | N/A | Trim Ring for CDI2112SV, White | 20 | 10.9524
VI-CVS-CDMWMS10 | N/A | Outdoor Wall mount for CDI2112SV | 96 | 52.5714
VI-CVS-CDMPMS10 | N/A | Pendant Mount Dome Cover and 1” to ¾” Reducer | 42 | 23
VI-CVS-CDT2S12IFW | N/A | Remote Focus Indoor TVI Dome2MP, 2.8-12mm AI, IR, WDR, CVBS & TVI output, Dual Voltage | 230 | 125.9524
VI-CVS-CDC2495 | N/A | Flush Mount Ceiling Support Plate for CDT2S12VIFW | 35 | 19.1667
VI-CVS-CDJBS11 | N/A | Junction Box (For CBI4512IR, CBI4512XIR, CBI6412IR, CBT2S12IFW, CDI4512VTIR, CDT2S12IFW, CDT2S12VI, CDT2S12VIFW, CTT2S12VIFW) | 50 | 27.381
VI-CVS-CDT2S08VIFQ | N/A | Quick Install Vandal Dome 2MP, 2.8-8mm, Remote focus lens, 2pc LED IR, D-WDR, 250 deg pan, 90deg tilt, IP66, 12VDC | 250 | 136.9048
VI-CVS-CDT2S12VI | N/A | Manual Focus Vandal TVI Dome, 2MP, 2.8-12mm AI, IR, WDR, CVBS & TVI output, Dual Voltage, IP66 | 175 | 95.8333
VI-CVS-CDMWMS10 | N/A | Wall mount, White | 96 | 52.5714
VI-CVS-CDMPMS10 | N/A | Pendant mount, White | 42 | 23
VI-CVS-CDA11234 | N/A | Adaptor assembly reducer for 1 ½” Male to ¾” Male NPT threads (used with CDMPMS10) | 40 | 21.9048
VI-CVS-CDC2495 | N/A | Flush Mount Ceiling Support Plate | 35 | 19.1667
VI-CVS-CDT2S12VIFW | N/A | Remote Focus Vandal Dome, 2MP (TVI) / 960H (CVBS), 2.8-12mm, 15 pcs IR (65 ft range), True WDR, IP66, DC12V / AC24V | 250 | 136.9048
VI-CVS-CCT2312W | N/A | Camera, Indoor, Board Level 2 Megapixel, Analog HD TVI, 2.8-12 mm Lens, 0.01 Lux, WDR, DC12V | 250 | 136.9048
VI-CVS-CTT2S12VIFW | N/A | Remote Focus TVI Turret Camera, 2MP, 2.8-12mm AI, IR, WDR, CVBS & TVI output, Dual Voltage, IP66 | 220 | 120.4762
VI-CVS-CDMWMS20 | N/A | Wall mount for CTT2S12VIFW and CTT2S28VI | 50 | 27.381
VI-CVS-CTT2S28VI | N/A | Economy TVI Turret Camera, 2MP, TVI, 2.8mm fixed lens, IR, dWDR, 12VDC, IP66 | 80 | 43.8095
VI-CVS-CBT2S12IFW | N/A | Remote Focus TVI Bullet 2MP, 2.8-12mm AI, IR, WDR, CVBS & TVI output, Dual Voltage, IP66 | 230 | 125.9524
VI-CVS-CCT2100 | N/A | Box Camera, 2 MP, Analog / HD TVI, no lens, WDR, DC12V/AC24V | 230 | 125.9524
VI-CVS-CCT2100KIT | N/A | Kit: Box Camera, 2 MP, Analog / HD TVI, WDR, DC12V/AC24V with 2.8-12mm lens | 290 | 158.8095
VI-CVS-CCT2143HSB | N/A | TVI Height Strip Camera, 2MP, 4.3.mm, UTC control, DC12V, Black | 498 | 272.7143
VI-CVS-CDT2120PZ | N/A | TVI PTZ Dome, 2 MP, 20X Optical Zoom, WDR, IP66, DC12V/AC24V | 1350 | 739.2857
VI-CVS-CDAPH10 | N/A | Top Hat Adapter Plate for CDT2120PZ | 40 | 21.9048
VI-CVS-CDC2440 | N/A | Flush Mount Bracket for use with CDC2450MT, CDIH226V, CDI2112PZ, CDT2120PZ | 80 | 43.8095
VI-CVS-CDC2490 | N/A | Ceiling Drop Support Plate for use with CDC2440 | 80 | 43.8095
VI-CVS-CHG2511 | N/A | Adapter Pole Mount for Bullet Cameras, Vandal Dome, Ball Cameras, Speed Domes and related Wall Brackets | 45 | 24.6429
VI-CVS-CHG2501 | N/A | Adapter Corner Mount for Bullet Cameras, Vandal Dome, Ball Cameras, Speed Domes and related Wall Brackets | 40 | 21.9048
VI-CVS-CDC2600WM | N/A | Wall Mount (Works with CDAPH10 for CDT2120PZ) | 100 | 54.7619
VI-CVS-CDC2600CL | N/A | StarDome Ceiling Mount, 1.3ft total length, works with CDAPH10 for CDT2120PZ | 80 | 43.8095
VI-CVS-CCT2L00 | N/A | TVI, 2 MP, ATM Mini Box Camera, True Day/Night, True WDR, (1.6" W x 1.6" H x 2.8" D) DC12V / AC24V, TVI & Analog Output, *Lens not included* | 350 | 191.6667
VI-CVS-CCC3620NWDC | N/A | 1/3" Miniature Sony CMOS, 600 TVL, WDR, 3.3mm pinhole lens, 1.4" (W) x 1.4" (H) x .79" (D), DC12V (Replaces CCC3520NWDC) | 298 | 163.1905
VI-CVS-CCC3643NB | N/A | Camera, Micro Board, 700 TVL 4.3mm pinhole lens, DNR, DWDR, 0.0001 Lux, DC12V | 198 | 108.4286
VI-CVS-CCC3736B | N/A | Camera, Micro Board,750TVL, Digital 3.6mm Button Lens, Lux 0.1, Size 1.2 x 1.2 inch, DC12V | 198 | 108.4286
VI-CVS-CCC3643NBK | N/A | Kit: Camera, Micro Board, 700 TVL, 4.3 mm Pinhole Lens, DC12V and 1 DC12V power supply | 194 | 106.2381
VI-CVS-CHG2000 | N/A | Wall/Ceiling Camera Mounting Bracket, Cable Feed through, ABS Plastic,White | 12 | 6.5714
VI-CVS-CHG1300 | N/A | Wall Camera Mounting Bracket, Cable Feed through, ABS Plastic, 6.25", Gray | 10 | 5.4762
VI-CVS-CHG2200 | N/A | Drop Ceiling Clip-on Mounting Bracket, Metal | 14 | 7.6667
VI-CVS-CCC3520ATMKIT1 | N/A | ATM KIT, Miniature Box Camera, 1000 TVL, WDR, DC12V/AC24V, and 1.4-3mm lens, Includes CP24-ATM power supply and IEC cable to connect directly to the power supply within the ATM | 516 | 282.5714
VI-CVS-CCC3520ATM | N/A | ATM KIT, Miniature Box Camera, 1000 TVL, WDR, DC12V/AC24V and 2.8-12mm lens | 400 | 219.0476
VI-CVS-CCC3520ATMS | N/A | ATM KIT, Miniature Box Camera, 1000 TVL, WDR, AC24V and 2.5-6mm lens *Includes right angle BNC connector* | 398 | 217.9524
VI-CVS-CCC3520WKIT | N/A | ATM KIT, Miniature Box Camera, 1000 TVL, WDR, DC12V/AC24V and 2.8-12mm lens *Includes Wall Mount* | 420 | 230
VI-CVS-CCC3560WKIT | N/A | ATM KIT, Miniature Box Camera, 1000 TVL, WDR, DC12V/AC24V and 6-60mm lens *Includes Wall Mount* | 474 | 259.5714
VI-CVS-CCI2110HWK | N/A | Kit: (2) Mega Pixel Mini Box Camera, Network, BNC/RJ45, WDR, 1080p, C Mount, PoE/DC12V “The VAT Camera," (1) 2.8-12mm lens, and (1) power converter | 578 | 316.5238
VI-CVS-CDC3649FB | N/A | Flex Dome, Indoor, Super HAD II CCD, 700TVL, 4-9mm, Black, DC12V/AC24V | 154 | 84.3333
VI-CVS-CDC3649F | N/A | Flex Dome, Indoor, Super HAD II CCD, 700TVL, 4-9mm, White, DC12V/AC24V | 154 | 84.3333
VI-CVS-CDC3128IWDC | N/A | FlexDome, Indoor, Extreme Performance Maximizer with CCD WDR, 2.8-12mm IR Corrected Varifocal DC Auto Iris, 1000 TVL, OSD programming, DNR, DIS, Video Test Cable, Beige, DC12V/AC24V | 299 | 163.7381
VI-CVS-CDC3128IWDW | N/A | FlexDome, Indoor, Extreme Performance Maximizer with CCD WDR, 2.8-12mm IR Corrected Varifocal DC Auto Iris, 1000 TVL, OSD programming, DNR, DIS, Video Test Cable, White, DC12V/AC24V | 299 | 163.7381
VI-CVS-CDC3128IWDB | N/A | FlexDome, Indoor, Extreme Performance Maximizer with CCD WDR, 2.8-12mm IR Corrected Varifocal DC Auto Iris, 1000 TVL, OSD programming, DNR, DIS, Video Test Cable, Black, DC12V/AC24V | 299 | 163.7381
VI-CVS-CDC3150IWDC | N/A | FlexDome, Indoor, Extreme Performance Maximizer with CCD WDR, 5-50mm IR Corrected Varifocal DC Auto Iris, 1000 TVL, OSD programming, DNR, DIS, Video Test Cable, Beige, DC12V/AC24V | 375 | 205.3571
VI-CVS-CDC3150IWDW | N/A | FlexDome, Indoor, Extreme Performance Maximizer with CCD WDR, 5-50mm IR Corrected Varifocal DC Auto Iris, 1000 TVL, OSD programming, DNR, DIS, Video Test Cable, White, DC12V/AC24V | 375 | 205.3571
VI-CVS-CDC3150IWDB | N/A | FlexDome, Indoor, Extreme Performance Maximizer with CCD WDR, 5-50mm IR Corrected Varifocal DC Auto Iris, 1000 TVL, OSD programming, DNR, DIS, Video Test Cable, Black, DC12V/AC24V | 375 | 205.3571
VI-CVS-CDMCP | N/A | Mounting Kit, Indoor pendant adaptor for FlexDome | 10 | 5.4762
VI-CVS-CDMCPB | N/A | Mounting Kit, Indoor pendant for adaptor for Indoor Dome (Black) | 10 | 5.4762
VI-CVS-CDMCPW | N/A | Pendant Ring, for use with CDC3649F (White) | 10 | 5.4762
VI-CVS-CD3000CM | N/A | FlexDome Drop Ceiling Support Plate for use with CDMCP / CDMCPB / CDMCPW pendant adaptor | 35 | 19.1667
VI-CVS-CDC3128VIR | N/A | Dome, Flush / Surface Mount, 700TVL, 36 LED/115ft beam, 2.8-12 mm, IP66, DC12V/AC24V | 378 | 207
VI-CVS-CDC3128VIRH | N/A | Dome, Flush and Surface Mount, 700TVL, 36 LED/115ft beam, 2.8-12 mm, IP66, DC12V/AC24V, with Heater Kit | 450 | 246.4286
VI-CVS-CDC3128VWDC | N/A | Dome,Vandal, Flush and Surface Mount, 1000 TVL, WDR + DNR, 2.8-12 mm IP66, DC12V/AC24V | 378 | 207
VI-CVS-CDC3128VWDW | N/A | Dome,Vandal, Flush and Surface Mount, 1000 TVL, WDR + DNR, 2.8-12 mm IP66, DC12V/AC24V, White | 352 | 192.7619
VI-CVS-CDC3128VWDH | N/A | Dome,Vandal, Flush and Surface Mount, 1000 TVL, WDR + DNR, 2.8-12 mm IP66, DC12V/AC24V, Heater | 435 | 238.2143
VI-CVS-CDC3128VWDU | N/A | Dome,Vandal, Flush and Surface Mount, 1000 TVL, WDR + DNR, 2.8-12 mm IP66, DC12V/AC24V, Heater | 393 | 215.2143
VI-CVS-CDC3128VWDHU | N/A | Dome,Vandal, Flush and Surface Mount, 1000 TVL, WDR + DNR, 2.8-12 mm IP66, DC12V/AC24V, UTP module and Heater | 450 | 246.4286
VI-CVS-CDC3150VWD | N/A | Dome, Vandal, Flush and Surface Mount, 1000 TVL, WDR, 5-50mm, IP66, DC12V/AC24V | 380 | 208.0952
VI-CVS-CDC3150VWDH | N/A | Dome, Vandal, Flush and Surface Mount, 1000 TVL, WDR, 5-50mm, IP66, DC12V/AC24V, Heater | 437 | 239.3095
VI-CVS-CDC3150VWDU | N/A | Dome, Vandal, Flush and Surface Mount, 1000 TVL, WDR, 5-50mm, IP66, DC12V/AC24V, UTP | 405 | 221.7857
VI-CVS-CDC3150VWDHU | N/A | Dome, Vandal, Flush and Surface Mount, 1000 TVL, WDR, 5-50mm, IP66, DC12V/AC24V, Heater and UTP | 452 | 247.5238
VI-CVS-CDHKFE | N/A | Heater and Blower Kit for E Series Extreme Environmental Vandal Dome, AC24V | 40 | 21.9048
VI-CVS-CDMKVFE | N/A | Wall Bracket Mounting Kit, CDC3128 & CDC3651 Series Extreme Environmental Vandal Dome | 80 | 43.8095
VI-CVS-CBC3112IR | N/A | Analog Bullet, 1000TVL, 2.8-12mm, AI Lens, IR, WDR, IP66, DC12V/AC24V | 398 | 217.9524
VI-CVS-CBCJB | N/A | Junction Box | 32 | 17.5238
VI-CVS-CHG2511 | N/A | Adapter Pole Mount | 45 | 24.6429
VI-CVS-CHG2501 | N/A | Adapter Corner Mount | 40 | 21.9048
VI-CVS-CDC3724V | N/A | Dome, Die Cast Alum, Surface Mount, 2.4mm, 700 TVL, Tamper Resistant, IP66, DC12V | 200 | 109.5238
VI-CVS-CDC3612IR | N/A | Dome, Indoor, Surface Mount, 600TVL, 2.8-11mm, 28 IR LEDs,DWDR, DC12V/AC24V | 198 | 108.4286
VI-CVS-CDC3128VTIR | N/A | High Security, Die Cast Alum, Surface Mount Dome, 1/3" 2.8-12mm 700TVL, 28 LEDs with 65ft IR Range, 0.3 Lux, 0 Lux, Three Axis, Focus, ZoomDC IrisAC24V/DC12V | 248 | 135.8095
VI-CVS-CCC3400PDB | N/A | 1/3" CCD, Color Height Strip Camera Black, 3.7mm Pinhole Lens, 600 TVL, 0.5 lux, F2.0, (1.0" W x 34.5" H x 1.75" D) *Power Supply Included*; DC12V | 500 | 273.8095
VI-CVS-CCC3400PDS | N/A | 1/3" CCD, Color Height Strip Camera Silver, 600 TVL, 0.5 lux, F2.0, 3.7 mm Pinhole Lens, (1.0" W x 34.5" H x 1.75" D) DC12V *Power Supply Included* | 500 | 273.8095
VI-CVS-CCC3400PX | N/A | Black Mini Prox HID reader capable camera, 600 TVL, DC12V | 500 | 273.8095
VI-CVS-CCC3602JCBK | N/A | Door Jam Cam Black, 600TVL, 2.8mm, DC12V | 398 | 217.9524
VI-CVS-CCC3602JCS | N/A | Door Jam Cam Silver, 600TVL, 2.8mm, DC12V | 398 | 217.9524
VI-CVS-CCC3602TBW | N/A | Tower Camera, WDR Pixim, 540 TVL /690 HTVL-E, 3.6mm, Adjustable Height 19.3 ~ 26.3", Black Chassis, DC12V | 472 | 258.4762
VI-CVS-45753 | N/A | Power Supply DC12V, 1A, 6 ft. cord with 2.1 x 5.5mm coax plug, UL approved | 24 | 13.1429
VI-CVS-CPS1209 | N/A | Power Supply, 9 Channel, 7 Amp, DC12V | 100 | 54.7619
VI-CVS-CP2410-20 | N/A | Power Supply, 1 Channel, AC24V, 20 VA | 12 | 6.5714
VI-CVS-CP2410-40 | N/A | Power Supply, 1 Channel, AC24V, 40 VA | 16 | 8.7619
VI-CVS-CP424-4UL | N/A | Power Supply, 4 Channel, AC24V, UL Listed, 4 Amp | 95 | 52.0238
VI-CVS-CP824-4UL | N/A | Power Supply, 8-Channel, AC24V, UL Listed, 4 Amp | 140 | 76.6667
VI-CVS-CP1624-8UL | N/A | Power Supply, 16-Channel, AC24V, UL Listed, 8 Amp | 220 | 120.4762
VI-CVS-CP824-12 | N/A | Power Supply, 8-Channel, AC24V, Smart Fuse, UL Listed, 12 Amp | 260 | 142.381
VI-CVS-CP124-3UL | N/A | Power Supply, 1 Channel, AC24V, 3 AMP, 100VA, NEMA 4X Enclosure, UL Listed, 8"X6"X4.5", Will accommodate Ditek Model DTK-DP4P Surge Protector | 218 | 119.381
VI-CVS-CV2000 | N/A | Video Balun, Passive Twisted Pair Transceiver | 20 | 10.9524
VI-CVS-CDC3500UTP | N/A | Un-shielded Twisted Pair module for FlexDome | 16 | 8.7619
VI-CVS-CUTP16 | N/A | UTP Passive Balun Hub, 16-Channels, Rack Mount for use with RJ11 Connectors (1RU ) | 318 | 174.1429
VI-CVS-CUTPVP | N/A | Video Balun, 1Ch Passive Video and Power, RJ45 and BNC | 16 | 8.7619
VI-CVS-CUTP01HD | N/A | HD UTP single TVI balun, for use with CUTP04HD, CUTP08HD, and CUTP16HD | 15 | 8.2143
VI-UVS-UTP-8 | N/A | 8-Channel Passive Video Hub, Compact Desk Top | 150 | 82.1429
VI-CVS-CUTP04HD | N/A | HD UTP Kit, 4 Channel Active Hub, 4 HD TVI Transceivers, 787 Feet Transmission, 180 Feet Power | 250 | 136.9048
VI-CVS-CUTP08HD | N/A | HD UTP Kit, 8 Channel Active Hub, 8 HD TVI Transceivers, 787 Feet Transmission, 180 Feet Power | 350 | 191.6667
VI-CVS-CUTP16HD | N/A | HD UTP Kit, 16 Channel Active Hub, 16 HD TVI Transceivers, 787 Feet Transmission, 180 Feet Power | 550 | 301.1905
VI-CVS-CLS2812DM2.7 | N/A | 1/2.7", 2.8-12mm, CS Mount, 2.0 Mega Pixel | 60 | 32.8571
VI-CVS-CLS0770DM | N/A | 1/2", 7-70mm, C Mount, 3.0 Mega Pixel | 250 | 136.9048
VI-CVS-CLS3580M | N/A | 1/3", 3.5-8 mm, F1.4, Manual Iris, CS Mount | 20 | 10.9524
VI-CVS-CLS1431D | N/A | 1/3", 1.4-3.1 mm, F1.4, CS Mount | 125 | 68.4524
VI-CVS-CLS288D | N/A | 1/3", 2.8-8mm, F1.2-360, DC Auto Iris, CS Mount, 4 Pin | 70 | 38.3333
VI-CVS-CLS3580D | N/A | 1/3", 3.5-8 mm, F1.4-360, Direct Drive, CS Mount, 4 Pin | 30 | 16.4286
VI-CVS-CLS6600D | N/A | 1/3", 6-60 mm, F1.6-360, Direct Drive, CS Mount, 4 Pin | 90 | 49.2857
VI-CVS-CHG3000W | N/A | Enclosure, 12.5" Die Cast/Extruded IP66 Rated Aluminum, Dustproof, Weatherproof, Epoxy Powder Coated, Maximum Camera/Lens Size 11.5" x 3.5" x 2.5", Gray, with Heater and blower | 80 | 43.8095
VI-CVS-CHG2700W | N/A | Bracket, Die-Cast Aluminum, Wall Bracket With Ball Joint, Use With CHG3000W Series Housings, 10 " In Length, 20 Lbs. Max. Load (Gray) | 20 | 10.9524
VI-CVS-CHG2511 | N/A | Pole Mount Adapter (May require bracket) | 45 | 24.6429
VI-CVS-CHG2501 | N/A | Corner Mount Adapter (May require bracket) | 40 | 21.9048
VI-CVS-CDC3600X | N/A | StarDome Indoor FasTrax 1/4" Color High Speed Dome Camera, 5' Diameter, 540 TVL, 0.7/0.01 Lux (F1.6), 36X Optical, 12X Digital Zoom, up to 380 Deg/Sec, 360 Deg Continuous, Up to 240 Presets, 8 Sequences (Guard Tours), 180 Deg Flip, Up to 32 Selectable Camera Addresses | 2000 | 1095.2381
VI-CVS-CDC2550LX | N/A | StarDome FasTrax II Dome Controller, 2 Line LCD | 825 | 451.7857
VI-CVS-CD8-A | N/A | Code Distribution Amplifier, 8-ChannelRS-485 | 300 | 164.2857
VI-CVS-CDC2660 | N/A | StarDome FasTrax II Outdoor Housing, Blower and Heater, Sun Shield, IP65 | 350 | 191.6667
VI-CVS-CDC2600WM | N/A | Wall Mount, for use with CDC2670, or CDC2660 | 100 | 54.7619
VI-CVS-CDC2600CL | N/A | StarDome Ceiling Mount, 1.3ft total length | 80 | 43.8095
VI-CVS-CP124-3UL | N/A | Power Supply,1 Channel, AC24V, 3 AMP, 100VA, NEMA 4X Enclosure, UL Listed, 8"X6"X4.5" *Will accommodate Ditek Model DTK-DP4P Surge Protector* | 218 | 119.381
VI-CVS-CMC19LCD | N/A | 19" TFT LCD Monitor, 1280 x 1024, 700:1 Contrast Ratio, 300 cd/m2 Brightness, Composite, DVI and VGA Video In, Looping Auto Termination, 8 ms Response Time, Audio Inputs, Black, DC12V | 562 | 307.7619
VI-CVS-CM19LED | N/A | 18.5" LED monitor: 1366 x 768; option to scale 16:9/4:3; VGA, HDMI, S-Video and Looping BNC Inputs; Audio input and output; stereo speakers; HDMI, VGA and audio cables, desk stand and US power cord included *For use with XDi Recorders* | 375 | 205.3571
VI-CVS-CM32HD | N/A | 32" 1080P LED Monitor, HDMI, VGA, S-video, Looping BNC inputs, 2W speakers, 16x9 format (4x3 selectable), 3000:1 contrast ratio, Plastic case & Stand, 55W, 100-240VAC | 545 | 298.4524
VI-CVS-CM40HD | N/A | 40 " 1080P LED Monitor, HDMI, VGA, S-video, Looping BNC inputs, 2W speakers, 16x9 format (4x3 selectable), 3000:1 contrast ratio, Plastic case & Stand, 55W, 100-240VAC | 1100 | 605
VI-CVS-CMC26LEDPVIP | N/A | Public View Monitor 26" LED with 4MP, 2.8-12mm, 120VAC main power, POE or monitor power for the camera | 1485 | 813.2143
VI-CVS-CMC2010PVC | N/A | 20.1" TFT LCD Monitor with Built-in Hi Resolution Camera, 640 x 480, 450 cd/m2 Brightness, 480 TVL,6mm Lens, Composite Input, DC12V | 850 | 465.4762
VI-CVS-CMC2010WPVC | N/A | 20.1" TFT LCD Monitor, Built In Hi Res 600 TVL WDR Color Camera, 2.8-12mm Lens | 1300 | 711.9048
VI-CVS-CMC2000WPVC | N/A | 20.1" TFT LCD Monitor with Built-in Hi Res WDR Varifocal Camera, 640 x 480, 400:1 Contrast Ratio, 450 cd/m2 Brightness, 480 TVL, 4-8 mm Varifocal DC Iris Lens, Composite Input, Looping Auto Termination, DC12V | 1300 | 711.9048
VI-CVS-CMC1000MBW | N/A | Ceiling Mount, 15" to 21" LCD Monitors, 75 or 100m VESA, Cable Feed through, Telescoping 25" - 41", Up to 32 Lbs, White | 100 | 54.7619
VI-CVS-CMC19PS | N/A | Monitor, 19' LCD, Power Adapter, 12 VDC, 3.33 A | 40 | 21.9048
VI-CVS-CMC2600WM | N/A | Flat/Flush Wall Mount for CMC2600 Series LCD, 50Lbs max, 75 x 75mm / 100 x 100mm / 200 x 200mm VESA | 48 | 26.2857
VI-CVS-CMC19MBW | N/A | Wall Mount, 10'-24' LCD Monitors,25Lbs max, 75 X 75 & 100 x 100 mm VESA, Black | 70 | 38.3333
VI-CVS-CMC40MBW | N/A | Wall Mount, 25-40" Flat Panel Monitors, 50Lbs max, 75, 100, 200 VESA, Black | 140 | 76.6667
VI-CVS-CVI2MV2 | N/A | IP Matrix Unit, 2 x HDMI Outputs, support for 1 x 4K or 2 x 1080P and 2 x USB ports | 2000 | 1095.2381
VI-CVS-CVI2M | N/A | Video Wall Matrix Module, 2 x HDMI Outputs, support for 1 x 4K or 2 x 1080P and 2 x USB ports | 2000 | 1095.2381
VI-CVS-CVI8XM | N/A | Video Wall Matrix Chassis, 4RU, capable of accepting 8 Modules with Dual HDMI Outputs, 110 VAC (blades sold separately) | 2500 | 1369.0476
VI-CVS-CVI2XM | N/A | Video Wall Matrix Chassis, 1RU, capable of accepting 2 Modules with Dual HDMI Outputs, 110 VAC | 5200 | 2847.619
VI-CVS-CVI4500 | N/A | IP Keyboard for CVI Series Video Wall Matrix Controllers | 1550 | 848.8095
VI-CVS-CVI5500 | N/A | IP Keyboard / Matrix unit, with Integrated LCD Display and 1x4K capable HDMI Output | 2550 | 1396.4286
VI-CVS-CVIHDM | N/A | HDMI Encoder Module for CVI8XM IP Matrix | 1500 | 821.4286
VI-CVS-CRVS1000T | N/A | IP Video Server, 1 Ch, Dual H.264 & MJPEG Encoder, D1 Resolution, 2-Way Audio, Alarm I/O, RS485 PTZ Control, BNC Video Input / Loop Out, DC12V / POE, Compatible with STARNVR Software | 350 | 191.6667
VI-CVS-CVFM2X2 | N/A | Video Wall Floor Mount 2x2 Cabinet for 4 x 55" Panels | 2576 | 1410.6667
VI-CVS-CVFM3X3 | N/A | Video Wall Floor Mount 3x3 Cabinet for 9 x 55" Panels | 5800 | 3176.1905
VI-CVS-CVFM3X4 | N/A | Video Wall Floor Mount 3x4 Cabinet for 12 x 55" Panels | 7750 | 4244.0476
VI-CVS-CFS-AC1KIT | N/A | Anti Cut Kit - Basic Anti Cut Protection, Contains: (1) Light Sensor, (1) 660ft Spool of Plastic Fiber, (1) Cutting Tool, and (50) Metal Eye Bolts, (Max Light Sensor distance 660ft with no splices) *No Termination Kit Required* | 450 | 246.4286
VI-CVS-CFS-AC2KIT | N/A | Anti Cut / Anti Bending Kit - Advanced Protection, Contains: (1) Advanced Light Sensor, (1) 660ft Spool of Plastic Fiber, (50) Metal Eye Bolts, (2) 2GB SD Cards, and (2) FSMA Connectors, (Max Light Sensor distance 660ft with no splices) *Termination Kit Required* | 975 | 533.9286
VI-CVS-CFS-ATKIT | N/A | Anti Climb/Bend/Cut Fence Kit, Contains: (1) Enhanced Light Sensor, (1) 660ft Spool of Plastic Fiber, (40) Metal Tension Bolts, (1) Light Meter, and (2) FSMA Connectors, (Max Light Sensor distance 660ft with no splices) *Termination Kit Required* | 2100 | 1150
VI-CVS-CFS-TKIT | N/A | Termination Kit, Contains: (4) FSMA connectors, (2) Splice connectors (CFS-SPL) Fiber Strip Tool, Cutters, Crimping Tool, Polishing Disk, and (3) Sheets of Ultra Fine Grade Sandpaper *Each splice reduces the maximum light sensor distance by 65 feet* | 450 | 246.4286
VI-CVS-CFS-300DK | N/A | Fence DEMO Kit, Contains: (1) Advanced Light Fence Sensor, (1) 150ft Spool of Plastic Fiber, (1) Power Supply, (1) Demo Graphic, (1) Connector Kit | 1500 | 821.4286
VI-CVS-CFS-ACS | N/A | Anti Cut - Light Sensor, Max Light Sensor distance 660ft with no splices | 150 | 82.1429
VI-CVS-CFS-ALFS | N/A | Anti Cut / Anti Bending Advanced Light Sensor, Max Light Sensor distance 660ft with no splices | 920 | 503.8095
VI-CVS-CFS-ELFS | N/A | Enhanced Anti Climb/Bend/Cut Light Fence Sensor, Max Light Sensor distance 660ft with no splices | 1500 | 821.4286
VI-CVS-CFS-LW660 | N/A | Spool of Plastic Light Fiber, 660ft | 210 | 115
VI-CVS-CFS-BOLT | N/A | Metal Eye Bolts, 10 pack | 20 | 10.9524
VI-CVS-CFS-TENS | N/A | Metal Tension Bolts, 1 Required every 30 feet, 10 pack | 60 | 32.8571
VI-CVS-CFS-BARB | N/A | Barbed Wire Connectors - Plastic clips, 10 pack | 20 | 10.9524
VI-CVS-CFS-FSMA | N/A | FSMA Connector, 10 pack | 30 | 16.4286
VI-CVS-CFS-SPL | N/A | Splice Connector, 10 pack (two FSMA connectors are needed for each splice connector) *Each splice reduces the maximum light sensor distance by 65 feet* | 45 | 24.6429
VI-CVS-CFS-SP | N/A | Ultra Fine Grade sandpaper for polishing plastic fiber terminations, Pack of 3 sheets | 5 | 2.7381

## Section 15 - Service & Repair
15 - Sielox - Services. Training, Repairs
Pinnacle Professional Services Load (Initial Installation)
New Sielox Part Number | Obsolete Model Number (for reference ONLY, please use NEW part number when ordering) | Description | List | HV
PS-SLX-SWLOAD | 6990006 | Pinnacle Software Load (Initial Installation) via Network Streaming Required: Network Streaming access and availability of IT resource for password setting required at the customer site, Note: Pinnacle configuration not included | 375 | 250
PS-SLX-ADDCALL | 126834 | Additional Phone Calls (per hour) | 225 | 150
PS-SLX-MWNS | 111566 | Microsoft Windows & Network Support (per hour) | 225 | 150
PS-SLX-DATASP | 569936 | Database Support/Troubleshooting (per hour) | 225 | 150
Database Import and Repair Services
Pinnacle and AnyWare Database and Custom Imports
PS-SLX-PN2PNI | AC-PS-PN2PN | Pinnacle to Pinnacle Import - Recommended for all upgrades prior to Pinnacle 7.0 or when upgrading to a new server with version software upgrade | 750 | 500
PS-SLX-CUST2PN | AC-PS-CUST2PN | Custom Imports -Import from other Manufacturer's Access Control Systems, merge data from multiple sources, merge image files to the database (For other custom requirements, Contact your Regional Sales Manager) | Call for Quote | Call for Quote
PS-SLX-PN2AW | AC-PS-PN2AW | Pinnacle to AnyWare Database Import Note: Includes conversion of cardholder information only (First Name, Last Name, and Card Code) | 525 | 350
Sielox Class Professional Services
IMPORTANT NOTES: - Sielox will not begin any Class Professional Services until CSI completes the initial one-hour consult webinar and one-hour completed services summary webinar. -CSI's must also send in their completed Deployment Guide before Sielox begins any Class Professional Services. -Changes/adjustments that need to be made to the Class system after the appliance has shipped will be billed at $150 per hour.
PS-SLX-CLASS75DS | AC-PS-CLASS75 | Sielox Class 75 - Deployment Services: System is preloaded with the following end-user information supplied by Business Partner using supplied file format (user database, user groups, email/text alerts, floor plans, locations, up to 8 color condition label(s), color condition order, up to 5 Alert Level instruction pop-ups, up to 4 Alert Level and up to 8 condition pop-up alerts, up to 10 Highlight Event triggers). Includes initial one hour consult webinar and one hour completed services summary webinar. *If resolution on floor plan files is unusable for Class system, charges will be added to re-draw maps (PS-SLX-ADDCALL)* | 850 | 600
PS-SLX-CLASS75IS | AC-PS-CLASS75KIT | Sielox Class 75 - Integration Services: Includes configuration of Action URL's (up to 75 live video pop-ups, configuration of outputs for integration of Access Control Lockdown, paging systems, video and mass notification for up to 60 outputs). Configuration of inputs for integration of buttons, motion sensors, readers etc. for up to 75 location inputs | 850 | 600
PS-SLX-CLASS150DS | AC-PS-CLASS150 | Sielox Class 150 - Deployment Services: System is preloaded with the following end-user information supplied by Business Partner using supplied file format (user database, user groups, email/text alerts, floor plans, locations, up to 8 color condition label(s), color condition order, up to 5 Alert Level instruction pop-ups, up to 4 Alert Level and up to 8 condition pop-up alerts, up to 10 Highlight Event triggers). Includes initial one hour consult webinar and one hour completed services summary webinar. *If resolution on floor plan files is unusable for Class system, charges will be added to re-draw maps (PS-SLX-ADDCALL)* | 1500 | 1000
PS-SLX-CLASS150IS | AC-PS-CLASS150KIT | Sielox Class 150 - Integration Services: Includes configuration of Action URL's (up to 150 live video pop-ups, configuration of outputs for integration of Access Control Lockdown, paging systems, video and mass notification for up to 60 outputs). Configuration of inputs for integration of buttons, motion sensors, readers etc. for up to 150 location inputs | 1500 | 1000
PS-SLX-CLASS300DS | AC-PS-CLASS300 | Sielox Class 300 - Deployment Services: System is preloaded with the following end-user information supplied by Business Partner using supplied file format (user database, user groups, email/text alerts, floor plans, locations, up to 8 color condition label(s), color condition order, up to 5 Alert Level instruction pop-ups, up to 4 Alert Level and up to 8 condition pop-up alerts, up to 10 Highlight Event triggers). Includes initial one hour consult webinar and one hour completed services summary webinar. *If resolution on floor plan files is unusable for Class system, charges will be added to re-draw maps (PS-SLX-ADDCALL)* | 2250 | 1500
PS-SLX-CLASS300IS | AC-PS-CLASS300KIT | Sielox Class 300 - Integration Services: Includes configuration of Action URL's (up to 300 live video pop-ups, configuration of outputs for integration of Access Control Lockdown, paging systems, video and mass notification for up to 60 outputs). Configuration of inputs for integration of buttons, motion sensors, readers etc. for up to 300 location inputs | 2250 | 1500
PS-SLX-CLASS500DS | AC-PS-CLASS500 | Sielox Class 500 - Deployment Services: System is preloaded with the following end-user information supplied by Business Partner using supplied file format (user database, user groups, email/text alerts, floor plans, locations, up to 8 color condition label(s), color condition order, up to 5 Alert Level instruction pop-ups, up to 4 Alert Level and up to 8 condition pop-up alerts, up to 10 Highlight Event triggers). Includes initial one hour consult webinar and one hour completed services summary webinar. *If resolution on floor plan files is unusable for Class system, charges will be added to re-draw maps (PS-SLX-ADDCALL)* | 3000 | 2000
PS-SLX-CLASS500IS | AC-PS-CLASS500KIT | Sielox Class 500 - Integration Services: Includes configuration of Action URL's (up to 500 live video pop-ups, configuration of outputs for integration of Access Control Lockdown, paging systems, video and mass notification for up to 60 outputs). Configuration of inputs for integration of buttons, motion sensors, readers etc. for up to 500 location inputs | 3000 | 2000
PS-SLX-ADDCALL | 126834 | Additional Phone Calls (per hour) | 225 | 150
PS-SLX-PN2AW | AC-PS-PN2AW | Pinnacle to AnyWare™ Database Import - Note: Includes conversion of cardholder information only (First Name, Last Name, and Card Code) | 525 | 350
PS-SLX-1DONSITE | 114924 | One Day of On-Site Implementation and/or System Review, (per day plus expenses) | 1875 | 1250
Product Training / Support
Certified Sielox Integrator Training: Sielox invites technicians, installers, project managers, owners and sales reps from our Sielox Certified Integrators to complete our two Product Training courses. You will experience hands-on exercises to keep you current with the latest from Sielox including Pinnacle, 1700 Controller, AnyWare and Sielox Class. Sielox Certified Integrators may sponsor End Users to attend courses. Our comprehensive hands-on courses include: Software installation, wiring controllers with readers and other devices, inputs & outputs, firmware & software updates, back-up & restore and much more. All participants will be tested at the completion of the course to receive a Certified Sielox Integrator Technician Certification. Sielox training documentation is provided to students electronically via a USB thumb drive. Attendees must bring a separate laptop to view these documents. Sielox provides lunch for the entire week of training. The Pinnacle / 1700 Controller course is three days (Monday, Tuesday, Wednesday) and the AnyWare / Class / 1700 Controller course is two days (Thursday and Friday). Classrooms hold a maximum of fourteen participants. You can choose to register for the entire week of training at a discounted rate or you can register for only one of the two courses.
PS-SLX-TRN-HR | AC-TRN-HR | Support for Untrained Technicians (per hour) (requires a blanket purchase order in advance for the calendar year) | 300 | 200
PS-SLX-TRN-PAC-NJ | AC-TRN-PAC-NJ | Pinnacle / AnyWare / Class - 1 Week Training at Sielox (NJ) (per person) | 1013 | 675
PS-SLX-TRN-PAC-RL | AC-TRN-PAC-RL | Pinnacle / AnyWare / Class - 1 Week Training at Remote Location (per person) | 1500 | 1000
PS-SLX-TRN-PIN-NJ | AC-TRN-PIN-NJ | Pinnacle Certified Training at Sielox (NJ) (per person), 3-Day Course | 750 | 500
PS-SLX-TRN-PIN-RL | AC-TRN-PIN-RL | Pinnacle Certified Training at a Remote Location (per person), 3-Day Course | 1200 | 800
PS-SLX-TRN-AC-NJ | AC-TRN-AC-NJ | Sielox AnyWare / Class Training at Sielox (NJ) (per person), 2-Day Course | 450 | 300
PS-SLX-TRN-AC-RL | AC-TRN-AC-RL | Sielox AnyWare / Class Training at Remote Location (per person), 2-Day Course | 600 | 400
PS-SLX-1DY-ONSTEEU | 6990007 | One Day of On-Site End-User Training (per day plus expenses) | 1875 | 1250
PS-SLX-TRN-AWCL-BPL | AC-TRN-AWCL-BPL | (2) Two Days of On-Site Sielox AnyWare & Class Certified Training at Business Partner Supplied Location plus Trainer and equipment expenses *Training up to 12 Technicians / Employees* | 4500 | 3000
PS-SLX-TRN-PIN-BPL | AC-TRN-PIN-BPL | (3) Three Days of On-Site Pinnacle Certified Training at Business Partner Supplied Location plus Trainer and equipment expenses *Training up to 12 Technicians / Employees* | 6750 | 4500
PS-SLX-TRN-PAC-BPL | AC-TRN-PAC-BPL | (5) Five Days of On-Site Pinnacle / AnyWare / Class Training at Business Partner Supplied location plus Trainer and equipment expenses *Training up to 12 Technicians / Employees* | 9000 | 6000
PS-SLX-TRN-RMTWB | 6990071 | Sielox Remote Web Training (per hour) | 300 | 200
Repairs: Out of Warranty
Products sent for Repair must be sent in the ORIGINAL PACKAGING
PS-SLX-RMAPK | 7967035 | RMA PACKAGING- Improperly Packaged Controller: ALL CONTROLLERS being returned for Credit must be in the original, unopened, resalable packaging. ALL CONTROLLERS being returned for Repair require proper packaging consisting of a Pink Anti-Static Bag and Pink Bubble Wrap in a Sielox Carton or similar. Electronic Components are prone to damage caused by electrostatic discharge (ESD) and insufficient padding. RMAs will be assessed, documented and invoiced accordingly. | 75 | 50
AC-1700 Controllers and Legacy Controllers Repairs of Sielox legacy Hardware dependent upon component availability
PS-SLX-1700-RPR | 6990056 | AC-1700 Controller Board Repair | #REF! | #REF!
CN-SLX-8B-RPR | 903885 | 8-bit Main/System Controller Repair | 1050 | 700
CN-SLX-16B-RPR | 874063 | 16-bit Main Controller Repair | 1050 | 700
CN-SLX-16BTRM-RPR | 459086 | 16-bit Terminal Controller Repair | 1050 | 700
CN-SLX-8BTRM-RPR | 526985 | 8-bit Terminal Controller Repair | 1050 | 700
CN-SLX-8BIO-RPR | 329539 | 8-bit Low-Cost I/O Controller Repair | 1050 | 700
CN-SLX-TESTOK-RPR | 557899 | Controller Test OK for Repairs | 150 | 100
CN-SLX-8BIOEXP-RPR | 523089 | 8-bit I/O Expansion Controller Repair | 1050 | 700
CN-SLX-16BIOEXP-RPR | 613836 | 16-bit I/O Expansion Controller Repair | 1050 | 700
CN-SLX-16BIOEXPEC-RPR | 671437 | 16-bit I/O Expansion Controller with Elevator Control Repair | 1050 | 700
CN-SLX-1500CPU-RPR | 6990037 | AC-1500-CPU Repair | 600 | 400
CN-SLX-1200CPU-RPR | 7967032 | AC-1200-CPU Repair | 600 | 400
CN-SLX-RDR-RPR | 7349156 | AC-RDR Repair | 675 | 450
CN-SLX-INP-RPR | 7144304 | AC-INP (AC-IEK) Repair | 225 | 150
CN-SLX-OUT-RPR | 7234606 | AC-OUT (AC-OEK) Repair | 255 | 170
CN-SLX-PRUDAL-RPR | 6990038 | AC-PRDual Repair | 240 | 160
CN-SLX-1200REG12-RPR | 6990010 | AC-1200 12 VDC Regulator Repair | 202.5 | 135
CN-SLX-1200REG5-RPR | 6990012 | AC-1200 5 VDC Regulator Repair | 202.5 | 135
CN-SLX-RS485-RPR | 6990014 | RS-485 Controller Module Repair | 202.5 | 135
CN-SLX-LANCTMOD-RPR | 6990011 | AC-LAN-COMM Controller Module Repair | 300 | 200
CN-SLX-BKPLN-RPR | 6990039 | AC-1500/1200 Backplane Repair | 262.5 | 175
Readers and Accessories
RD-SLX-125SG-RPR | 7967033 | AC-125SG Performa Switch Plate Reader Repair | 225 | 150
RD-SLX-125SG-TSTOK | 7967034 | AC-125SG Performa Switch Plate Reader Tests OK / No Repair Needed | 112.5 | 75
RD-SLX-151U-RPR | 91927 | AC-151U Proximity Readers 12V Repair | 225 | 150
RD-SLX-151SG-RPR | 348145 | AC-151SG Proximity Readers Repair | 225 | 150
RD-SLX-150VPRX-RPR | 902063 | AC-152 24V V-Prox Repair | 225 | 150
RD-SLX-160R-RPR | 593105 | AC-160R Ruggedized Keypad Repair | 225 | 150
RD-SLX-160T-RPR | 516366 | AC-160T Low Temp Keypad Repair | 225 | 150
RD-SLX-HIDPRX-RPR | 101536 | HID Prox Reader Repair | Call for Quote | Call for Quote
RD-SLX-FMOD-RPR | 774288 | Opticom (AC-FMOD) Repair | 375 | 250
RD-SLX-LANCOBX-RPR | 184282 | AC-LAN Lantronix CoBox Repair | Call for Quote | Call for Quote
RD-SLX-SERADAP-RPR | 855756 | Serial Adapter (i.e., Network Interface Adapter) (AC-I/F2) Repair | 112.5 | 75
PS-SLX-BRDCERT | 136360 | Board Certification | 150 | 100
PS-SLX-UPDTEFW | 6990022 | Updated Firmware | 150 | 100
Advance Replacement
PS-SLX-PREMHNDL | 701436 | Premium Handling (Advance Replacement) | 113 | 75
Sielox Class & AnyWare Relicensing Services & Replacement Appliances for OUT OF WARRANTY Systems
Important Note on Out of Warranty Appliances: All Replacement Appliances come with a 1 YEAR HARDWARE WARRANTY. Sielox will load the Software onto the new appliance as well as Re-License it. We will also import the user's Existing Database onto the appliance. However, in order to be upgraded to the latest version, the existing system needs to be under a Current Support Agreement. If System is not under a Current Support Agreement, Sielox will load whatever version the end user currently has. ** All existing Databases can be Loaded onto our FTP Site or emailed to Tech.Support@Sielox.com
CL-SLX-CLASS75-DT-R | AC-CLASS75-DT-R | Replacement Class 75 Desktop Appliance for Out of Warranty Systems | 1650 | 1100
CL-SLX-CLASS150-DT-R | AC-CLASS150-DT-R | Replacement Class 150 Desktop Appliance for Out of Warranty Systems | 1650 | 1100
CL-SLX-CLASS75-1U-R | AC-CLASS75-1U-R | Replacement Class 75 Rackmount Appliance for Out of Warranty Systems | 1650 | 1100
CL-SLX-CLASS150-1U-R | AC-CLASS150-1U-R | Replacement Class 150 Rackmount Appliance for Out of Warranty Systems | 1650 | 1100
CL-SLX-CLASS300-1U-R | AC-CLASS300-1U-R | Replacement Class 300 Rackmount Appliance for Out of Warranty Systems | 2250 | 1500
CL-SLX-CLASS500-1U-R | AC-CLASS500-1U-R | Replacement Class500 Rackmount Appliance for Out of Warranty Systems | 2250 | 1500
CL-SLX-HRDR-RPLMT | N/A | Class Hard Drive Out of Warranty Replacement | 225 | 150
CL-SLX-MTHRBRD-RPLMT | N/A | Class Motherboard Out of Warranty Replacement | 450 | 300
AW-SLX-AW8-DT-R | AC-AW8-DT-R | Replacement AnyWare 8 Desktop Appliance for Out of Warranty Systems | 600 | 400
AW-SLX-AW8-1U-R | AC-AW8-1U-R | Replacement AnyWare 8 Desktop Appliance for Out of Warranty Systems | 750 | 500
AW-SLX-AW40-DT-R | AC-AW40-DT-R | Replacement AnyWare 40 Rackmount Appliance for Out of Warranty Systems | 1050 | 700
AW-SLX-AW40-1U-R | AC-AW40-1U-R | Replacement AnyWare 40 Rackmount Appliance for Out of Warranty Systems | 1200 | 800
AW-SLX-HRDR-RPLMT | N/A | AnyWare Hard Drive Out of Warranty Replacement | 225 | 150
AW-SLX-MTHRBRD-RPLMT | N/A | Anyware Motherboard Out of Warranty Replacement | 450 | 300
Professional Services - 1 Year - Annual End User Support
An End User Support Agreement provides Sielox technical support directly to the end user rather than the End User having to go through the Certified Sielox Integrator for tech support. This contract support plan is contracted through the Certified Sielox Integrator, not the End User. The End User support plan includes the following: - Phone and/or network streaming support for software related issues such as reports, naming conventions, basic programming and configuration questions related to time zones, filters, groups, extended data fields, etc. - This does not cover hardware troubleshooting, network troubleshooting or diagnostics of any third party devices such as readers, locks, doors, contacts, rex’s, etc. Sielox Technical Support Hours are 8:30am -7:30pm Eastern Time, Monday -Friday. End Users in this program will receive Technical Bulletins if Sielox is supplied with the appropriate e-mail address.
PS-SLX-EUSA-U | AC-EUSA-U | 1 Year - Annual End User Support Agreement for Pinnacle Ultra | 300 | 200
PS-SLX-EUSA-L | AC-EUSA-L | 1 Year - Annual End User Support Agreement for Pinnacle Lite | 600 | 400
PS-SLX-EUSA-S | AC-EUSA-S | 1 Year - Annual End User Support Agreement for Pinnacle Standard | 900 | 600
PS-SLX-EUSA-PL | AC-EUSA-PL | 1 Year - Annual End User Support Agreement for Pinnacle Plus | 1200 | 800
PS-SLX-EUSA-PR | AC-EUSA-PR | 1 Year - Annual End User Support Agreement for Pinnacle Professional | 3000 | 2000
PS-SLX-EUSA-AW8 | AC-EUSA-AW8 | 1 Year - Annual End User Support Agreement for AnyWare 8 | 225 | 150
PS-SLX-EUSA-AW40 | AC-EUSA-AW40 | 1 Year - Annual End User Support Agreement for AnyWare 40 | 600 | 400
PS-SLX-EUSA-CLASS75 | AC-EUSA-CLASS75 | 1 Year - Annual End User Support Agreement for Class 75 | 900 | 600
PS-SLX-EUSA-CLASS150 | AC-EUSA-CLASS150 | 1 Year - Annual End User Support Agreement for Class 150 | 1800 | 1200
PS-SLX-EUSA-CLASS300 | AC-EUSA-CLASS300 | 1 Year - Annual End User Support Agreement for Class 300 | 3000 | 2000
PS-SLX-EUSA-CLASS500 | AC-EUSA-CLASS500 | 1 Year - Annual End User Support Agreement for Class 500 | 3000 | 2000