07498336107 | UTP28SP14MOR | CU Patch Crd,Cat 6,SD,14m,OR | Category 6 Performance, 28 AWG UTP patch cord with TX6™ Modular Plugs on each end. Orange, 14 meters. | PC | 1 | 10 | 1 | 1 | 38.7
07498336017 | UTP28SP14MRD | CU Patch Crd,Cat 6,SD,14m,RD | Category 6 Performance, 28 AWG UTP patch cord with TX6™ Modular Plugs on each end. Red, 14 meters. | PC | 1 | 10 | 1 | 1 | 38.7
07498336213 | UTP28SP14MVL | CU Patch Crd,Cat 6,SD,14m,VL | Category 6 Performance, 28 AWG UTP patch cord with TX6™ Modular Plugs on each end. | PC | 1 | 10 | 1 | 1 | 38.7
07498336398 | UTP28SP14MYL | CU Patch Crd,Cat 6,SD,14m,YL | Category 6 Performance, 28 AWG UTP patch cord with TX6™ Modular Plugs on each end. | PC | 1 | 10 | 1 | 1 | 38.7
07498365434 | UTP28SP14OR | CU Patch Crd,Cat 6,SD,14ft,OR | Category 6 Performance, 28 AWG UTP patch cord with TX6™ Modular Plugs on each end. | PC | 1 | 10 | 1 | 1 | 20.06
07498333876 | UTP28SP14OR-Q | CU Patch Crd,Cat 6,SD,14ft,OR,Bulk25 | Category 6 Performance, 28 AWG UTP patch cord with TX6™ Modular Plugs on each end. Orange, 14 ft. | PC | 1 | 25 | 25 | 1 | 20.06
07498362514 | UTP28SP14PK | CU Patch Crd,Cat 6,SD,14ft,PK | Category 6 Performance, 28 AWG UTP patch cord with TX6™ Modular Plugs on each end. Pink, 14 ft. | PC | 1 | 10 | 1 | 1 | 20.06
07498365468 | UTP28SP14RD | CU Patch Crd,Cat 6,SD,14ft,RD | Category 6 Performance, 28 AWG UTP patch cord with TX6™ Modular Plugs on each end. | PC | 1 | 10 | 1 | 1 | 20.06
07498333877 | UTP28SP14RD-Q | CU Patch Crd,Cat 6,SD,14ft,RD,Bulk25 | Category 6 Performance, 28 AWG UTP patch cord with TX6™ Modular Plugs on each end, bulk package, 14ft. | PC | 1 | 25 | 25 | 1 | 20.06
07498365383 | UTP28SP14VL | CU Patch Crd,Cat 6,SD,14ft,VL | Category 6 Performance, 28 AWG UTP patch cord with TX6™ Modular Plugs on each end. Violet, 14 ft. | PC | 1 | 10 | 1 | 1 | 20.06
07498333879 | UTP28SP14VL-Q | CU Patch Crd,Cat 6,SD,14ft,VL,Bulk25 | Category 6 Performance, 28 AWG UTP patch cord with TX6™ Modular Plugs on each end. | PC | 1 | 25 | 25 | 1 | 20.06
07498365325 | UTP28SP14YL | CU Patch Crd,Cat 6,SD,14ft,YL | Category 6 Performance, 28 AWG UTP patch cord with TX6™ Modular Plugs on each end. Yellow, 14 ft. | PC | 1 | 10 | 1 | 1 | 20.06
07498333878 | UTP28SP14YL-Q | CU Patch Crd,Cat 6,SD,14ft,YL,Bulk25 | Category 6 Performance, 28 AWG UTP patch cord with TX6™ Modular Plugs on each end. | PC | 1 | 25 | 25 | 1 | 20.06
07498365283 | UTP28SP15 | CU Patch Crd,Cat 6,SD,15ft,IW | The TX6-28™ Cat 6 UTP Patch Cord is constructed of 28 AWG, unshielded, twisted pair, stranded, CM/LSZH cable with enhanced performance modular plugs. The use of 28 AWG cable ensures that this patch cord has a small diameter, making it easy to install and | PC | 1 | 10 | 1 | 1 | 20.64
07498328001 | UTP28SP15-Q | CU Patch Crd,Cat 6,SD,15ft,IW,Bulk25 | Category 6 Performance, 28 AWG UTP patch cord with TX6™ Modular Plugs on each end. | PC | 1 | 25 | 25 | 1 | 20.64
07498365312 | UTP28SP15BL | CU Patch Crd,Cat 6,SD,15ft,BL | The TX6-28™ Cat 6 UTP Patch Cord is constructed of 28 AWG, unshielded, twisted pair, stranded, CM/LSZH cable with enhanced performance modular plugs. The use of 28 AWG cable ensures that this patch cord has a small diameter, making it easy to install and | PC | 1 | 10 | 1 | 1 | 20.64
07498334296 | UTP28SP15BL-Q | CU Patch Crd,Cat 6,SD,15ft,BL,Bulk25 | Category 6 Performance, 28 AWG UTP patch cord with TX6™ Modular Plugs on each end. | PC | 1 | 25 | 25 | 1 | 20.64
07498365302 | UTP28SP15BU | CU Patch Crd,Cat 6,SD,15ft,BU | The TX6-28™ Cat 6 UTP Patch Cord is constructed of 28 AWG, unshielded, twisted pair, stranded, CM/LSZH cable with enhanced performance modular plugs. The use of 28 AWG cable ensures that this patch cord has a small diameter, making it easy to install and | PC | 1 | 10 | 1 | 1 | 20.64
07498334325 | UTP28SP15BU-Q | CU Patch Crd,Cat 6,SD,15ft,BU,Bulk25 | Category 6 Performance, 28 AWG UTP patch cord with TX6™ Modular Plugs on each end. | PC | 1 | 25 | 25 | 1 | 20.64
07498365421 | UTP28SP15GR | CU Patch Crd,Cat 6,SD,15ft,GR | The TX6-28™ Cat 6 UTP Patch Cord is constructed of 28 AWG, unshielded, twisted pair, stranded, CM/LSZH cable with enhanced performance modular plugs. The use of 28 AWG cable ensures that this patch cord has a small diameter, making it easy to install and | PC | 1 | 10 | 1 | 1 | 20.64
07498334327 | UTP28SP15GR-Q | CU Patch Crd,Cat 6,SD,15ft,GR,Bulk25 | Category 6 Performance, 28 AWG UTP patch cord with TX6™ Modular Plugs on each end. | PC | 1 | 25 | 25 | 1 | 20.64
07498395983 | UTP28SP15GY | CU Patch Crd,Cat 6,SD,15ft,GY | Category 6 Performance, 28 AWG UTP patch cord with TX6™ Modular Plugs on each end. | PC | 1 | 10 | 1 | 1 | 20.64
07498334328 | UTP28SP15GY-Q | CU Patch Crd,Cat 6,SD,15ft,GY,Bulk25 | Category 6 Performance, 28 AWG UTP patch cord with TX6™ Modular Plugs on each end. | PC | 1 | 25 | 25 | 1 | 20.64
07498365878 | UTP28SP15M | CU Patch Crd,Cat 6,SD,15m,IW | Category 6 Performance, 28 AWG UTP patch cord with TX6™ Modular Plugs on each end. | PC | 1 | 10 | 1 | 1 | 40.6
07498365889 | UTP28SP15MBL | CU Patch Crd,Cat 6,SD,15m,BL | Category 6 Performance, 28 AWG UTP patch cord with TX6™ Modular Plugs on each end. | PC | 1 | 10 | 1 | 1 | 40.6
07498365890 | UTP28SP15MBU | CU Patch Crd,Cat 6,SD,15m,BU | Category 6 Performance, 28 AWG UTP patch cord with TX6™ Modular Plugs on each end. | PC | 1 | 10 | 1 | 1 | 40.6
07498365891 | UTP28SP15MGR | CU Patch Crd,Cat 6,SD,15m,GR | Category 6 Performance, 28 AWG UTP patch cord with TX6™ Modular Plugs on each end. | PC | 1 | 10 | 1 | 1 | 40.6
07498396040 | UTP28SP15MGY | CU Patch Crd,Cat 6,SD,15m,GY | Category 6 Performance, 28 AWG UTP patch cord with TX6™ Modular Plugs on each end. Gray, 15 meters. | PC | 1 | 10 | 1 | 1 | 40.6
07498365892 | UTP28SP15MOR | CU Patch Crd,Cat 6,SD,15m,OR | Category 6 Performance, 28 AWG UTP patch cord with TX6™ Modular Plugs on each end. | PC | 1 | 10 | 1 | 1 | 40.6
07498365893 | UTP28SP15MRD | CU Patch Crd,Cat 6,SD,15m,RD | Category 6 Performance, 28 AWG UTP patch cord with TX6™ Modular Plugs on each end. | PC | 1 | 10 | 1 | 1 | 40.6
07498365900 | UTP28SP15MVL | CU Patch Crd,Cat 6,SD,15m,VL | Category 6 Performance, 28 AWG UTP patch cord with TX6™ Modular Plugs on each end. | PC | 1 | 10 | 1 | 1 | 40.6
07498365899 | UTP28SP15MYL | CU Patch Crd,Cat 6,SD,15m,YL | Category 6 Performance, 28 AWG UTP patch cord with TX6™ Modular Plugs on each end. | PC | 1 | 10 | 1 | 1 | 40.6
07498365437 | UTP28SP15OR | CU Patch Crd,Cat 6,SD,15ft,OR | Category 6 Performance, 28 AWG UTP patch cord with TX6™ Modular Plugs on each end. | PC | 1 | 10 | 1 | 1 | 20.64
07498334340 | UTP28SP15OR-Q | CU Patch Crd,Cat 6,SD,15ft,OR,Bulk25 | Category 6 Performance, 28 AWG UTP patch cord with TX6™ Modular Plugs on each end. Orange, 15 ft. | PC | 1 | 25 | 25 | 1 | 20.64
07498362515 | UTP28SP15PK | CU Patch Crd,Cat 6,SD,15ft,PK | Category 6 Performance, 28 AWG UTP patch cord with TX6™ Modular Plugs on each end. Pink, 15 ft. | PC | 1 | 10 | 1 | 1 | 20.64
07498365469 | UTP28SP15RD | CU Patch Crd,Cat 6,SD,15ft,RD | The TX6-28™ Cat 6 UTP Patch Cord is constructed of 28 AWG, unshielded, twisted pair, stranded, CM/LSZH cable with enhanced performance modular plugs. The use of 28 AWG cable ensures that this patch cord has a small diameter, making it easy to install and | PC | 1 | 10 | 1 | 1 | 20.64
07498334346 | UTP28SP15RD-Q | CU Patch Crd,Cat 6,SD,15ft,RD,Bulk25 | Category 6 Performance, 28 AWG UTP patch cord with TX6™ Modular Plugs on each end. Red, 15 ft. | PC | 1 | 25 | 25 | 1 | 20.64
07498365384 | UTP28SP15VL | CU Patch Crd,Cat 6,SD,15ft,VL | Category 6 Performance, 28 AWG UTP patch cord with TX6™ Modular Plugs on each end. Violet, 15 ft. | PC | 1 | 10 | 1 | 1 | 20.64
07498334347 | UTP28SP15VL-Q | CU Patch Crd,Cat 6,SD,15ft,VL,Bulk25 | Category 6 Performance, 28 AWG UTP patch cord with TX6™ Modular Plugs on each end. | PC | 1 | 25 | 25 | 1 | 20.64
07498365326 | UTP28SP15YL | CU Patch Crd,Cat 6,SD,15ft,YL | The TX6-28™ Cat 6 UTP Patch Cord is constructed of 28 AWG, unshielded, twisted pair, stranded, CM/LSZH cable with enhanced performance modular plugs. The use of 28 AWG cable ensures that this patch cord has a small diameter, making it easy to install and | PC | 1 | 10 | 1 | 1 | 20.64
07498334358 | UTP28SP15YL-Q | CU Patch Crd,Cat 6,SD,15ft,YL,Bulk25 | Category 6 Performance, 28 AWG UTP patch cord with TX6™ Modular Plugs on each end. | PC | 1 | 25 | 25 | 1 | 20.64
07498365470 | UTP28SP16 | CU Patch Crd,Cat 6,SD,16ft,IW | Category 6 Performance, 28 AWG UTP patch cord with TX6™ Modular Plugs on each end. | PC | 1 | 10 | 1 | 1 | 21.22
07498328002 | UTP28SP16-Q | CU Patch Crd,Cat 6,SD,16ft,IW,Bulk25 | Category 6 Performance, 28 AWG UTP patch cord with TX6™ Modular Plugs on each end. | PC | 1 | 25 | 25 | 1 | 21.22
07498365482 | UTP28SP16BL | CU Patch Crd,Cat 6,SD,16ft,BL | Category 6 Performance, 28 AWG UTP patch cord with TX6™ Modular Plugs on each end. | PC | 1 | 10 | 1 | 1 | 21.22
07498333880 | UTP28SP16BL-Q | CU Patch Crd,Cat 6,SD,16ft,BL,Bulk25 | Category 6 Performance, 28 AWG UTP patch cord with TX6™ Modular Plugs on each end. | PC | 1 | 25 | 25 | 1 | 21.22
07498365477 | UTP28SP16BU | CU Patch Crd,Cat 6,SD,16ft,BU | Category 6 Performance, 28 AWG UTP patch cord with TX6™ Modular Plugs on each end. | PC | 1 | 10 | 1 | 1 | 21.22
07498333884 | UTP28SP16BU-Q | CU Patch Crd,Cat 6,SD,16ft,BU,Bulk25 | Category 6 Performance, 28 AWG UTP patch cord with TX6™ Modular Plugs on each end. | PC | 1 | 25 | 25 | 1 | 21.22
07498365494 | UTP28SP16GR | CU Patch Crd,Cat 6,SD,16ft,GR | Category 6 Performance, 28 AWG UTP patch cord with TX6™ Modular Plugs on each end. | PC | 1 | 10 | 1 | 1 | 21.22
07498333886 | UTP28SP16GR-Q | CU Patch Crd,Cat 6,SD,16ft,GR,Bulk25 | Category 6 Performance, 28 AWG UTP patch cord with TX6™ Modular Plugs on each end. | PC | 1 | 25 | 25 | 1 | 21.22
07498395989 | UTP28SP16GY | CU Patch Crd,Cat 6,SD,16ft,GY | Category 6 Performance, 28 AWG UTP patch cord with TX6™ Modular Plugs on each end. | PC | 1 | 10 | 1 | 1 | 21.22
07498333885 | UTP28SP16GY-Q | CU Patch Crd,Cat 6,SD,16ft,GY,Bulk25 | Category 6 Performance, 28 AWG UTP patch cord with TX6™ Modular Plugs on each end. | PC | 1 | 25 | 25 | 1 | 21.22
07498336409 | UTP28SP16M | CU Patch Crd,Cat 6,SD,16m,IW | Category 6 Performance, 28 AWG UTP patch cord with TX6™ Modular Plugs on each end. | PC | 1 | 10 | 1 | 1 | 42.52
07498336527 | UTP28SP16MBL | CU Patch Crd,Cat 6,SD,16m,BL | Category 6 Performance, 28 AWG UTP patch cord with TX6™ Modular Plugs on each end. | PC | 1 | 10 | 1 | 1 | 42.52
07498338892 | UTP28SP16MBU | CU Patch Crd,Cat 6,SD,16m,BU | Category 6 Performance, 28 AWG UTP patch cord with TX6™ Modular Plugs on each end. | PC | 1 | 10 | 1 | 1 | 42.52
07498338895 | UTP28SP16MGR | CU Patch Crd,Cat 6,SD,16m,GR | Category 6 Performance, 28 AWG UTP patch cord with TX6™ Modular Plugs on each end. | PC | 1 | 10 | 1 | 1 | 42.52
07498338899 | UTP28SP16MGY | CU Patch Crd,Cat 6,SD,16m,GY | Category 6 Performance, 28 AWG UTP patch cord with TX6™ Modular Plugs on each end. | PC | 1 | 10 | 1 | 1 | 42.52
07498338898 | UTP28SP16MOR | CU Patch Crd,Cat 6,SD,16m,OR | Category 6 Performance, 28 AWG UTP patch cord with TX6™ Modular Plugs on each end. Orange, 16 meters. | PC | 1 | 10 | 1 | 1 | 42.52
07498336599 | UTP28SP16MRD | CU Patch Crd,Cat 6,SD,16m,RD | Category 6 Performance, 28 AWG UTP patch cord with TX6™ Modular Plugs on each end. Red, 16 meters. | PC | 1 | 10 | 1 | 1 | 42.52
07498338905 | UTP28SP16MVL | CU Patch Crd,Cat 6,SD,16m,VL | Category 6 Performance, 28 AWG UTP patch cord with TX6™ Modular Plugs on each end. | PC | 1 | 10 | 1 | 1 | 42.52
07498338904 | UTP28SP16MYL | CU Patch Crd,Cat 6,SD,16m,YL | Category 6 Performance, 28 AWG UTP patch cord with TX6™ Modular Plugs on each end. | PC | 1 | 10 | 1 | 1 | 42.52
07498365500 | UTP28SP16OR | CU Patch Crd,Cat 6,SD,16ft,OR | Category 6 Performance, 28 AWG UTP patch cord with TX6™ Modular Plugs on each end. | PC | 1 | 10 | 1 | 1 | 21.22
07498333887 | UTP28SP16OR-Q | CU Patch Crd,Cat 6,SD,16ft,OR,Bulk25 | Category 6 Performance, 28 AWG UTP patch cord with TX6™ Modular Plugs on each end. Orange, 16 ft. | PC | 1 | 25 | 25 | 1 | 21.22
07498362521 | UTP28SP16PK | CU Patch Crd,Cat 6,SD,16ft,PK | Category 6 Performance, 28 AWG UTP patch cord with TX6™ Modular Plugs on each end. Pink, 16 ft. | PC | 1 | 10 | 1 | 1 | 21.22
07498365505 | UTP28SP16RD | CU Patch Crd,Cat 6,SD,16ft,RD | Category 6 Performance, 28 AWG UTP patch cord with TX6™ Modular Plugs on each end. | PC | 1 | 10 | 1 | 1 | 21.22
07498333888 | UTP28SP16RD-Q | CU Patch Crd,Cat 6,SD,16ft,RD,Bulk25 | Category 6 Performance, 28 AWG UTP patch cord with TX6™ Modular Plugs on each end. Red, 16 ft. | PC | 1 | 25 | 25 | 1 | 21.22
07498365507 | UTP28SP16VL | CU Patch Crd,Cat 6,SD,16ft,VL | Category 6 Performance, 28 AWG UTP patch cord with TX6™ Modular Plugs on each end. | PC | 1 | 10 | 1 | 1 | 21.22
07498333892 | UTP28SP16VL-Q | CU Patch Crd,Cat 6,SD,16ft,VL,Bulk25 | Category 6 Performance, 28 AWG UTP patch cord with TX6™ Modular Plugs on each end. | PC | 1 | 25 | 25 | 1 | 21.22
07498365506 | UTP28SP16YL | CU Patch Crd,Cat 6,SD,16ft,YL | Category 6 Performance, 28 AWG UTP patch cord with TX6™ Modular Plugs on each end. | PC | 1 | 10 | 1 | 1 | 21.22
07498333893 | UTP28SP16YL-Q | CU Patch Crd,Cat 6,SD,16ft,YL,Bulk25 | Category 6 Performance, 28 AWG UTP patch cord with TX6™ Modular Plugs on each end. | PC | 1 | 25 | 25 | 1 | 21.22
07498365473 | UTP28SP17 | CU Patch Crd,Cat 6,SD,17ft,IW | Category 6 Performance, 28 AWG UTP patch cord with TX6™ Modular Plugs on each end. | PC | 1 | 10 | 1 | 1 | 21.82
07498328003 | UTP28SP17-Q | CU Patch Crd,Cat 6,SD,17ft,IW,Bulk25 | Category 6 Performance, 28 AWG UTP patch cord with TX6™ Modular Plugs on each end. | PC | 1 | 25 | 25 | 1 | 21.82
07498365483 | UTP28SP17BL | CU Patch Crd,Cat 6,SD,17ft,BL | Category 6 Performance, 28 AWG UTP patch cord with TX6™ Modular Plugs on each end. | PC | 1 | 10 | 1 | 1 | 21.82
07498333895 | UTP28SP17BL-Q | CU Patch Crd,Cat 6,SD,17ft,BL | Category 6 Performance, 28 AWG UTP patch cord with TX6™ Modular Plugs on each end. | PC | 1 | 25 | 25 | 1 | 21.82
07498365478 | UTP28SP17BU | CU Patch Crd,Cat 6,SD,17ft,BU | Category 6 Performance, 28 AWG UTP patch cord with TX6™ Modular Plugs on each end. | PC | 1 | 10 | 1 | 1 | 21.82
07498333896 | UTP28SP17BU-Q | CU Patch Crd,Cat 6,SD,17ft,BU,Bulk25 | Category 6 Performance, 28 AWG UTP patch cord with TX6™ Modular Plugs on each end. | PC | 1 | 25 | 25 | 1 | 21.82
07498365495 | UTP28SP17GR | CU Patch Crd,Cat 6,SD,17ft,GR | Category 6 Performance, 28 AWG UTP patch cord with TX6™ Modular Plugs on each end. | PC | 1 | 10 | 1 | 1 | 21.82
07498333900 | UTP28SP17GR-Q | CU Patch Crd,Cat 6,SD,17ft,GR,Bulk25 | Category 6 Performance, 28 AWG UTP patch cord with TX6™ Modular Plugs on each end. | PC | 1 | 25 | 25 | 1 | 21.82
07498395990 | UTP28SP17GY | CU Patch Crd,Cat 6,SD,17ft,GY | Category 6 Performance, 28 AWG UTP patch cord with TX6™ Modular Plugs on each end. | PC | 1 | 10 | 1 | 1 | 21.82
07498333903 | UTP28SP17GY-Q | CU Patch Crd,Cat 6,SD,17ft,GY,Bulk25 | Category 6 Performance, 28 AWG UTP patch cord with TX6™ Modular Plugs on each end. | PC | 1 | 25 | 25 | 1 | 21.82
07498336410 | UTP28SP17M | CU Patch Crd,Cat 6,SD,17m,IW | Category 6 Performance, 28 AWG UTP patch cord with TX6™ Modular Plugs on each end. | PC | 1 | 10 | 1 | 1 | 44.42
07498336528 | UTP28SP17MBL | CU Patch Crd,Cat 6,SD,17m,BL | Category 6 Performance, 28 AWG UTP patch cord with TX6™ Modular Plugs on each end. | PC | 1 | 10 | 1 | 1 | 44.42
07498338908 | UTP28SP17MBU | CU Patch Crd,Cat 6,SD,17m,BU | Category 6 Performance, 28 AWG UTP patch cord with TX6™ Modular Plugs on each end. | PC | 1 | 10 | 1 | 1 | 44.42
07498338911 | UTP28SP17MGR | CU Patch Crd,Cat 6,SD,17m,GR | Category 6 Performance, 28 AWG UTP patch cord with TX6™ Modular Plugs on each end. | PC | 1 | 10 | 1 | 1 | 44.42
07498338919 | UTP28SP17MGY | CU Patch Crd,Cat 6,SD,17m,GY | Category 6 Performance, 28 AWG UTP patch cord with TX6™ Modular Plugs on each end. | PC | 1 | 10 | 1 | 1 | 44.42
07498336590 | UTP28SP17MOR | CU Patch Crd,Cat 6,SD,17m,OR | Category 6 Performance, 28 AWG UTP patch cord with TX6™ Modular Plugs on each end. Orange, 17 meters. | PC | 1 | 10 | 1 | 1 | 44.42
07498336600 | UTP28SP17MRD | CU Patch Crd,Cat 6,SD,17m,RD | Category 6 Performance, 28 AWG UTP patch cord with TX6™ Modular Plugs on each end. Red, 17 meters. | PC | 1 | 10 | 1 | 1 | 44.42
07498336633 | UTP28SP17MVL | CU Patch Crd,Cat 6,SD,17m,VL | Category 6 Performance, 28 AWG UTP patch cord with TX6™ Modular Plugs on each end. | PC | 1 | 10 | 1 | 1 | 44.42
07498336642 | UTP28SP17MYL | CU Patch Crd,Cat 6,SD,17m,YL | Category 6 Performance, 28 AWG UTP patch cord with TX6™ Modular Plugs on each end. | PC | 1 | 10 | 1 | 1 | 44.42
07498365501 | UTP28SP17OR | CU Patch Crd,Cat 6,SD,17ft,OR | Category 6 Performance, 28 AWG UTP patch cord with TX6™ Modular Plugs on each end. | PC | 1 | 10 | 1 | 1 | 21.82
07498333901 | UTP28SP17OR-Q | CU Patch Crd,Cat 6,SD,17ft,OR,Bulk25 | Category 6 Performance, 28 AWG UTP patch cord with TX6™ Modular Plugs on each end. Orange, 17 ft. | PC | 1 | 25 | 25 | 1 | 21.82
07498362522 | UTP28SP17PK | CU Patch Crd,Cat 6,SD,17ft,PK | Category 6 Performance, 28 AWG UTP patch cord with TX6™ Modular Plugs on each end. Pink, 17 ft. | PC | 1 | 10 | 1 | 1 | 21.82
07498365508 | UTP28SP17RD | CU Patch Crd,Cat 6,SD,17ft,RD | Category 6 Performance, 28 AWG UTP patch cord with TX6™ Modular Plugs on each end. | PC | 1 | 10 | 1 | 1 | 21.82
07498333902 | UTP28SP17RD-Q | CU Patch Crd,Cat 6,SD,17ft,RD,Bulk25 | Category 6 Performance, 28 AWG UTP patch cord with TX6™ Modular Plugs on each end. Red, 17 ft. | PC | 1 | 25 | 25 | 1 | 21.82
07498365511 | UTP28SP17VL | CU Patch Crd,Cat 6,SD,17ft,VL | Category 6 Performance, 28 AWG UTP patch cord with TX6™ Modular Plugs on each end. | PC | 1 | 10 | 1 | 1 | 21.82
07498333908 | UTP28SP17VL-Q | CU Patch Crd,Cat 6,SD,17ft,VL,Bulk25 | Category 6 Performance, 28 AWG UTP patch cord with TX6™ Modular Plugs on each end. | PC | 1 | 25 | 25 | 1 | 21.82
07498365510 | UTP28SP17YL | CU Patch Crd,Cat 6,SD,17ft,YL | Category 6 Performance, 28 AWG UTP patch cord with TX6™ Modular Plugs on each end. | PC | 1 | 10 | 1 | 1 | 21.82
07498333909 | UTP28SP17YL-Q | CU Patch Crd,Cat 6,SD,17ft,YL,Bulk | Category 6 Performance, 28 AWG UTP patch cord with TX6™ Modular Plugs on each end. | PC | 1 | 25 | 25 | 1 | 21.82
07498365474 | UTP28SP18 | CU Patch Crd,Cat 6,SD,18ft,IW | Category 6 Performance, 28 AWG UTP patch cord with TX6™ Modular Plugs on each end. | PC | 1 | 10 | 1 | 1 | 22.38
07498328004 | UTP28SP18-Q | CU Patch Crd,Cat 6,SD,18ft,IW,Bulk25 | Category 6 Performance, 28 AWG UTP patch cord with TX6™ Modular Plugs on each end. | PC | 1 | 25 | 25 | 1 | 22.38
07498365485 | UTP28SP18BL | CU Patch Crd,Cat 6,SD,18ft,BL | Category 6 Performance, 28 AWG UTP patch cord with TX6™ Modular Plugs on each end. | PC | 1 | 10 | 1 | 1 | 22.38
07498334083 | UTP28SP18BL-Q | CU Patch Crd,Cat 6,SD,18ft,BL,Bulk25 | Category 6 Performance, 28 AWG UTP patch cord with TX6™ Modular Plugs on each end. | PC | 1 | 25 | 25 | 1 | 22.38
07498365479 | UTP28SP18BU | CU Patch Crd,Cat 6,SD,18ft,BU | Category 6 Performance, 28 AWG UTP patch cord with TX6™ Modular Plugs on each end. | PC | 1 | 10 | 1 | 1 | 22.38
07498334084 | UTP28SP18BU-Q | CU Patch Crd,Cat 6,SD,18ft,BU,Bulk25 | Category 6 Performance, 28 AWG UTP patch cord with TX6™ Modular Plugs on each end. | PC | 1 | 25 | 25 | 1 | 22.38
07498365496 | UTP28SP18GR | CU Patch Crd,Cat 6,SD,18ft,GR | Category 6 Performance, 28 AWG UTP patch cord with TX6™ Modular Plugs on each end. | PC | 1 | 10 | 1 | 1 | 22.38
07498334089 | UTP28SP18GR-Q | CU Patch Crd,Cat 6,SD,18ft,GR,Bulk25 | Category 6 Performance, 28 AWG UTP patch cord with TX6™ Modular Plugs on each end. | PC | 1 | 25 | 25 | 1 | 22.38
07498395991 | UTP28SP18GY | CU Patch Crd,Cat 6,SD,18ft,GY | Category 6 Performance, 28 AWG UTP patch cord with TX6™ Modular Plugs on each end. | PC | 1 | 10 | 1 | 1 | 22.38
07498334090 | UTP28SP18GY-Q | CU Patch Crd,Cat 6,SD,18ft,GY,Bulk25 | Category 6 Performance, 28 AWG UTP patch cord with TX6™ Modular Plugs on each end. | PC | 1 | 25 | 25 | 1 | 22.38
07498336411 | UTP28SP18M | CU Patch Crd,Cat 6,SD,18m,IW | Category 6 Performance, 28 AWG UTP patch cord with TX6™ Modular Plugs on each end. | PC | 1 | 10 | 1 | 1 | 46.34
07498336530 | UTP28SP18MBL | CU Patch Crd,Cat 6,SD,18m,BL | Category 6 Performance, 28 AWG UTP patch cord with TX6™ Modular Plugs on each end. | PC | 1 | 10 | 1 | 1 | 46.34
07498336557 | UTP28SP18MBU | CU Patch Crd,Cat 6,SD,18m,BU | Category 6 Performance, 28 AWG UTP patch cord with TX6™ Modular Plugs on each end. | PC | 1 | 10 | 1 | 1 | 46.34
07498336581 | UTP28SP18MGR | CU Patch Crd,Cat 6,SD,18m,GR | Category 6 Performance, 28 AWG UTP patch cord with TX6™ Modular Plugs on each end. | PC | 1 | 10 | 1 | 1 | 46.34
07498336571 | UTP28SP18MGY | CU Patch Crd,Cat 6,SD,18m,GY | Category 6 Performance, 28 AWG UTP patch cord with TX6™ Modular Plugs on each end. | PC | 1 | 10 | 1 | 1 | 46.34
07498336591 | UTP28SP18MOR | CU Patch Crd,Cat 6,SD,18m,OR | Category 6 Performance, 28 AWG UTP patch cord with TX6™ Modular Plugs on each end. Orange, 18 meters. | PC | 1 | 10 | 1 | 1 | 46.34
07498336603 | UTP28SP18MRD | CU Patch Crd,Cat 6,SD,18m,RD | Category 6 Performance, 28 AWG UTP patch cord with TX6™ Modular Plugs on each end. Red, 18 meters. | PC | 1 | 10 | 1 | 1 | 46.34
07498336634 | UTP28SP18MVL | CU Patch Crd,Cat 6,SD,18m,VL | Category 6 Performance, 28 AWG UTP patch cord with TX6™ Modular Plugs on each end. | PC | 1 | 10 | 1 | 1 | 46.34
07498336643 | UTP28SP18MYL | CU Patch Crd,Cat 6,SD,18m,YL | Category 6 Performance, 28 AWG UTP patch cord with TX6™ Modular Plugs on each end. | PC | 1 | 10 | 1 | 1 | 46.34
07498365502 | UTP28SP18OR | CU Patch Crd,Cat 6,SD,18ft,OR | Category 6 Performance, 28 AWG UTP patch cord with TX6™ Modular Plugs on each end. | PC | 1 | 10 | 1 | 1 | 22.38
07498334091 | UTP28SP18OR-Q | CU Patch Crd,Cat 6,SD,18ft,OR,Bulk25 | Category 6 Performance, 28 AWG UTP patch cord with TX6™ Modular Plugs on each end. Orange, 18 ft. | PC | 1 | 25 | 25 | 1 | 22.38
07498362523 | UTP28SP18PK | CU Patch Crd,Cat 6,SD,18ft,PK | Category 6 Performance, 28 AWG UTP patch cord with TX6™ Modular Plugs on each end. Pink, 18 ft. | PC | 1 | 10 | 1 | 1 | 22.38
07498365514 | UTP28SP18RD | CU Patch Crd,Cat 6,SD,18ft,RD | Category 6 Performance, 28 AWG UTP patch cord with TX6™ Modular Plugs on each end. | PC | 1 | 10 | 1 | 1 | 22.38
07498334092 | UTP28SP18RD-Q | CU Patch Crd,Cat 6,SD,18ft,RD,Bulk25 | Category 6 Performance, 28 AWG UTP patch cord with TX6™ Modular Plugs on each end. Red, 18 ft. | PC | 1 | 25 | 25 | 1 | 22.38
07498365512 | UTP28SP18VL | CU Patch Crd,Cat 6,SD,18ft,VL | Category 6 Performance, 28 AWG UTP patch cord with TX6™ Modular Plugs on each end. | PC | 1 | 10 | 1 | 1 | 22.38
07498334095 | UTP28SP18VL-Q | CU Patch Crd,Cat 6,SD,18ft,VL,Bulk25 | Category 6 Performance, 28 AWG UTP patch cord with TX6™ Modular Plugs on each end. | PC | 1 | 25 | 25 | 1 | 22.38
07498365513 | UTP28SP18YL | CU Patch Crd,Cat 6,SD,18ft,YL | Category 6 Performance, 28 AWG UTP patch cord with TX6™ Modular Plugs on each end. | PC | 1 | 10 | 1 | 1 | 22.38
07498334093 | UTP28SP18YL-Q | CU Patch Crd,Cat 6,SD,18ft,YL,Bulk25 | Category 6 Performance, 28 AWG UTP patch cord with TX6™ Modular Plugs on each end. | PC | 1 | 25 | 25 | 1 | 22.38
07498365475 | UTP28SP19 | CU Patch Crd,Cat 6,SD,19ft,IW | Category 6 Performance, 28 AWG UTP patch cord with TX6™ Modular Plugs on each end. | PC | 1 | 10 | 1 | 1 | 22.96
07498328005 | UTP28SP19-Q | CU Patch Crd,Cat 6,SD,19ft,IW,Bulk25 | Category 6 Performance, 28 AWG UTP patch cord with TX6™ Modular Plugs on each end. | PC | 1 | 25 | 25 | 1 | 22.96
07498365490 | UTP28SP19BL | CU Patch Crd,Cat 6,SD,19ft,BL | Category 6 Performance, 28 AWG UTP patch cord with TX6™ Modular Plugs on each end. | PC | 1 | 10 | 1 | 1 | 22.96
07498334097 | UTP28SP19BL-Q | CU Patch Crd,Cat 6,SD,19ft,BL,Bulk25 | Category 6 Performance, 28 AWG UTP patch cord with TX6™ Modular Plugs on each end. | PC | 1 | 25 | 25 | 1 | 22.96
07498365480 | UTP28SP19BU | CU Patch Crd,Cat 6,SD,19ft,BU | Category 6 Performance, 28 AWG UTP patch cord with TX6™ Modular Plugs on each end. | PC | 1 | 10 | 1 | 1 | 22.96
07498334098 | UTP28SP19BU-Q | CU Patch Crd,Cat 6,SD,19ft,BU,Bulk25 | Category 6 Performance, 28 AWG UTP patch cord with TX6™ Modular Plugs on each end. | PC | 1 | 25 | 25 | 1 | 22.96
07498365497 | UTP28SP19GR | CU Patch Crd,Cat 6,SD,19ft,GR | Category 6 Performance, 28 AWG UTP patch cord with TX6™ Modular Plugs on each end. | PC | 1 | 10 | 1 | 1 | 22.96
07498334099 | UTP28SP19GR-Q | CU Patch Crd,Cat 6,SD,19ft,GR,Bulk25 | Category 6 Performance, 28 AWG UTP patch cord with TX6™ Modular Plugs on each end. | PC | 1 | 25 | 25 | 1 | 22.96
07498395992 | UTP28SP19GY | CU Patch Crd,Cat 6,SD,19ft,GY | Category 6 Performance, 28 AWG UTP patch cord with TX6™ Modular Plugs on each end. | PC | 1 | 10 | 1 | 1 | 22.96
07498334100 | UTP28SP19GY-Q | CU Patch Crd,Cat 6,SD,19ft,GY,Bulk25 | Category 6 Performance, 28 AWG UTP patch cord with TX6™ Modular Plugs on each end. | PC | 1 | 25 | 25 | 1 | 22.96
07498336412 | UTP28SP19M | CU Patch Crd,Cat 6,SD,19m,IW | Category 6 Performance, 28 AWG UTP patch cord with TX6™ Modular Plugs on each end. | PC | 1 | 10 | 1 | 1 | 48.26
07498336531 | UTP28SP19MBL | CU Patch Crd,Cat 6,SD,19m,BL | Category 6 Performance, 28 AWG UTP patch cord with TX6™ Modular Plugs on each end. | PC | 1 | 10 | 1 | 1 | 48.26
07498336560 | UTP28SP19MBU | CU Patch Crd,Cat 6,SD,19m,BU | Category 6 Performance, 28 AWG UTP patch cord with TX6™ Modular Plugs on each end. | PC | 1 | 10 | 1 | 1 | 48.26
07498336582 | UTP28SP19MGR | CU Patch Crd,Cat 6,SD,19m,GR | Category 6 Performance, 28 AWG UTP patch cord with TX6™ Modular Plugs on each end. | PC | 1 | 10 | 1 | 1 | 48.26
07498336572 | UTP28SP19MGY | CU Patch Crd,Cat 6,SD,19m,GY | Category 6 Performance, 28 AWG UTP patch cord with TX6™ Modular Plugs on each end. | PC | 1 | 10 | 1 | 1 | 48.26
07498336592 | UTP28SP19MOR | CU Patch Crd,Cat 6,SD,19m,OR | Category 6 Performance, 28 AWG UTP patch cord with TX6™ Modular Plugs on each end. Orange, 19 meters. | PC | 1 | 10 | 1 | 1 | 48.26
07498336604 | UTP28SP19MRD | CU Patch Crd,Cat 6,SD,19m,RD | Category 6 Performance, 28 AWG UTP patch cord with TX6™ Modular Plugs on each end. Red, 19 meters. | PC | 1 | 10 | 1 | 1 | 48.26
07498336635 | UTP28SP19MVL | CU Patch Crd,Cat 6,SD,19m,VL | Category 6 Performance, 28 AWG UTP patch cord with TX6™ Modular Plugs on each end. | PC | 1 | 10 | 1 | 1 | 48.26
07498336644 | UTP28SP19MYL | CU Patch Crd,Cat 6,SD,19m,YL | Category 6 Performance, 28 AWG UTP patch cord with TX6™ Modular Plugs on each end. | PC | 1 | 10 | 1 | 1 | 48.26
07498365503 | UTP28SP19OR | CU Patch Crd,Cat 6,SD,19ft,OR | Category 6 Performance, 28 AWG UTP patch cord with TX6™ Modular Plugs on each end. | PC | 1 | 10 | 1 | 1 | 22.96
07498334102 | UTP28SP19OR-Q | CU Patch Crd,Cat 6,SD,19ft,OR,Bulk25 | Category 6 Performance, 28 AWG UTP patch cord with TX6™ Modular Plugs on each end. Orange, 19 ft. | PC | 1 | 25 | 25 | 1 | 22.96
07498362524 | UTP28SP19PK | CU Patch Crd,Cat 6,SD,19ft,PK | Category 6 Performance, 28 AWG UTP patch cord with TX6™ Modular Plugs on each end. Pink, 19 ft. | PC | 1 | 10 | 1 | 1 | 22.96
07498365521 | UTP28SP19RD | CU Patch Crd,Cat 6,SD,19ft,RD | Category 6 Performance, 28 AWG UTP patch cord with TX6™ Modular Plugs on each end. | PC | 1 | 10 | 1 | 1 | 22.96
07498334101 | UTP28SP19RD-Q | CU Patch Crd,Cat 6,SD,19ft,RD,Bulk25 | Category 6 Performance, 28 AWG UTP patch cord with TX6™ Modular Plugs on each end. Red, 19 ft. | PC | 1 | 25 | 25 | 1 | 22.96
07498365527 | UTP28SP19VL | CU Patch Crd,Cat 6,SD,19ft,VL | Category 6 Performance, 28 AWG UTP patch cord with TX6™ Modular Plugs on each end. | PC | 1 | 10 | 1 | 1 | 22.96
07498334103 | UTP28SP19VL-Q | CU Patch Crd,Cat 6,SD,19ft,VL,Bulk25 | Category 6 Performance, 28 AWG UTP patch cord with TX6™ Modular Plugs on each end. | PC | 1 | 25 | 25 | 1 | 22.96
07498365528 | UTP28SP19YL | CU Patch Crd,Cat 6,SD,19ft,YL | Category 6 Performance, 28 AWG UTP patch cord with TX6™ Modular Plugs on each end. | PC | 1 | 10 | 1 | 1 | 22.96
07498334104 | UTP28SP19YL-Q | CU Patch Crd,Cat 6,SD,19ft,YL,Bulk25 | Category 6 Performance, 28 AWG UTP patch cord with TX6™ Modular Plugs on each end. | PC | 1 | 25 | 25 | 1 | 22.96
07498365135 | UTP28SP1BL | CU Patch Crd,Cat 6,SD,1ft,BL | The TX6-28™ Cat 6 UTP Patch Cord is constructed of 28 AWG, unshielded, twisted pair, stranded, CM/LSZH cable with enhanced performance modular plugs. The use of 28 AWG cable ensures that this patch cord has a small diameter, making it easy to install and | PC | 1 | 10 | 1 | 1 | 12.48
07498327888 | UTP28SP1BL-Q | CU Patch Crd,Cat 6,SD,1ft,BL,Bulk25 | Category 6 Performance, 28 AWG UTP patch cord with TX6™ Modular Plugs on each end. | PC | 1 | 25 | 25 | 1 | 12.48
07498365134 | UTP28SP1BU | CU Patch Crd,Cat 6,SD,1ft,BU | The TX6-28™ Cat 6 UTP Patch Cord is constructed of 28 AWG, unshielded, twisted pair, stranded, CM/LSZH cable with enhanced performance modular plugs. The use of 28 AWG cable ensures that this patch cord has a small diameter, making it easy to install and | PC | 1 | 10 | 1 | 1 | 12.48
07498327869 | UTP28SP1BU-Q | CU Patch Crd,Cat 6,SD,1ft,BU,Bulk25 | Category 6 Performance, 28 AWG UTP patch cord with TX6™ Modular Plugs on each end. | PC | 1 | 25 | 25 | 1 | 12.48
07498365136 | UTP28SP1GR | CU Patch Crd,Cat 6,SD,1ft,GR | The TX6-28™ Cat 6 UTP Patch Cord is constructed of 28 AWG, unshielded, twisted pair, stranded, CM/LSZH cable with enhanced performance modular plugs. The use of 28 AWG cable ensures that this patch cord has a small diameter, making it easy to install and | PC | 1 | 10 | 1 | 1 | 12.48
07498327889 | UTP28SP1GR-Q | CU Patch Crd,Cat 6,SD,1ft,GR,Bulk25 | Category 6 Performance, 28 AWG UTP patch cord with TX6™ Modular Plugs on each end. | PC | 1 | 25 | 25 | 1 | 12.48
07498395968 | UTP28SP1GY | CU Patch Crd,Cat 6,SD,1ft,GY | Category 6 Performance, 28 AWG UTP patch cord with TX6™ Modular Plugs on each end. Gray, 1 ft. | PC | 1 | 10 | 1 | 1 | 12.48
07498327892 | UTP28SP1GY-Q | CU Patch Crd,Cat 6,SD,1ft,GY,Bulk25 | Category 6 Performance, 28 AWG UTP patch cord with TX6™ Modular Plugs on each end. | PC | 1 | 25 | 25 | 1 | 12.48
07498365666 | UTP28SP1M | CU Patch Crd,Cat 6,SD,1m,IW | The TX6-28™ Cat 6 UTP Patch Cord is constructed of 28 AWG, unshielded, twisted pair, stranded, CM/LSZH cable with enhanced performance modular plugs. The use of 28 AWG cable ensures that this patch cord has a small diameter, making it easy to install and | PC | 1 | 10 | 1 | 1 | 13.82
07498327187 | UTP28SP1M-Q | CU Patch Crd,Cat 6,SD,1m,IW,Bulk25 | Category 6 Performance, 28 AWG UTP patch cord with TX6™ Modular Plugs on each end. | PC | 1 | 25 | 25 | 1 | 13.82
07498365667 | UTP28SP1MBL | CU Patch Crd,Cat 6,SD,1m,BL | The TX6-28™ Cat 6 UTP Patch Cord is constructed of 28 AWG, unshielded, twisted pair, stranded, CM/LSZH cable with enhanced performance modular plugs. The use of 28 AWG cable ensures that this patch cord has a small diameter, making it easy to install and | PC | 1 | 10 | 1 | 1 | 13.82
07498327925 | UTP28SP1MBL-Q | CU Patch Crd,Cat 6,SD,1m,BL,Bulk25 | Category 6 Performance, 28 AWG UTP patch cord with TX6™ Modular Plugs on each end. | PC | 1 | 25 | 25 | 1 | 13.82
07498365668 | UTP28SP1MBU | CU Patch Crd,Cat 6,SD,1m,BU | The TX6-28™ Cat 6 UTP Patch Cord is constructed of 28 AWG, unshielded, twisted pair, stranded, CM/LSZH cable with enhanced performance modular plugs. The use of 28 AWG cable ensures that this patch cord has a small diameter, making it easy to install and | PC | 1 | 10 | 1 | 1 | 13.82
07498327926 | UTP28SP1MBU-Q | CU Patch Crd,Cat 6,SD,1m,BU,Bulk25 | Category 6 Performance, 28 AWG UTP patch cord with TX6™ Modular Plugs on each end. | PC | 1 | 25 | 25 | 1 | 13.82
07498365669 | UTP28SP1MGR | CU Patch Crd,Cat 6,SD,1m,GR | The TX6-28™ Cat 6 UTP Patch Cord is constructed of 28 AWG, unshielded, twisted pair, stranded, CM/LSZH cable with enhanced performance modular plugs. The use of 28 AWG cable ensures that this patch cord has a small diameter, making it easy to install and | PC | 1 | 10 | 1 | 1 | 13.82
07498327927 | UTP28SP1MGR-Q | CU Patch Crd,Cat 6,SD,1m,GR,Bulk25 | Category 6 Performance, 28 AWG UTP patch cord with TX6™ Modular Plugs on each end. | PC | 1 | 25 | 25 | 1 | 13.82
07498396007 | UTP28SP1MGY | CU Patch Crd,Cat 6,SD,1m,GY | Category 6 Performance, 28 AWG UTP patch cord with TX6™ Modular Plugs on each end. Gray, 1 meters. | PC | 1 | 10 | 1 | 1 | 13.82
07498327928 | UTP28SP1MGY-Q | CU Patch Crd,Cat 6,SD,1m,GY,Bulk25 | Category 6 Performance, 28 AWG UTP patch cord with TX6™ Modular Plugs on each end. | PC | 1 | 25 | 25 | 1 | 13.82
07498365670 | UTP28SP1MOR | CU Patch Crd,Cat 6,SD,1m,OR | Category 6 Performance, 28 AWG UTP patch cord with TX6™ Modular Plugs on each end. | PC | 1 | 10 | 1 | 1 | 13.82
07498327929 | UTP28SP1MOR-Q | CU Patch Crd,Cat 6,SD,1m,OR,Bulk25 | Category 6 Performance, 28 AWG UTP patch cord with TX6™ Modular Plugs on each end. Orange, 1 meters. | PC | 1 | 25 | 25 | 1 | 13.82
07498362483 | UTP28SP1MPK | CU Patch Crd,Cat 6,SD,1m,PK | Category 6 Performance, 28 AWG UTP patch cord with TX6™ Modular Plugs on each end. Pink, 1 meters. | PC | 1 | 10 | 1 | 1 | 13.82
07498365671 | UTP28SP1MRD | CU Patch Crd,Cat 6,SD,1m,RD | The TX6-28™ Cat 6 UTP Patch Cord is constructed of 28 AWG, unshielded, twisted pair, stranded, CM/LSZH cable with enhanced performance modular plugs. The use of 28 AWG cable ensures that this patch cord has a small diameter, making it easy to install and | PC | 1 | 10 | 1 | 1 | 13.82
07498327930 | UTP28SP1MRD-Q | CU Patch Crd,Cat 6,SD,1m,Bulk25 | Category 6 Performance, 28 AWG UTP patch cord with TX6™ Modular Plugs on each end. Red, 1 meters. | PC | 1 | 25 | 25 | 1 | 13.82
07498365672 | UTP28SP1MVL | CU Patch Crd,Cat 6,SD,1m,VL | Category 6 Performance, 28 AWG UTP patch cord with TX6™ Modular Plugs on each end. | PC | 1 | 10 | 1 | 1 | 13.82
07498327931 | UTP28SP1MVL-Q | CU Patch Crd,Cat 6,SD,1m,VL,Bulk25 | Category 6 Performance, 28 AWG UTP patch cord with TX6™ Modular Plugs on each end. | PC | 1 | 25 | 25 | 1 | 13.82
07498365673 | UTP28SP1MYL | CU Patch Crd,Cat 6,SD,1m,YL | The TX6-28™ Cat 6 UTP Patch Cord is constructed of 28 AWG, unshielded, twisted pair, stranded, CM/LSZH cable with enhanced performance modular plugs. The use of 28 AWG cable ensures that this patch cord has a small diameter, making it easy to install and | PC | 1 | 10 | 1 | 1 | 13.82
07498327933 | UTP28SP1MYL-Q | CU Patch Crd,Cat 6,SD,1m,YL,Bulk25 | Category 6 Performance, 28 AWG UTP patch cord with TX6™ Modular Plugs on each end. | PC | 1 | 25 | 25 | 1 | 13.82
07498365137 | UTP28SP1OR | CU Patch Crd,Cat 6,SD,1ft,OR | Category 6 Performance, 28 AWG UTP patch cord with TX6™ Modular Plugs on each end. Orange, 1 ft. | PC | 1 | 10 | 1 | 1 | 12.48
07498327893 | UTP28SP1OR-Q | CU Patch Crd,Cat 6,SD,1ft,OR,Bulk25 | Category 6 Performance, 28 AWG UTP patch cord with TX6™ Modular Plugs on each end. Orange, 1 ft, 25pc. | PC | 1 | 25 | 25 | 1 | 12.48
07498362464 | UTP28SP1PK | CU Patch Crd,Cat 6,SD,1ft,PK | Category 6 Performance, 28 AWG UTP patch cord with TX6™ Modular Plugs on each end. Pink, 1 ft. | PC | 1 | 10 | 1 | 1 | 12.48
07498365138 | UTP28SP1RD | CU Patch Crd,Cat 6,SD,1ft,RD | The TX6-28™ Cat 6 UTP Patch Cord is constructed of 28 AWG, unshielded, twisted pair, stranded, CM/LSZH cable with enhanced performance modular plugs. The use of 28 AWG cable ensures that this patch cord has a small diameter, making it easy to install and | PC | 1 | 10 | 1 | 1 | 12.48
07498327894 | UTP28SP1RD-Q | CU Patch Crd,Cat 6,SD,1ft,RD,Bulk25 | Category 6 Performance, 28 AWG UTP patch cord with TX6™ Modular Plugs on each end. Red, 1 ft, 25pc. | PC | 1 | 25 | 25 | 1 | 12.48
07498365139 | UTP28SP1VL | CU Patch Crd,Cat 6,SD,1ft,VL | Category 6 Performance, 28 AWG UTP patch cord with TX6™ Modular Plugs on each end. Violet, 1 ft. | PC | 1 | 10 | 1 | 1 | 12.48
07498327895 | UTP28SP1VL-Q | CU Patch Crd,Cat 6,SD,1ft,VL,Bulk25 | Category 6 Performance, 28 AWG UTP patch cord with TX6™ Modular Plugs on each end. | PC | 1 | 25 | 25 | 1 | 12.48
07498365157 | UTP28SP1YL | CU Patch Crd,Cat 6,SD,1ft,YL | The TX6-28™ Cat 6 UTP Patch Cord is constructed of 28 AWG, unshielded, twisted pair, stranded, CM/LSZH cable with enhanced performance modular plugs. The use of 28 AWG cable ensures that this patch cord has a small diameter, making it easy to install and | PC | 1 | 10 | 1 | 1 | 12.48
07498327896 | UTP28SP1YL-Q | CU Patch Crd,Cat 6,SD,1ft,YL,Bulk25 | Category 6 Performance, 28 AWG UTP patch cord with TX6™ Modular Plugs on each end. | PC | 1 | 25 | 25 | 1 | 12.48
07498365169 | UTP28SP2 | CU Patch Crd,Cat 6,SD,2ft,IW | The TX6-28™ Cat 6 UTP Patch Cord is constructed of 28 AWG, unshielded, twisted pair, stranded, CM/LSZH cable with enhanced performance modular plugs. The use of 28 AWG cable ensures that this patch cord has a small diameter, making it easy to install and | PC | 1 | 10 | 1 | 1 | 13.06
07498327184 | UTP28SP2-Q | CU Patch Crd,Cat 6,SD,2ft,IW,Bulk25 | Category 6 Performance, 28 AWG UTP patch cord with TX6™ Modular Plugs on each end. | PC | 1 | 25 | 25 | 1 | 13.06
07498365703 | UTP28SP2.5M | CU Patch Crd,Cat 6,SD,2.5m,IW | The TX6-28™ Cat 6 UTP Patch Cord is constructed of 28 AWG, unshielded, twisted pair, stranded, CM/LSZH cable with enhanced performance modular plugs. The use of 28 AWG cable ensures that this patch cord has a small diameter, making it easy to install and | PC | 1 | 10 | 1 | 1 | 16.7
07498327990 | UTP28SP2.5M-Q | CU Patch Crd,Cat 6,SD,2.5m,IW,Bulk25 | Category 6 Performance, 28 AWG UTP patch cord with TX6™ Modular Plugs on each end. | PC | 1 | 25 | 25 | 1 | 16.7
07498365704 | UTP28SP2.5MBL | CU Patch Crd,Cat 6,SD,2.5m,BL | The TX6-28™ Cat 6 UTP Patch Cord is constructed of 28 AWG, unshielded, twisted pair, stranded, CM/LSZH cable with enhanced performance modular plugs. The use of 28 AWG cable ensures that this patch cord has a small diameter, making it easy to install and | PC | 1 | 10 | 1 | 1 | 16.7
07498333821 | UTP28SP2.5MBL-Q | CU Patch Crd,Cat 6,SD,2.5m,BL,Bulk25 | Category 6 Performance, 28 AWG UTP patch cord with TX6™ Modular Plugs on each end. | PC | 1 | 25 | 25 | 1 | 16.7
07498365705 | UTP28SP2.5MBU | CU Patch Crd,Cat 6,SD,2.5m,BU | The TX6-28™ Cat 6 UTP Patch Cord is constructed of 28 AWG, unshielded, twisted pair, stranded, CM/LSZH cable with enhanced performance modular plugs. The use of 28 AWG cable ensures that this patch cord has a small diameter, making it easy to install and | PC | 1 | 10 | 1 | 1 | 16.7
07498333822 | UTP28SP2.5MBU-Q | CU Patch Crd,Cat 6,SD,2.5m,BU,Bulk25 | Category 6 Performance, 28 AWG UTP patch cord with TX6™ Modular Plugs on each end. | PC | 1 | 25 | 25 | 1 | 16.7
07498365706 | UTP28SP2.5MGR | CU Patch Crd,Cat 6,SD,2.5m,GR | The TX6-28™ Cat 6 UTP Patch Cord is constructed of 28 AWG, unshielded, twisted pair, stranded, CM/LSZH cable with enhanced performance modular plugs. The use of 28 AWG cable ensures that this patch cord has a small diameter, making it easy to install and | PC | 1 | 10 | 1 | 1 | 16.7
07498333828 | UTP28SP2.5MGR-Q | CU Patch Crd,Cat 6,SD,2.5m,GR,Bulk25 | Category 6 Performance, 28 AWG UTP patch cord with TX6™ Modular Plugs on each end. | PC | 1 | 25 | 25 | 1 | 16.7
07498396013 | UTP28SP2.5MGY | CU Patch Crd,Cat 6,SD,2.5m,GY | Category 6 Performance, 28 AWG UTP patch cord with TX6™ Modular Plugs on each end. Gray, 2.5 meters. | PC | 1 | 10 | 1 | 1 | 16.7
07498333823 | UTP28SP2.5MGY-Q | CU Patch Crd,Cat 6,SD,2.5m,GY,Bulk25 | Category 6 Performance, 28 AWG UTP patch cord with TX6™ Modular Plugs on each end. | PC | 1 | 25 | 25 | 1 | 16.7
07498365707 | UTP28SP2.5MOR | CU Patch Crd,Cat 6,SD,2.5m,OR | Category 6 Performance, 28 AWG UTP patch cord with TX6™ Modular Plugs on each end. | PC | 1 | 10 | 1 | 1 | 16.7
07498333829 | UTP28SP2.5MOR-Q | CU Patch Crd,Cat 6,SD,2.5m,OR,Bulk25 | Category 6 Performance, 28 AWG UTP patch cord with TX6™ Modular Plugs on each end. Orange, 2.5 meters. | PC | 1 | 25 | 25 | 1 | 16.7
07498362516 | UTP28SP2.5MPK | CU Patch Crd,Cat 6,SD,2.5m,PK | Category 6 Performance, 28 AWG UTP patch cord with TX6™ Modular Plugs on each end. Pink, 2.5 meters. | PC | 1 | 10 | 1 | 1 | 16.7
07498365708 | UTP28SP2.5MRD | CU Patch Crd,Cat 6,SD,2.5m,RD | The TX6-28™ Cat 6 UTP Patch Cord is constructed of 28 AWG, unshielded, twisted pair, stranded, CM/LSZH cable with enhanced performance modular plugs. The use of 28 AWG cable ensures that this patch cord has a small diameter, making it easy to install and | PC | 1 | 10 | 1 | 1 | 16.7
07498333830 | UTP28SP2.5MRD-Q | CU Patch Crd,Cat 6,SD,2.5m,RD,Bulk25 | Category 6 Performance, 28 AWG UTP patch cord with TX6™ Modular Plugs on each end. Red, 2.5 meters. | PC | 1 | 25 | 25 | 1 | 16.7
07498365709 | UTP28SP2.5MVL | CU Patch Crd,Cat 6,SD,2.5m,VL | Category 6 Performance, 28 AWG UTP patch cord with TX6™ Modular Plugs on each end. | PC | 1 | 10 | 1 | 1 | 16.7
07498333831 | UTP28SP2.5MVL-Q | CU Patch Crd,Cat 6,SD,2.5m,VL,Bulk25 | Category 6 Performance, 28 AWG UTP patch cord with TX6™ Modular Plugs on each end. | PC | 1 | 25 | 25 | 1 | 16.7
07498365710 | UTP28SP2.5MYL | CU Patch Crd,Cat 6,SD,2.5m,YL | The TX6-28™ Cat 6 UTP Patch Cord is constructed of 28 AWG, unshielded, twisted pair, stranded, CM/LSZH cable with enhanced performance modular plugs. The use of 28 AWG cable ensures that this patch cord has a small diameter, making it easy to install and | PC | 1 | 10 | 1 | 1 | 16.7
07498333836 | UTP28SP2.5MYL-Q | CU Patch Crd,Cat 6,SD,2.5m,YL,Bulk25 | Category 6 Performance, 28 AWG UTP patch cord with TX6™ Modular Plugs on each end. | PC | 1 | 25 | 25 | 1 | 16.7
07498365476 | UTP28SP20 | CU Patch Crd,Cat 6,SD,20ft,IW | The TX6-28™ Cat 6 UTP Patch Cord is constructed of 28 AWG, unshielded, twisted pair, stranded, CM/LSZH cable with enhanced performance modular plugs. The use of 28 AWG cable ensures that this patch cord has a small diameter, making it easy to install and | PC | 1 | 10 | 1 | 1 | 23.54
07498328006 | UTP28SP20-Q | CU Patch Crd,Cat 6,SD,20ft,IW,Bulk25 | Category 6 Performance, 28 AWG UTP patch cord with TX6™ Modular Plugs on each end. | PC | 1 | 25 | 25 | 1 | 23.54
07498365493 | UTP28SP20BL | CU Patch Crd,Cat 6,SD,20ft,BL | The TX6-28™ Cat 6 UTP Patch Cord is constructed of 28 AWG, unshielded, twisted pair, stranded, CM/LSZH cable with enhanced performance modular plugs. The use of 28 AWG cable ensures that this patch cord has a small diameter, making it easy to install and | PC | 1 | 10 | 1 | 1 | 23.54
07498334123 | UTP28SP20BL-Q | CU Patch Crd,Cat 6,SD,20ft,BL,Bulk25 | Category 6 Performance, 28 AWG UTP patch cord with TX6™ Modular Plugs on each end. | PC | 1 | 25 | 25 | 1 | 23.54
07498365481 | UTP28SP20BU | CU Patch Crd,Cat 6,SD,20ft,BU | The TX6-28™ Cat 6 UTP Patch Cord is constructed of 28 AWG, unshielded, twisted pair, stranded, CM/LSZH cable with enhanced performance modular plugs. The use of 28 AWG cable ensures that this patch cord has a small diameter, making it easy to install and | PC | 1 | 10 | 1 | 1 | 23.54
07498334124 | UTP28SP20BU-Q | CU Patch Crd,Cat 6,SD,20ft,BU,Bulk25 | Category 6 Performance, 28 AWG UTP patch cord with TX6™ Modular Plugs on each end. | PC | 1 | 25 | 25 | 1 | 23.54
07498365499 | UTP28SP20GR | CU Patch Crd,Cat 6,SD,20ft,GR | The TX6-28™ Cat 6 UTP Patch Cord is constructed of 28 AWG, unshielded, twisted pair, stranded, CM/LSZH cable with enhanced performance modular plugs. The use of 28 AWG cable ensures that this patch cord has a small diameter, making it easy to install and | PC | 1 | 10 | 1 | 1 | 23.54
07498334129 | UTP28SP20GR-Q | CU Patch Crd,Cat 6,SD,20ft,GR,Bulk25 | Category 6 Performance, 28 AWG UTP patch cord with TX6™ Modular Plugs on each end. | PC | 1 | 25 | 25 | 1 | 23.54
07498395993 | UTP28SP20GY | CU Patch Crd,Cat 6,SD,20ft,GY | Category 6 Performance, 28 AWG UTP patch cord with TX6™ Modular Plugs on each end. | PC | 1 | 10 | 1 | 1 | 23.54
07498334125 | UTP28SP20GY-Q | CU Patch Crd,Cat 6,SD,20ft,GY,Bulk25 | Category 6 Performance, 28 AWG UTP patch cord with TX6™ Modular Plugs on each end. | PC | 1 | 25 | 25 | 1 | 23.54
07498336413 | UTP28SP20M | CU Patch Crd,Cat 6,SD,20m,IW | Category 6 Performance, 28 AWG UTP patch cord with TX6™ Modular Plugs on each end. | PC | 1 | 10 | 1 | 1 | 50.16
07498336532 | UTP28SP20MBL | CU Patch Crd,Cat 6,SD,20m,BL | Category 6 Performance, 28 AWG UTP patch cord with TX6™ Modular Plugs on each end. | PC | 1 | 10 | 1 | 1 | 50.16
07498336561 | UTP28SP20MBU | CU Patch Crd,Cat 6,SD,20m,BU | Category 6 Performance, 28 AWG UTP patch cord with TX6™ Modular Plugs on each end. | PC | 1 | 10 | 1 | 1 | 50.16
07498336583 | UTP28SP20MGR | CU Patch Crd,Cat 6,SD,20m,GR | Category 6 Performance, 28 AWG UTP patch cord with TX6™ Modular Plugs on each end. | PC | 1 | 10 | 1 | 1 | 50.16
07498336573 | UTP28SP20MGY | CU Patch Crd,Cat 6,SD,20m,GY | Category 6 Performance, 28 AWG UTP patch cord with TX6™ Modular Plugs on each end. | PC | 1 | 10 | 1 | 1 | 50.16
07498336593 | UTP28SP20MOR | CU Patch Crd,Cat 6,SD,20m,OR | Category 6 Performance, 28 AWG UTP patch cord with TX6™ Modular Plugs on each end. Orange, 20 meters. | PC | 1 | 10 | 1 | 1 | 50.16
07498336627 | UTP28SP20MRD | CU Patch Crd,Cat 6,SD,20m,RD | Category 6 Performance, 28 AWG UTP patch cord with TX6™ Modular Plugs on each end. Red, 20 meters. | PC | 1 | 10 | 1 | 1 | 50.16
07498336636 | UTP28SP20MVL | CU Patch Crd,Cat 6,SD,20m,VL | Category 6 Performance, 28 AWG UTP patch cord with TX6™ Modular Plugs on each end. | PC | 1 | 10 | 1 | 1 | 50.16
07498336645 | UTP28SP20MYL | CU Patch Crd,Cat 6,SD,20m,YL | Category 6 Performance, 28 AWG UTP patch cord with TX6™ Modular Plugs on each end. | PC | 1 | 10 | 1 | 1 | 50.16
07498365504 | UTP28SP20OR | CU Patch Crd,Cat 6,SD,20ft,OR | Category 6 Performance, 28 AWG UTP patch cord with TX6™ Modular Plugs on each end. | PC | 1 | 10 | 1 | 1 | 23.54
07498334133 | UTP28SP20OR-Q | CU Patch Crd,Cat 6,SD,20ft,OR,Bulk25 | Category 6 Performance, 28 AWG UTP patch cord with TX6™ Modular Plugs on each end. Orange, 20 ft. | PC | 1 | 25 | 25 | 1 | 23.54
07498362525 | UTP28SP20PK | CU Patch Crd,Cat 6,SD,20ft,PK | Category 6 Performance, 28 AWG UTP patch cord with TX6™ Modular Plugs on each end. Pink, 20 ft. | PC | 1 | 10 | 1 | 1 | 23.54
07498365531 | UTP28SP20RD | CU Patch Crd,Cat 6,SD,20ft,RD | The TX6-28™ Cat 6 UTP Patch Cord is constructed of 28 AWG, unshielded, twisted pair, stranded, CM/LSZH cable with enhanced performance modular plugs. The use of 28 AWG cable ensures that this patch cord has a small diameter, making it easy to install and | PC | 1 | 10 | 1 | 1 | 23.54
07498334130 | UTP28SP20RD-Q | CU Patch Crd,Cat 6,SD,20ft,RD,Bulk25 | Category 6 Performance, 28 AWG UTP patch cord with TX6™ Modular Plugs on each end. Red, 21 ft, 25pc. | PC | 1 | 25 | 25 | 1 | 23.54
07498365530 | UTP28SP20VL | CU Patch Crd,Cat 6,SD,20ft,VL | Category 6 Performance, 28 AWG UTP patch cord with TX6™ Modular Plugs on each end. | PC | 1 | 10 | 1 | 1 | 23.54
07498334131 | UTP28SP20VL-Q | CU Patch Crd,Cat 6,SD,20ft,VL,Bulk25 | Category 6 Performance, 28 AWG UTP patch cord with TX6™ Modular Plugs on each end. | PC | 1 | 25 | 25 | 1 | 23.54
07498365529 | UTP28SP20YL | CU Patch Crd,Cat 6,SD,20ft,YL | The TX6-28™ Cat 6 UTP Patch Cord is constructed of 28 AWG, unshielded, twisted pair, stranded, CM/LSZH cable with enhanced performance modular plugs. The use of 28 AWG cable ensures that this patch cord has a small diameter, making it easy to install and | PC | 1 | 10 | 1 | 1 | 23.54
07498334132 | UTP28SP20YL-Q | CU Patch Crd,Cat 6,SD,20ft,YL,Bulk25 | Category 6 Performance, 28 AWG UTP patch cord with TX6™ Modular Plugs on each end. | PC | 1 | 25 | 25 | 1 | 23.54
07498335748 | UTP28SP21 | CU Patch Crd,Cat 6,SD,21ft,IW | Category 6 Performance, 28 AWG UTP patch cord with TX6™ Modular Plugs on each end. | PC | 1 | 10 | 1 | 1 | 24.14
07498335821 | UTP28SP21BL | CU Patch Crd,Cat 6,SD,21ft,BL | Category 6 Performance, 28 AWG UTP patch cord with TX6™ Modular Plugs on each end. | PC | 1 | 10 | 1 | 1 | 24.14
07498335822 | UTP28SP21BU | CU Patch Crd,Cat 6,SD,21ft,BU | Category 6 Performance, 28 AWG UTP patch cord with TX6™ Modular Plugs on each end. | PC | 1 | 10 | 1 | 1 | 24.14
07498335823 | UTP28SP21GR | CU Patch Crd,Cat 6,SD,21ft,GR | Category 6 Performance, 28 AWG UTP patch cord with TX6™ Modular Plugs on each end. | PC | 1 | 10 | 1 | 1 | 24.14
07498335826 | UTP28SP21GY | CU Patch Crd,Cat 6,SD,21ft,GY | Category 6 Performance, 28 AWG UTP patch cord with TX6™ Modular Plugs on each end. | PC | 1 | 10 | 1 | 1 | 24.14
07498371124 | UTP28SP21MBU | CU Patch Crd,Cat 6,SD,21m,BU | Category 6 Performance, 28 AWG UTP patch cord with TX6™ Modular Plugs on each end. | PC | 1 | 10 | 1 | 1 | 52.08
07498335825 | UTP28SP21OR | CU Patch Crd,Cat 6,SD,21ft,OR | Category 6 Performance, 28 AWG UTP patch cord with TX6™ Modular Plugs on each end. Orange, 21 ft. | PC | 1 | 10 | 1 | 1 | 24.14
07498335824 | UTP28SP21RD | CU Patch Crd,Cat 6,SD,21ft,RD | Category 6 Performance, 28 AWG UTP patch cord with TX6™ Modular Plugs on each end. Red, 21 ft. | PC | 1 | 10 | 1 | 1 | 24.14
07498335827 | UTP28SP21VL | CU Patch Crd,Cat 6,SD,21ft,VL | Category 6 Performance, 28 AWG UTP patch cord with TX6™ Modular Plugs on each end. | PC | 1 | 10 | 1 | 1 | 24.14
07498335828 | UTP28SP21YL | CU Patch Crd,Cat 6,SD,21ft,YL | Category 6 Performance, 28 AWG UTP patch cord with TX6™ Modular Plugs on each end. | PC | 1 | 10 | 1 | 1 | 24.14
07498335753 | UTP28SP22 | CU Patch Crd,Cat 6,SD,22ft,IW | Category 6 Performance, 28 AWG UTP patch cord with TX6™ Modular Plugs on each end. | PC | 1 | 10 | 1 | 1 | 24.74
07498335830 | UTP28SP22BL | CU Patch Crd,Cat 6,SD,22ft,BL | Category 6 Performance, 28 AWG UTP patch cord with TX6™ Modular Plugs on each end. | PC | 1 | 10 | 1 | 1 | 24.74
07498335865 | UTP28SP22BU | CU Patch Crd,Cat 6,SD,22ft,BU | Category 6 Performance, 28 AWG UTP patch cord with TX6™ Modular Plugs on each end. | PC | 1 | 10 | 1 | 1 | 24.74
07498335896 | UTP28SP22GR | CU Patch Crd,Cat 6,SD,22ft,GR | Category 6 Performance, 28 AWG UTP patch cord with TX6™ Modular Plugs on each end. | PC | 1 | 10 | 1 | 1 | 24.74
07498335937 | UTP28SP22GY | CU Patch Crd,Cat 6,SD,22ft,GY | Category 6 Performance, 28 AWG UTP patch cord with TX6™ Modular Plugs on each end. | PC | 1 | 10 | 1 | 1 | 24.74
07498336018 | UTP28SP22OR | CU Patch Crd,Cat 6,SD,22ft,OR | Category 6 Performance, 28 AWG UTP patch cord with TX6™ Modular Plugs on each end. Orange, 22 ft. | PC | 1 | 10 | 1 | 1 | 24.74
07498335968 | UTP28SP22RD | CU Patch Crd,Cat 6,SD,22ft,RD | Category 6 Performance, 28 AWG UTP patch cord with TX6™ Modular Plugs on each end. Red, 22 ft. | PC | 1 | 10 | 1 | 1 | 24.74
07498336109 | UTP28SP22VL | CU Patch Crd,Cat 6,SD,22ft,VL | Category 6 Performance, 28 AWG UTP patch cord with TX6™ Modular Plugs on each end. | PC | 1 | 10 | 1 | 1 | 24.74
07498336256 | UTP28SP22YL | CU Patch Crd,Cat 6,SD,22ft,YL | Category 6 Performance, 28 AWG UTP patch cord with TX6™ Modular Plugs on each end. | PC | 1 | 10 | 1 | 1 | 24.74
07498335754 | UTP28SP23 | CU Patch Crd,Cat 6,SD,23ft,IW | Category 6 Performance, 28 AWG UTP patch cord with TX6™ Modular Plugs on each end. | PC | 1 | 10 | 1 | 1 | 25.32
07498335831 | UTP28SP23BL | CU Patch Crd,Cat 6,SD,23ft,BL | Category 6 Performance, 28 AWG UTP patch cord with TX6™ Modular Plugs on each end. | PC | 1 | 10 | 1 | 1 | 25.32
07498335867 | UTP28SP23BU | CU Patch Crd,Cat 6,SD,23ft,BU | Category 6 Performance, 28 AWG UTP patch cord with TX6™ Modular Plugs on each end. | PC | 1 | 10 | 1 | 1 | 25.32
07498335897 | UTP28SP23GR | CU Patch Crd,Cat 6,SD,23ft,GR | Category 6 Performance, 28 AWG UTP patch cord with TX6™ Modular Plugs on each end. | PC | 1 | 10 | 1 | 1 | 25.32
07498335938 | UTP28SP23GY | CU Patch Crd,Cat 6,SD,23ft,GY | Category 6 Performance, 28 AWG UTP patch cord with TX6™ Modular Plugs on each end. | PC | 1 | 10 | 1 | 1 | 25.32
07498371125 | UTP28SP23MBU | CU Patch Crd,Cat 6,SD,23m,BU | Category 6 Performance, 28 AWG UTP patch cord with TX6™ Modular Plugs on each end. | PC | 1 | 10 | 1 | 1 | 55.92
07498336019 | UTP28SP23OR | CU Patch Crd,Cat 6,SD,23ft,OR | Category 6 Performance, 28 AWG UTP patch cord with TX6™ Modular Plugs on each end. Orange, 23 ft. | PC | 1 | 10 | 1 | 1 | 25.32
07498335969 | UTP28SP23RD | CU Patch Crd,Cat 6,SD,23ft,RD | Category 6 Performance, 28 AWG UTP patch cord with TX6™ Modular Plugs on each end. Red, 23 ft. | PC | 1 | 10 | 1 | 1 | 25.32
07498336110 | UTP28SP23VL | CU Patch Crd,Cat 6,SD,23ft,VL | Category 6 Performance, 28 AWG UTP patch cord with TX6™ Modular Plugs on each end. | PC | 1 | 10 | 1 | 1 | 25.32
07498336269 | UTP28SP23YL | CU Patch Crd,Cat 6,SD,23ft,YL | Category 6 Performance, 28 AWG UTP patch cord with TX6™ Modular Plugs on each end. | PC | 1 | 10 | 1 | 1 | 25.32
07498335755 | UTP28SP24 | CU Patch Crd,Cat 6,SD,24ft,IW | Category 6 Performance, 28 AWG UTP patch cord with TX6™ Modular Plugs on each end. | PC | 1 | 10 | 1 | 1 | 25.88
07498335832 | UTP28SP24BL | CU Patch Crd,Cat 6,SD,24ft,BL | Category 6 Performance, 28 AWG UTP patch cord with TX6™ Modular Plugs on each end. | PC | 1 | 10 | 1 | 1 | 25.88
07498335868 | UTP28SP24BU | CU Patch Crd,Cat 6,SD,24ft,BU | Category 6 Performance, 28 AWG UTP patch cord with TX6™ Modular Plugs on each end. | PC | 1 | 10 | 1 | 1 | 25.88
07498335898 | UTP28SP24GR | CU Patch Crd,Cat 6,SD,24ft,GR | Category 6 Performance, 28 AWG UTP patch cord with TX6™ Modular Plugs on each end. | PC | 1 | 10 | 1 | 1 | 25.88
07498335939 | UTP28SP24GY | CU Patch Crd,Cat 6,SD,24ft,GY | Category 6 Performance, 28 AWG UTP patch cord with TX6™ Modular Plugs on each end. | PC | 1 | 10 | 1 | 1 | 25.88
07498336020 | UTP28SP24OR | CU Patch Crd,Cat 6,SD,24ft,OR | Category 6 Performance, 28 AWG UTP patch cord with TX6™ Modular Plugs on each end. Orange, 24 ft. | PC | 1 | 10 | 1 | 1 | 25.88
07498335970 | UTP28SP24RD | CU Patch Crd,Cat 6,SD,24ft,RD | Category 6 Performance, 28 AWG UTP patch cord with TX6™ Modular Plugs on each end. Red, 24 ft. | PC | 1 | 10 | 1 | 1 | 25.88
07498336111 | UTP28SP24VL | CU Patch Crd,Cat 6,SD,24ft,VL | Category 6 Performance, 28 AWG UTP patch cord with TX6™ Modular Plugs on each end. | PC | 1 | 10 | 1 | 1 | 25.88
07498336275 | UTP28SP24YL | CU Patch Crd,Cat 6,SD,24ft,YL | Category 6 Performance, 28 AWG UTP patch cord with TX6™ Modular Plugs on each end. | PC | 1 | 10 | 1 | 1 | 25.88
07498365533 | UTP28SP25 | CU Patch Crd,Cat 6,SD,25ft,IW | The TX6-28™ Cat 6 UTP Patch Cord is constructed of 28 AWG, unshielded, twisted pair, stranded, CM/LSZH cable with enhanced performance modular plugs. The use of 28 AWG cable ensures that this patch cord has a small diameter, making it easy to install and | PC | 1 | 10 | 1 | 1 | 26.48
07498365534 | UTP28SP25BL | CU Patch Crd,Cat 6,SD,25ft,BL | The TX6-28™ Cat 6 UTP Patch Cord is constructed of 28 AWG, unshielded, twisted pair, stranded, CM/LSZH cable with enhanced performance modular plugs. The use of 28 AWG cable ensures that this patch cord has a small diameter, making it easy to install and | PC | 1 | 10 | 1 | 1 | 26.48
07498365535 | UTP28SP25BU | CU Patch Crd,Cat 6,SD,25ft,BU | The TX6-28™ Cat 6 UTP Patch Cord is constructed of 28 AWG, unshielded, twisted pair, stranded, CM/LSZH cable with enhanced performance modular plugs. The use of 28 AWG cable ensures that this patch cord has a small diameter, making it easy to install and | PC | 1 | 10 | 1 | 1 | 26.48
07498365536 | UTP28SP25GR | CU Patch Crd,Cat 6,SD,25ft,GR | The TX6-28™ Cat 6 UTP Patch Cord is constructed of 28 AWG, unshielded, twisted pair, stranded, CM/LSZH cable with enhanced performance modular plugs. The use of 28 AWG cable ensures that this patch cord has a small diameter, making it easy to install and | PC | 1 | 10 | 1 | 1 | 26.48
07498395994 | UTP28SP25GY | CU Patch Crd,Cat 6,SD,25ft,GY | Category 6 Performance, 28 AWG UTP patch cord with TX6™ Modular Plugs on each end. | PC | 1 | 10 | 1 | 1 | 26.48
07498336419 | UTP28SP25M | CU Patch Crd,Cat 6,SD,25m,IW | Category 6 Performance, 28 AWG UTP patch cord with TX6™ Modular Plugs on each end. | PC | 1 | 10 | 1 | 1 | 59.76
07498336658 | UTP28SP25MBL | CU Patch Crd,Cat 6,SD,25m,BL | Category 6 Performance, 28 AWG UTP patch cord with TX6™ Modular Plugs on each end. | PC | 1 | 10 | 1 | 1 | 59.76
07498336665 | UTP28SP25MBU | CU Patch Crd,Cat 6,SD,25m,BU | Category 6 Performance, 28 AWG UTP patch cord with TX6™ Modular Plugs on each end. | PC | 1 | 10 | 1 | 1 | 59.76
07498336701 | UTP28SP25MGR | CU Patch Crd,Cat 6,SD,25m,GR | Category 6 Performance, 28 AWG UTP patch cord with TX6™ Modular Plugs on each end. | PC | 1 | 10 | 1 | 1 | 59.76
07498336693 | UTP28SP25MGY | CU Patch Crd,Cat 6,SD,25m,GY | Category 6 Performance, 28 AWG UTP patch cord with TX6™ Modular Plugs on each end. | PC | 1 | 10 | 1 | 1 | 59.76
07498336708 | UTP28SP25MOR | CU Patch Crd,Cat 6,SD,25m,OR | Category 6 Performance, 28 AWG UTP patch cord with TX6™ Modular Plugs on each end. Orange, 25 meters. | PC | 1 | 10 | 1 | 1 | 59.76
07498336714 | UTP28SP25MRD | CU Patch Crd,Cat 6,SD,25m,RD | Category 6 Performance, 28 AWG UTP patch cord with TX6™ Modular Plugs on each end. Red, 25 meters. | PC | 1 | 10 | 1 | 1 | 59.76
07498336721 | UTP28SP25MVL | CU Patch Crd,Cat 6,SD,25m,VL | Category 6 Performance, 28 AWG UTP patch cord with TX6™ Modular Plugs on each end. | PC | 1 | 10 | 1 | 1 | 59.76
07498336809 | UTP28SP25MYL | CU Patch Crd,Cat 6,SD,25m,YL | Category 6 Performance, 28 AWG UTP patch cord with TX6™ Modular Plugs on each end. | PC | 1 | 10 | 1 | 1 | 59.76
07498365537 | UTP28SP25OR | CU Patch Crd,Cat 6,SD,25ft,OR | Category 6 Performance, 28 AWG UTP patch cord with TX6™ Modular Plugs on each end. Orange, 25 ft. | PC | 1 | 10 | 1 | 1 | 26.48
07498362550 | UTP28SP25PK | CU Patch Crd,Cat 6,SD,25ft,PK | Category 6 Performance, 28 AWG UTP patch cord with TX6™ Modular Plugs on each end. Pink, 25 ft. | PC | 1 | 10 | 1 | 1 | 26.48
07498365538 | UTP28SP25RD | CU Patch Crd,Cat 6,SD,25ft,RD | The TX6-28™ Cat 6 UTP Patch Cord is constructed of 28 AWG, unshielded, twisted pair, stranded, CM/LSZH cable with enhanced performance modular plugs. The use of 28 AWG cable ensures that this patch cord has a small diameter, making it easy to install and | PC | 1 | 10 | 1 | 1 | 26.48
07498365539 | UTP28SP25VL | CU Patch Crd,Cat 6,SD,25ft,VL | Category 6 Performance, 28 AWG UTP patch cord with TX6™ Modular Plugs on each end. | PC | 1 | 10 | 1 | 1 | 26.48
07498365540 | UTP28SP25YL | CU Patch Crd,Cat 6,SD,25ft,YL | The TX6-28™ Cat 6 UTP Patch Cord is constructed of 28 AWG, unshielded, twisted pair, stranded, CM/LSZH cable with enhanced performance modular plugs. The use of 28 AWG cable ensures that this patch cord has a small diameter, making it easy to install and | PC | 1 | 10 | 1 | 1 | 26.48
07498335756 | UTP28SP26 | CU Patch Crd,Cat 6,SD,26ft,IW | Category 6 Performance, 28 AWG UTP patch cord with TX6™ Modular Plugs on each end. | PC | 1 | 10 | 1 | 1 | 27.06
07498335833 | UTP28SP26BL | CU Patch Crd,Cat 6,SD,26ft,BL | Category 6 Performance, 28 AWG UTP patch cord with TX6™ Modular Plugs on each end. | PC | 1 | 10 | 1 | 1 | 27.06
07498335869 | UTP28SP26BU | CU Patch Crd,Cat 6,SD,26ft,BU | Category 6 Performance, 28 AWG UTP patch cord with TX6™ Modular Plugs on each end. | PC | 1 | 10 | 1 | 1 | 27.06
07498335899 | UTP28SP26GR | CU Patch Crd,Cat 6,SD,26ft,GR | Category 6 Performance, 28 AWG UTP patch cord with TX6™ Modular Plugs on each end. | PC | 1 | 10 | 1 | 1 | 27.06
07498335940 | UTP28SP26GY | CU Patch Crd,Cat 6,SD,26ft,GY | Category 6 Performance, 28 AWG UTP patch cord with TX6™ Modular Plugs on each end. | PC | 1 | 10 | 1 | 1 | 27.06
07498336022 | UTP28SP26OR | CU Patch Crd,Cat 6,SD,26ft,OR | Category 6 Performance, 28 AWG UTP patch cord with TX6™ Modular Plugs on each end. Orange, 26 ft. | PC | 1 | 10 | 1 | 1 | 27.06
07498335971 | UTP28SP26RD | CU Patch Crd,Cat 6,SD,26ft,RD | Category 6 Performance, 28 AWG UTP patch cord with TX6™ Modular Plugs on each end. Red, 26 ft. | PC | 1 | 10 | 1 | 1 | 27.06
07498336112 | UTP28SP26VL | CU Patch Crd,Cat 6,SD,26ft,VL | Category 6 Performance, 28 AWG UTP patch cord with TX6™ Modular Plugs on each end. | PC | 1 | 10 | 1 | 1 | 27.06
07498336278 | UTP28SP26YL | CU Patch Crd,Cat 6,SD,26ft,YL | Category 6 Performance, 28 AWG UTP patch cord with TX6™ Modular Plugs on each end. | PC | 1 | 10 | 1 | 1 | 27.06
07498335757 | UTP28SP27 | CU Patch Crd,Cat 6,SD,27ft,IW | Category 6 Performance, 28 AWG UTP patch cord with TX6™ Modular Plugs on each end. | PC | 1 | 10 | 1 | 1 | 27.64
07498335838 | UTP28SP27BL | CU Patch Crd,Cat 6,SD,27ft,BL | Category 6 Performance, 28 AWG UTP patch cord with TX6™ Modular Plugs on each end. | PC | 1 | 10 | 1 | 1 | 27.64
07498335870 | UTP28SP27BU | CU Patch Crd,Cat 6,SD,27ft,BU | Category 6 Performance, 28 AWG UTP patch cord with TX6™ Modular Plugs on each end. | PC | 1 | 10 | 1 | 1 | 27.64
07498335900 | UTP28SP27GR | CU Patch Crd,Cat 6,SD,27ft,GR | Category 6 Performance, 28 AWG UTP patch cord with TX6™ Modular Plugs on each end. | PC | 1 | 10 | 1 | 1 | 27.64
07498335941 | UTP28SP27GY | CU Patch Crd,Cat 6,SD,27ft,GY | Category 6 Performance, 28 AWG UTP patch cord with TX6™ Modular Plugs on each end. | PC | 1 | 10 | 1 | 1 | 27.64
07498371126 | UTP28SP27MBU | CU Patch Crd,Cat 6,SD,27m,BU | Category 6 Performance, 28 AWG UTP patch cord with TX6™ Modular Plugs on each end. | PC | 1 | 10 | 1 | 1 | 63.56
07498336023 | UTP28SP27OR | CU Patch Crd,Cat 6,SD,27ft,OR | Category 6 Performance, 28 AWG UTP patch cord with TX6™ Modular Plugs on each end. Orange, 27 ft. | PC | 1 | 10 | 1 | 1 | 27.64
07498335972 | UTP28SP27RD | CU Patch Crd,Cat 6,SD,27ft,RD | Category 6 Performance, 28 AWG UTP patch cord with TX6™ Modular Plugs on each end. Red, 27 ft. | PC | 1 | 10 | 1 | 1 | 27.64
07498336113 | UTP28SP27VL | CU Patch Crd,Cat 6,SD,27ft,VL | Category 6 Performance, 28 AWG UTP patch cord with TX6™ Modular Plugs on each end. | PC | 1 | 10 | 1 | 1 | 27.64
07498336296 | UTP28SP27YL | CU Patch Crd,Cat 6,SD,27ft,YL | Category 6 Performance, 28 AWG UTP patch cord with TX6™ Modular Plugs on each end. | PC | 1 | 10 | 1 | 1 | 27.64
07498335758 | UTP28SP28 | CU Patch Crd,Cat 6,SD,28ft,IW | Category 6 Performance, 28 AWG UTP patch cord with TX6™ Modular Plugs on each end. | PC | 1 | 10 | 1 | 1 | 28.22
07498335839 | UTP28SP28BL | CU Patch Crd,Cat 6,SD,28ft,BL | Category 6 Performance, 28 AWG UTP patch cord with TX6™ Modular Plugs on each end. | PC | 1 | 10 | 1 | 1 | 28.22
07498335871 | UTP28SP28BU | CU Patch Crd,Cat 6,SD,28ft,BU | Category 6 Performance, 28 AWG UTP patch cord with TX6™ Modular Plugs on each end. | PC | 1 | 10 | 1 | 1 | 28.22
07498335901 | UTP28SP28GR | CU Patch Crd,Cat 6,SD,28ft,GR | Category 6 Performance, 28 AWG UTP patch cord with TX6™ Modular Plugs on each end. | PC | 1 | 10 | 1 | 1 | 28.22
07498335942 | UTP28SP28GY | CU Patch Crd,Cat 6,SD,28ft,GY | Category 6 Performance, 28 AWG UTP patch cord with TX6™ Modular Plugs on each end. | PC | 1 | 10 | 1 | 1 | 28.22
07498336024 | UTP28SP28OR | CU Patch Crd,Cat 6,SD,28ft,OR | Category 6 Performance, 28 AWG UTP patch cord with TX6™ Modular Plugs on each end. Orange, 28 ft. | PC | 1 | 10 | 1 | 1 | 28.22
07498335976 | UTP28SP28RD | CU Patch Crd,Cat 6,SD,28ft,RD | Category 6 Performance, 28 AWG UTP patch cord with TX6™ Modular Plugs on each end. Red, 28 ft. | PC | 1 | 10 | 1 | 1 | 28.22
07498336114 | UTP28SP28VL | CU Patch Crd,Cat 6,SD,28ft,VL | Category 6 Performance, 28 AWG UTP patch cord with TX6™ Modular Plugs on each end. | PC | 1 | 10 | 1 | 1 | 28.22
07498336305 | UTP28SP28YL | CU Patch Crd,Cat 6,SD,28ft,YL | Category 6 Performance, 28 AWG UTP patch cord with TX6™ Modular Plugs on each end. | PC | 1 | 10 | 1 | 1 | 28.22
07498335759 | UTP28SP29 | CU Patch Crd,Cat 6,SD,29ft,IW | Category 6 Performance, 28 AWG UTP patch cord with TX6™ Modular Plugs on each end. | PC | 1 | 10 | 1 | 1 | 28.82
07498335840 | UTP28SP29BL | CU Patch Crd,Cat 6,SD,29ft,BL | Category 6 Performance, 28 AWG UTP patch cord with TX6™ Modular Plugs on each end. | PC | 1 | 10 | 1 | 1 | 28.82
07498335872 | UTP28SP29BU | CU Patch Crd,Cat 6,SD,29ft,BU | Category 6 Performance, 28 AWG UTP patch cord with TX6™ Modular Plugs on each end. | PC | 1 | 10 | 1 | 1 | 28.82
07498335902 | UTP28SP29GR | CU Patch Crd,Cat 6,SD,29ft,GR | Category 6 Performance, 28 AWG UTP patch cord with TX6™ Modular Plugs on each end. | PC | 1 | 10 | 1 | 1 | 28.82
07498335943 | UTP28SP29GY | CU Patch Crd,Cat 6,SD,29ft,GY | Category 6 Performance, 28 AWG UTP patch cord with TX6™ Modular Plugs on each end. | PC | 1 | 10 | 1 | 1 | 28.82
07498371148 | UTP28SP29MBU | CU Patch Crd,Cat 6,SD,29m,BU | Category 6 Performance, 28 AWG UTP patch cord with TX6™ Modular Plugs on each end. | PC | 1 | 10 | 1 | 1 | 67.4
07498336025 | UTP28SP29OR | CU Patch Crd,Cat 6,SD,29ft,OR | Category 6 Performance, 28 AWG UTP patch cord with TX6™ Modular Plugs on each end. Orange, 29 ft. | PC | 1 | 10 | 1 | 1 | 28.82
07498335977 | UTP28SP29RD | CU Patch Crd,Cat 6,SD,29ft,RD | Category 6 Performance, 28 AWG UTP patch cord with TX6™ Modular Plugs on each end. Red, 29 ft. | PC | 1 | 10 | 1 | 1 | 28.82
07498336115 | UTP28SP29VL | CU Patch Crd,Cat 6,SD,29ft,VL | Category 6 Performance, 28 AWG UTP patch cord with TX6™ Modular Plugs on each end. | PC | 1 | 10 | 1 | 1 | 28.82
07498336314 | UTP28SP29YL | CU Patch Crd,Cat 6,SD,29ft,YL | Category 6 Performance, 28 AWG UTP patch cord with TX6™ Modular Plugs on each end. | PC | 1 | 10 | 1 | 1 | 28.82
07498365170 | UTP28SP2BL | CU Patch Crd,Cat 6,SD,2ft,BL | The TX6-28™ Cat 6 UTP Patch Cord is constructed of 28 AWG, unshielded, twisted pair, stranded, CM/LSZH cable with enhanced performance modular plugs. The use of 28 AWG cable ensures that this patch cord has a small diameter, making it easy to install and | PC | 1 | 10 | 1 | 1 | 13.06
07498327897 | UTP28SP2BL-Q | CU Patch Crd,Cat 6,SD,2ft,BL,Bulk25 | Category 6 Performance, 28 AWG UTP patch cord with TX6™ Modular Plugs on each end. | PC | 1 | 25 | 25 | 1 | 13.06
07498365188 | UTP28SP2BU | CU Patch Crd,Cat 6,SD,2ft,BU | The TX6-28™ Cat 6 UTP Patch Cord is constructed of 28 AWG, unshielded, twisted pair, stranded, CM/LSZH cable with enhanced performance modular plugs. The use of 28 AWG cable ensures that this patch cord has a small diameter, making it easy to install and | PC | 1 | 10 | 1 | 1 | 13.06
07498327898 | UTP28SP2BU-Q | CU Patch Crd,Cat 6,SD,2ft,BU,Bulk25 | Category 6 Performance, 28 AWG UTP patch cord with TX6™ Modular Plugs on each end. | PC | 1 | 25 | 25 | 1 | 13.06
07498365190 | UTP28SP2GR | CU Patch Crd,Cat 6,SD,2ft,GR | The TX6-28™ Cat 6 UTP Patch Cord is constructed of 28 AWG, unshielded, twisted pair, stranded, CM/LSZH cable with enhanced performance modular plugs. The use of 28 AWG cable ensures that this patch cord has a small diameter, making it easy to install and | PC | 1 | 10 | 1 | 1 | 13.06
07498327899 | UTP28SP2GR-Q | CU Patch Crd,Cat 6,SD,2ft,GR,Bulk25 | Category 6 Performance, 28 AWG UTP patch cord with TX6™ Modular Plugs on each end. | PC | 1 | 25 | 25 | 1 | 13.06
07498395973 | UTP28SP2GY | CU Patch Crd,Cat 6,SD,2ft,GY | Category 6 Performance, 28 AWG UTP patch cord with TX6™ Modular Plugs on each end. Gray, 2 ft. | PC | 1 | 10 | 1 | 1 | 13.06
07498327900 | UTP28SP2GY-Q | CU Patch Crd,Cat 6,SD,2ft,GY,Bulk25 | Category 6 Performance, 28 AWG UTP patch cord with TX6™ Modular Plugs on each end. | PC | 1 | 25 | 25 | 1 | 13.06
07498365680 | UTP28SP2M | CU Patch Crd,Cat 6,SD,2m,IW | The TX6-28™ Cat 6 UTP Patch Cord is constructed of 28 AWG, unshielded, twisted pair, stranded, CM/LSZH cable with enhanced performance modular plugs. The use of 28 AWG cable ensures that this patch cord has a small diameter, making it easy to install and | PC | 1 | 10 | 1 | 1 | 15.72
07498327974 | UTP28SP2M-Q | CU Patch Crd,Cat 6,SD,2m,IW,Bulk25 | Category 6 Performance, 28 AWG UTP patch cord with TX6™ Modular Plugs on each end. | PC | 1 | 25 | 25 | 1 | 15.72
07498365688 | UTP28SP2MBL | CU Patch Crd,Cat 6,SD,2m,BL | The TX6-28™ Cat 6 UTP Patch Cord is constructed of 28 AWG, unshielded, twisted pair, stranded, CM/LSZH cable with enhanced performance modular plugs. The use of 28 AWG cable ensures that this patch cord has a small diameter, making it easy to install and | PC | 1 | 10 | 1 | 1 | 15.72
07498333809 | UTP28SP2MBL-Q | CU Patch Crd,Cat 6,SD,2m,BL,Bulk25 | Category 6 Performance, 28 AWG UTP patch cord with TX6™ Modular Plugs on each end. | PC | 1 | 25 | 25 | 1 | 15.72
07498365691 | UTP28SP2MBU | CU Patch Crd,Cat 6,SD,2m,BU | The TX6-28™ Cat 6 UTP Patch Cord is constructed of 28 AWG, unshielded, twisted pair, stranded, CM/LSZH cable with enhanced performance modular plugs. The use of 28 AWG cable ensures that this patch cord has a small diameter, making it easy to install and | PC | 1 | 10 | 1 | 1 | 15.72
07498333810 | UTP28SP2MBU-Q | CU Patch Crd,Cat 6,SD,2m,BU,Bulk25 | Category 6 Performance, 28 AWG UTP patch cord with TX6™ Modular Plugs on each end. | PC | 1 | 25 | 25 | 1 | 15.72
07498365692 | UTP28SP2MGR | CU Patch Crd,Cat 6,SD,2m,GR | The TX6-28™ Cat 6 UTP Patch Cord is constructed of 28 AWG, unshielded, twisted pair, stranded, CM/LSZH cable with enhanced performance modular plugs. The use of 28 AWG cable ensures that this patch cord has a small diameter, making it easy to install and | PC | 1 | 10 | 1 | 1 | 15.72
07498333812 | UTP28SP2MGR-Q | CU Patch Crd,Cat 6,SD,2m,GR,Bulk25 | Category 6 Performance, 28 AWG UTP patch cord with TX6™ Modular Plugs on each end. | PC | 1 | 25 | 25 | 1 | 15.72
07498396009 | UTP28SP2MGY | CU Patch Crd,Cat 6,SD,2m,GY | Category 6 Performance, 28 AWG UTP patch cord with TX6™ Modular Plugs on each end. Gray, 2 meters. | PC | 1 | 10 | 1 | 1 | 15.72
07498333813 | UTP28SP2MGY-Q | CU Patch Crd,Cat 6,SD,2m,GY,Bulk25 | Category 6 Performance, 28 AWG UTP patch cord with TX6™ Modular Plugs on each end. | PC | 1 | 25 | 25 | 1 | 15.72
07498365699 | UTP28SP2MOR | CU Patch Crd,Cat 6,SD,2m,OR | Category 6 Performance, 28 AWG UTP patch cord with TX6™ Modular Plugs on each end. | PC | 1 | 10 | 1 | 1 | 15.72
07498333814 | UTP28SP2MOR-Q | CU Patch Crd,Cat 6,SD,2m,OR,Bulk25 | Category 6 Performance, 28 AWG UTP patch cord with TX6™ Modular Plugs on each end. Orange, 2 meters. | PC | 1 | 25 | 25 | 1 | 15.72
07498362488 | UTP28SP2MPK | CU Patch Crd,Cat 6,SD,2m,PK | Category 6 Performance, 28 AWG UTP patch cord with TX6™ Modular Plugs on each end. Pink, 2 meters. | PC | 1 | 10 | 1 | 1 | 15.72
07498365700 | UTP28SP2MRD | CU Patch Crd,Cat 6,SD,2m,RD | The TX6-28™ Cat 6 UTP Patch Cord is constructed of 28 AWG, unshielded, twisted pair, stranded, CM/LSZH cable with enhanced performance modular plugs. The use of 28 AWG cable ensures that this patch cord has a small diameter, making it easy to install and | PC | 1 | 10 | 1 | 1 | 15.72
07498333815 | UTP28SP2MRD-Q | CU Patch Crd,Cat 6,SD,2m,RD,Bulk25 | Category 6 Performance, 28 AWG UTP patch cord with TX6™ Modular Plugs on each end. Red, 2 meters. | PC | 1 | 25 | 25 | 1 | 15.72
07498365701 | UTP28SP2MVL | CU Patch Crd,Cat 6,SD,2m,VL | Category 6 Performance, 28 AWG UTP patch cord with TX6™ Modular Plugs on each end. | PC | 1 | 10 | 1 | 1 | 15.72
07498333816 | UTP28SP2MVL-Q | CU Patch Crd,Cat 6,SD,2m,VL,Bulk25 | Category 6 Performance, 28 AWG UTP patch cord with TX6™ Modular Plugs on each end. | PC | 1 | 25 | 25 | 1 | 15.72
07498365702 | UTP28SP2MYL | CU Patch Crd,Cat 6,SD,2m,YL | The TX6-28™ Cat 6 UTP Patch Cord is constructed of 28 AWG, unshielded, twisted pair, stranded, CM/LSZH cable with enhanced performance modular plugs. The use of 28 AWG cable ensures that this patch cord has a small diameter, making it easy to install and | PC | 1 | 10 | 1 | 1 | 15.72
07498333820 | UTP28SP2MYL-Q | CU Patch Crd,Cat 6,SD,2m,YL,Bulk25 | Category 6 Performance, 28 AWG UTP patch cord with TX6™ Modular Plugs on each end. | PC | 1 | 25 | 25 | 1 | 15.72
07498365191 | UTP28SP2OR | CU Patch Crd,Cat 6,SD,2ft,OR | Category 6 Performance, 28 AWG UTP patch cord with TX6™ Modular Plugs on each end. Orange, 2 ft. | PC | 1 | 10 | 1 | 1 | 13.06
07498327901 | UTP28SP2OR-Q | CU Patch Crd,Cat 6,SD,2ft,OR,Bulk25 | Category 6 Performance, 28 AWG UTP patch cord with TX6™ Modular Plugs on each end. Orange, 2 ft, 25pc. | PC | 1 | 25 | 25 | 1 | 13.06
07498362471 | UTP28SP2PK | CU Patch Crd,Cat 6,SD,2ft,PK | Category 6 Performance, 28 AWG UTP patch cord with TX6™ Modular Plugs on each end. Pink, 2 ft. | PC | 1 | 10 | 1 | 1 | 13.06
07498365192 | UTP28SP2RD | CU Patch Crd,Cat 6,SD,2ft,RD | The TX6-28™ Cat 6 UTP Patch Cord is constructed of 28 AWG, unshielded, twisted pair, stranded, CM/LSZH cable with enhanced performance modular plugs. The use of 28 AWG cable ensures that this patch cord has a small diameter, making it easy to install and | PC | 1 | 10 | 1 | 1 | 13.06
07498327902 | UTP28SP2RD-Q | CU Patch Crd,Cat 6,SD,2ft,RD,Bulk25 | Category 6 Performance, 28 AWG UTP patch cord with TX6™ Modular Plugs on each end. Red, 2 ft, 25pc. | PC | 1 | 25 | 25 | 1 | 13.06
07498365178 | UTP28SP2VL | CU Patch Crd,Cat 6,SD,2ft,VL | Category 6 Performance, 28 AWG UTP patch cord with TX6™ Modular Plugs on each end. Violet, 2 ft. | PC | 1 | 10 | 1 | 1 | 13.06
07498327903 | UTP28SP2VL-Q | CU Patch Crd,Cat 6,SD,2ft,VL,Bulk25 | Category 6 Performance, 28 AWG UTP patch cord with TX6™ Modular Plugs on each end. | PC | 1 | 25 | 25 | 1 | 13.06
07498365181 | UTP28SP2YL | CU Patch Crd,Cat 6,SD,2ft,YL | The TX6-28™ Cat 6 UTP Patch Cord is constructed of 28 AWG, unshielded, twisted pair, stranded, CM/LSZH cable with enhanced performance modular plugs. The use of 28 AWG cable ensures that this patch cord has a small diameter, making it easy to install and | PC | 1 | 10 | 1 | 1 | 13.06
07498327907 | UTP28SP2YL-Q | CU Patch Crd,Cat 6,SD,2ft,YL,Bulk25 | Category 6 Performance, 28 AWG UTP patch cord with TX6™ Modular Plugs on each end. | PC | 1 | 25 | 25 | 1 | 13.06
07498365195 | UTP28SP3 | CU Patch Crd,Cat 6,SD,3ft,IW | The TX6-28™ Cat 6 UTP Patch Cord is constructed of 28 AWG, unshielded, twisted pair, stranded, CM/LSZH cable with enhanced performance modular plugs. The use of 28 AWG cable ensures that this patch cord has a small diameter, making it easy to install and | PC | 1 | 10 | 1 | 1 | 13.64
07498327185 | UTP28SP3-Q | CU Patch Crd,Cat 6,SD,3ft,IW,Bulk25 | Category 6 Performance, 28 AWG UTP patch cord with TX6™ Modular Plugs on each end. | PC | 1 | 25 | 25 | 1 | 13.64
07498365733 | UTP28SP3.5M | CU Patch Crd,Cat 6,SD,3.5m,IW | Category 6 Performance, 28 AWG UTP patch cord with TX6™ Modular Plugs on each end. | PC | 1 | 10 | 1 | 1 | 18.62
07498328007 | UTP28SP3.5M-Q | CU Patch Crd,Cat 6,SD,3.5m,IW,Bulk25 | Category 6 Performance, 28 AWG UTP patch cord with TX6™ Modular Plugs on each end. | PC | 1 | 25 | 25 | 1 | 18.62
07498365734 | UTP28SP3.5MBL | Copper Patch Cord, Category 6 Performanc | Category 6 Performance, 28 AWG UTP patch cord with TX6™ Modular Plugs on each end. | PC | 1 | 10 | 1 | 1 | 18.62
07498334138 | UTP28SP3.5MBL-Q | CU Patch Crd,Cat 6,SD,3.5m,BL,Bulk25 | Category 6 Performance, 28 AWG UTP patch cord with TX6™ Modular Plugs on each end. | PC | 1 | 25 | 25 | 1 | 18.62
07498365735 | UTP28SP3.5MBU | Copper Patch Cord, Category 6 Performanc | Category 6 Performance, 28 AWG UTP patch cord with TX6™ Modular Plugs on each end. | PC | 1 | 10 | 1 | 1 | 18.62
07498334139 | UTP28SP3.5MBU-Q | CU Patch Crd,Cat 6,SD,3.5m,BU,Bulk25 | Category 6 Performance, 28 AWG UTP patch cord with TX6™ Modular Plugs on each end. | PC | 1 | 25 | 25 | 1 | 18.62
07498365736 | UTP28SP3.5MGR | Copper Patch Cord, Category 6 Performanc | Category 6 Performance, 28 AWG UTP patch cord with TX6™ Modular Plugs on each end. | PC | 1 | 10 | 1 | 1 | 18.62
07498334141 | UTP28SP3.5MGR-Q | CU Patch Crd,Cat 6,SD,3.5m,GR,Bulk25 | Category 6 Performance, 28 AWG UTP patch cord with TX6™ Modular Plugs on each end. | PC | 1 | 25 | 25 | 1 | 18.62
07498396020 | UTP28SP3.5MGY | Cu,PC,Cat6Perf,28AWG,UTP,GY,3.5M,EA | Category 6 Performance, 28 AWG UTP patch cord with TX6™ Modular Plugs on each end. | PC | 1 | 10 | 1 | 1 | 18.62
07498334140 | UTP28SP3.5MGY-Q | CU Patch Crd,Cat 6,SD,3.5m,GY,Bulk25 | Category 6 Performance, 28 AWG UTP patch cord with TX6™ Modular Plugs on each end. | PC | 1 | 25 | 25 | 1 | 18.62
07498365737 | UTP28SP3.5MOR | Copper Patch Cord, Category 6 Performanc | Category 6 Performance, 28 AWG UTP patch cord with TX6™ Modular Plugs on each end. | PC | 1 | 10 | 1 | 1 | 18.62
07498334142 | UTP28SP3.5MOR-Q | CU Patch Crd,Cat 6,SD,3.5m,OR,Bulk25 | Category 6 Performance, 28 AWG UTP patch cord with TX6™ Modular Plugs on each end. Orange, 3.5 meters. | PC | 1 | 25 | 25 | 1 | 18.62
07498362518 | UTP28SP3.5MPK | CU Patch Crd,Cat 6,SD,3.5m,PK | Category 6 Performance, 28 AWG UTP patch cord with TX6™ Modular Plugs on each end. Pink, 3.5 meters. | PC | 1 | 10 | 1 | 1 | 18.62
07498365739 | UTP28SP3.5MRD | Copper Patch Cord, Category 6 Performanc | Category 6 Performance, 28 AWG UTP patch cord with TX6™ Modular Plugs on each end. | PC | 1 | 10 | 1 | 1 | 18.62
07498334145 | UTP28SP3.5MRD-Q | CU Patch Crd,Cat 6,SD,3.5m,RD,Bulk25 | Category 6 Performance, 28 AWG UTP patch cord with TX6™ Modular Plugs on each end. Red, 3.5 meters. | PC | 1 | 25 | 25 | 1 | 18.62
07498365740 | UTP28SP3.5MVL | Copper Patch Cord, Category 6 Performanc | Category 6 Performance, 28 AWG UTP patch cord with TX6™ Modular Plugs on each end. | PC | 1 | 10 | 1 | 1 | 18.62
07498334146 | UTP28SP3.5MVL-Q | CU Patch Crd,Cat 6,SD,3.5m,VL,Bulk25 | Category 6 Performance, 28 AWG UTP patch cord with TX6™ Modular Plugs on each end. | PC | 1 | 25 | 25 | 1 | 18.62
07498365741 | UTP28SP3.5MYL | Copper Patch Cord, Category 6 Performanc | Category 6 Performance, 28 AWG UTP patch cord with TX6™ Modular Plugs on each end. | PC | 1 | 10 | 1 | 1 | 18.62
07498334147 | UTP28SP3.5MYL-Q | CU Patch Crd,Cat 6,SD,3.5m,YL,Bulk25 | Category 6 Performance, 28 AWG UTP patch cord with TX6™ Modular Plugs on each end. | PC | 1 | 25 | 25 | 1 | 18.62
07498365580 | UTP28SP30 | CU Patch Crd,Cat 6,SD,30ft,IW | The TX6-28™ Cat 6 UTP Patch Cord is constructed of 28 AWG, unshielded, twisted pair, stranded, CM/LSZH cable with enhanced performance modular plugs. The use of 28 AWG cable ensures that this patch cord has a small diameter, making it easy to install and | PC | 1 | 10 | 1 | 1 | 29.36
07498365552 | UTP28SP30BL | CU Patch Crd,Cat 6,SD,30ft,BL | The TX6-28™ Cat 6 UTP Patch Cord is constructed of 28 AWG, unshielded, twisted pair, stranded, CM/LSZH cable with enhanced performance modular plugs. The use of 28 AWG cable ensures that this patch cord has a small diameter, making it easy to install and | PC | 1 | 10 | 1 | 1 | 29.36
07498365541 | UTP28SP30BU | CU Patch Crd,Cat 6,SD,30ft,BU | The TX6-28™ Cat 6 UTP Patch Cord is constructed of 28 AWG, unshielded, twisted pair, stranded, CM/LSZH cable with enhanced performance modular plugs. The use of 28 AWG cable ensures that this patch cord has a small diameter, making it easy to install and | PC | 1 | 10 | 1 | 1 | 29.36
07498365575 | UTP28SP30GR | CU Patch Crd,Cat 6,SD,30ft,GR | The TX6-28™ Cat 6 UTP Patch Cord is constructed of 28 AWG, unshielded, twisted pair, stranded, CM/LSZH cable with enhanced performance modular plugs. The use of 28 AWG cable ensures that this patch cord has a small diameter, making it easy to install and | PC | 1 | 10 | 1 | 1 | 29.36
07498395995 | UTP28SP30GY | CU Patch Crd,Cat 6,SD,30ft,GY | Category 6 Performance, 28 AWG UTP patch cord with TX6™ Modular Plugs on each end. | PC | 1 | 10 | 1 | 1 | 29.36
07498336420 | UTP28SP30M | CU Patch Crd,Cat 6,SD,30m,IW | Category 6 Performance, 28 AWG UTP patch cord with TX6™ Modular Plugs on each end. | PC | 1 | 10 | 1 | 1 | 69.28
07498336659 | UTP28SP30MBL | CU Patch Crd,Cat 6,SD,30m,BL | Category 6 Performance, 28 AWG UTP patch cord with TX6™ Modular Plugs on each end. | PC | 1 | 10 | 1 | 1 | 69.28
07498336666 | UTP28SP30MBU | CU Patch Crd,Cat 6,SD,30m,BU | Category 6 Performance, 28 AWG UTP patch cord with TX6™ Modular Plugs on each end. | PC | 1 | 10 | 1 | 1 | 69.28
07498336702 | UTP28SP30MGR | CU Patch Crd,Cat 6,SD,30m,GR | Category 6 Performance, 28 AWG UTP patch cord with TX6™ Modular Plugs on each end. | PC | 1 | 10 | 1 | 1 | 69.28
07498336694 | UTP28SP30MGY | CU Patch Crd,Cat 6,SD,30m,GY | Category 6 Performance, 28 AWG UTP patch cord with TX6™ Modular Plugs on each end. | PC | 1 | 10 | 1 | 1 | 69.28
07498336709 | UTP28SP30MOR | CU Patch Crd,Cat 6,SD,30m,OR | Category 6 Performance, 28 AWG UTP patch cord with TX6™ Modular Plugs on each end. Orange, 30 meters. | PC | 1 | 10 | 1 | 1 | 69.28
07498336715 | UTP28SP30MRD | CU Patch Crd,Cat 6,SD,30m,RD | Category 6 Performance, 28 AWG UTP patch cord with TX6™ Modular Plugs on each end. Red, 30 meters. | PC | 1 | 10 | 1 | 1 | 69.28
07498336736 | UTP28SP30MVL | CU Patch Crd,Cat 6,SD,30m,VL | Category 6 Performance, 28 AWG UTP patch cord with TX6™ Modular Plugs on each end. | PC | 1 | 10 | 1 | 1 | 69.28
07498336861 | UTP28SP30MYL | CU Patch Crd,Cat 6,SD,30m,YL | Category 6 Performance, 28 AWG UTP patch cord with TX6™ Modular Plugs on each end. | PC | 1 | 10 | 1 | 1 | 69.28
07498365576 | UTP28SP30OR | CU Patch Crd,Cat 6,SD,30ft,OR | Category 6 Performance, 28 AWG UTP patch cord with TX6™ Modular Plugs on each end. Orange, 30 ft. | PC | 1 | 10 | 1 | 1 | 29.36
07498362555 | UTP28SP30PK | CU Patch Crd,Cat 6,SD,30ft,PK | Category 6 Performance, 28 AWG UTP patch cord with TX6™ Modular Plugs on each end. Pink, 30 ft. | PC | 1 | 10 | 1 | 1 | 29.36
07498365579 | UTP28SP30RD | CU Patch Crd,Cat 6,SD,30ft,RD | The TX6-28™ Cat 6 UTP Patch Cord is constructed of 28 AWG, unshielded, twisted pair, stranded, CM/LSZH cable with enhanced performance modular plugs. The use of 28 AWG cable ensures that this patch cord has a small diameter, making it easy to install and | PC | 1 | 10 | 1 | 1 | 29.36
07498365555 | UTP28SP30VL | CU Patch Crd,Cat 6,SD,30ft,VL | Category 6 Performance, 28 AWG UTP patch cord with TX6™ Modular Plugs on each end. | PC | 1 | 10 | 1 | 1 | 29.36
07498365556 | UTP28SP30YL | CU Patch Crd,Cat 6,SD,30ft,YL | The TX6-28™ Cat 6 UTP Patch Cord is constructed of 28 AWG, unshielded, twisted pair, stranded, CM/LSZH cable with enhanced performance modular plugs. The use of 28 AWG cable ensures that this patch cord has a small diameter, making it easy to install and | PC | 1 | 10 | 1 | 1 | 29.36
07498335760 | UTP28SP31 | CU Patch Crd,Cat 6,SD,31ft,IW | Category 6 Performance, 28 AWG UTP patch cord with TX6™ Modular Plugs on each end. | PC | 1 | 10 | 1 | 1 | 29.96
07498335841 | UTP28SP31BL | CU Patch Crd,Cat 6,SD,31ft,BL | Category 6 Performance, 28 AWG UTP patch cord with TX6™ Modular Plugs on each end. | PC | 1 | 10 | 1 | 1 | 29.96
07498335873 | UTP28SP31BU | CU Patch Crd,Cat 6,SD,31ft,BU | Category 6 Performance, 28 AWG UTP patch cord with TX6™ Modular Plugs on each end. | PC | 1 | 10 | 1 | 1 | 29.96
07498335903 | UTP28SP31GR | CU Patch Crd,Cat 6,SD,31ft,GR | Category 6 Performance, 28 AWG UTP patch cord with TX6™ Modular Plugs on each end. | PC | 1 | 10 | 1 | 1 | 29.96
07498335944 | UTP28SP31GY | CU Patch Crd,Cat 6,SD,31ft,GY | Category 6 Performance, 28 AWG UTP patch cord with TX6™ Modular Plugs on each end. | PC | 1 | 10 | 1 | 1 | 29.96
07498336027 | UTP28SP31OR | CU Patch Crd,Cat 6,SD,31ft,OR | Category 6 Performance, 28 AWG UTP patch cord with TX6™ Modular Plugs on each end. Orange, 31 ft. | PC | 1 | 10 | 1 | 1 | 29.96
07498335979 | UTP28SP31RD | CU Patch Crd,Cat 6,SD,31ft,RD | Category 6 Performance, 28 AWG UTP patch cord with TX6™ Modular Plugs on each end. Red, 31 ft. | PC | 1 | 10 | 1 | 1 | 29.96
07498336116 | UTP28SP31VL | CU Patch Crd,Cat 6,SD,31ft,VL | Category 6 Performance, 28 AWG UTP patch cord with TX6™ Modular Plugs on each end. | PC | 1 | 10 | 1 | 1 | 29.96
07498336323 | UTP28SP31YL | CU Patch Crd,Cat 6,SD,31ft,YL | Category 6 Performance, 28 AWG UTP patch cord with TX6™ Modular Plugs on each end. | PC | 1 | 10 | 1 | 1 | 29.96
07498335761 | UTP28SP32 | CU Patch Crd,Cat 6,SD,32ft,IW | Category 6 Performance, 28 AWG UTP patch cord with TX6™ Modular Plugs on each end. | PC | 1 | 10 | 1 | 1 | 30.54
07498335842 | UTP28SP32BL | CU Patch Crd,Cat 6,SD,32ft,BL | Category 6 Performance, 28 AWG UTP patch cord with TX6™ Modular Plugs on each end. | PC | 1 | 10 | 1 | 1 | 30.54
07498335874 | UTP28SP32BU | CU Patch Crd,Cat 6,SD,32ft,BU | Category 6 Performance, 28 AWG UTP patch cord with TX6™ Modular Plugs on each end. | PC | 1 | 10 | 1 | 1 | 30.54
07498335904 | UTP28SP32GR | CU Patch Crd,Cat 6,SD,32ft,GR | Category 6 Performance, 28 AWG UTP patch cord with TX6™ Modular Plugs on each end. | PC | 1 | 10 | 1 | 1 | 30.54
07498335945 | UTP28SP32GY | CU Patch Crd,Cat 6,SD,32ft,GY | Category 6 Performance, 28 AWG UTP patch cord with TX6™ Modular Plugs on each end. | PC | 1 | 10 | 1 | 1 | 30.54
07498336028 | UTP28SP32OR | CU Patch Crd,Cat 6,SD,32ft,OR | Category 6 Performance, 28 AWG UTP patch cord with TX6™ Modular Plugs on each end. Orange, 32 ft. | PC | 1 | 10 | 1 | 1 | 30.54
07498335988 | UTP28SP32RD | CU Patch Crd,Cat 6,SD,32ft,RD | Category 6 Performance, 28 AWG UTP patch cord with TX6™ Modular Plugs on each end. Red, 32 ft. | PC | 1 | 10 | 1 | 1 | 30.54
07498336120 | UTP28SP32VL | CU Patch Crd,Cat 6,SD,32ft,VL | Category 6 Performance, 28 AWG UTP patch cord with TX6™ Modular Plugs on each end. | PC | 1 | 10 | 1 | 1 | 30.54
07498336341 | UTP28SP32YL | CU Patch Crd,Cat 6,SD,32ft,YL | Category 6 Performance, 28 AWG UTP patch cord with TX6™ Modular Plugs on each end. | PC | 1 | 10 | 1 | 1 | 30.54
07498335764 | UTP28SP33 | CU Patch Crd,Cat 6,SD,33ft,IW | Category 6 Performance, 28 AWG UTP patch cord with TX6™ Modular Plugs on each end. | PC | 1 | 10 | 1 | 1 | 31.14
07498335843 | UTP28SP33BL | CU Patch Crd,Cat 6,SD,33ft,BL | Category 6 Performance, 28 AWG UTP patch cord with TX6™ Modular Plugs on each end. | PC | 1 | 10 | 1 | 1 | 31.14
07498335875 | UTP28SP33BU | CU Patch Crd,Cat 6,SD,33ft,BU | Category 6 Performance, 28 AWG UTP patch cord with TX6™ Modular Plugs on each end. | PC | 1 | 10 | 1 | 1 | 31.14
07498335905 | UTP28SP33GR | CU Patch Crd,Cat 6,SD,33ft,GR | Category 6 Performance, 28 AWG UTP patch cord with TX6™ Modular Plugs on each end. | PC | 1 | 10 | 1 | 1 | 31.14
07498335947 | UTP28SP33GY | CU Patch Crd,Cat 6,SD,33ft,GY | Category 6 Performance, 28 AWG UTP patch cord with TX6™ Modular Plugs on each end. | PC | 1 | 10 | 1 | 1 | 31.14
07498371149 | UTP28SP33MBU | CU Patch Crd,Cat 6,SD,33ft,BU | Category 6 Performance, 28 AWG UTP patch cord with TX6™ Modular Plugs on each end. | PC | 1 | 10 | 1 | 1 | 75.06
07498336029 | UTP28SP33OR | CU Patch Crd,Cat 6,SD,33ft,OR | Category 6 Performance, 28 AWG UTP patch cord with TX6™ Modular Plugs on each end. Orange, 33 ft. | PC | 1 | 10 | 1 | 1 | 31.14
07498335990 | UTP28SP33RD | CU Patch Crd,Cat 6,SD,33ft,RD | Category 6 Performance, 28 AWG UTP patch cord with TX6™ Modular Plugs on each end. Red, 33 ft. | PC | 1 | 10 | 1 | 1 | 31.14
07498336122 | UTP28SP33VL | CU Patch Crd,Cat 6,SD,33ft,VL | Category 6 Performance, 28 AWG UTP patch cord with TX6™ Modular Plugs on each end. | PC | 1 | 10 | 1 | 1 | 31.14
07498336347 | UTP28SP33YL | CU Patch Crd,Cat 6,SD,33ft,YL | Category 6 Performance, 28 AWG UTP patch cord with TX6™ Modular Plugs on each end. | PC | 1 | 10 | 1 | 1 | 31.14
07498335765 | UTP28SP34 | CU Patch Crd,Cat 6,SD,34ft,IW | Category 6 Performance, 28 AWG UTP patch cord with TX6™ Modular Plugs on each end. | PC | 1 | 10 | 1 | 1 | 31.72
07498335844 | UTP28SP34BL | CU Patch Crd,Cat 6,SD,34ft,BL | Category 6 Performance, 28 AWG UTP patch cord with TX6™ Modular Plugs on each end. | PC | 1 | 10 | 1 | 1 | 31.72
07498335876 | UTP28SP34BU | CU Patch Crd,Cat 6,SD,34ft,BU | Category 6 Performance, 28 AWG UTP patch cord with TX6™ Modular Plugs on each end. | PC | 1 | 10 | 1 | 1 | 31.72
07498335906 | UTP28SP34GR | CU Patch Crd,Cat 6,SD,34ft,GR | Category 6 Performance, 28 AWG UTP patch cord with TX6™ Modular Plugs on each end. | PC | 1 | 10 | 1 | 1 | 31.72
07498335948 | UTP28SP34GY | CU Patch Crd,Cat 6,SD,34ft,GY | Category 6 Performance, 28 AWG UTP patch cord with TX6™ Modular Plugs on each end. | PC | 1 | 10 | 1 | 1 | 31.72
07498336030 | UTP28SP34OR | CU Patch Crd,Cat 6,SD,34ft,OR | Category 6 Performance, 28 AWG UTP patch cord with TX6™ Modular Plugs on each end. Orange, 34 ft. | PC | 1 | 10 | 1 | 1 | 31.72
07498335994 | UTP28SP34RD | CU Patch Crd,Cat 6,SD,34ft,RD | Category 6 Performance, 28 AWG UTP patch cord with TX6™ Modular Plugs on each end. Red, 34 ft. | PC | 1 | 10 | 1 | 1 | 31.72
07498336123 | UTP28SP34VL | CU Patch Crd,Cat 6,SD,34ft,VL | Category 6 Performance, 28 AWG UTP patch cord with TX6™ Modular Plugs on each end. | PC | 1 | 10 | 1 | 1 | 31.72
07498336354 | UTP28SP34YL | CU Patch Crd,Cat 6,SD,34ft,YL | Category 6 Performance, 28 AWG UTP patch cord with TX6™ Modular Plugs on each end. | PC | 1 | 10 | 1 | 1 | 31.72
07498365596 | UTP28SP35 | CU Patch Crd,Cat 6,SD,35ft,IW | Category 6 Performance, 28 AWG UTP patch cord with TX6™ Modular Plugs on each end. | PC | 1 | 10 | 1 | 1 | 32.3
07498365587 | UTP28SP35BL | CU Patch Crd,Cat 6,SD,35ft,BL | Category 6 Performance, 28 AWG UTP patch cord with TX6™ Modular Plugs on each end. | PC | 1 | 10 | 1 | 1 | 32.3
07498365542 | UTP28SP35BU | CU Patch Crd,Cat 6,SD,35ft,BU | Category 6 Performance, 28 AWG UTP patch cord with TX6™ Modular Plugs on each end. | PC | 1 | 10 | 1 | 1 | 32.3
07498365593 | UTP28SP35GR | CU Patch Crd,Cat 6,SD,35ft,GR | Category 6 Performance, 28 AWG UTP patch cord with TX6™ Modular Plugs on each end. | PC | 1 | 10 | 1 | 1 | 32.3
07498395996 | UTP28SP35GY | CU Patch Crd,Cat 6,SD,35ft,GY | Category 6 Performance, 28 AWG UTP patch cord with TX6™ Modular Plugs on each end. | PC | 1 | 10 | 1 | 1 | 32.3
07498336919 | UTP28SP35M | CU Patch Crd,Cat 6,SD,35m,IW | Category 6 Performance, 28 AWG UTP patch cord with TX6™ Modular Plugs on each end. | PC | 1 | 10 | 1 | 1 | 78.88
07498336942 | UTP28SP35MBL | CU Patch Crd,Cat 6,SD,35m,BL | Category 6 Performance, 28 AWG UTP patch cord with TX6™ Modular Plugs on each end. | PC | 1 | 10 | 1 | 1 | 78.88
07498336949 | UTP28SP35MBU | CU Patch Crd,Cat 6,SD,35m,BU | Category 6 Performance, 28 AWG UTP patch cord with TX6™ Modular Plugs on each end. | PC | 1 | 10 | 1 | 1 | 78.88
07498336962 | UTP28SP35MGR | CU Patch Crd,Cat 6,SD,35m,GR | Category 6 Performance, 28 AWG UTP patch cord with TX6™ Modular Plugs on each end. | PC | 1 | 10 | 1 | 1 | 78.88
07498337029 | UTP28SP35MGY | CU Patch Crd,Cat 6,SD,35m,GY | Category 6 Performance, 28 AWG UTP patch cord with TX6™ Modular Plugs on each end. | PC | 1 | 10 | 1 | 1 | 78.88
07498337045 | UTP28SP35MOR | CU Patch Crd,Cat 6,SD,35m,OR | Category 6 Performance, 28 AWG UTP patch cord with TX6™ Modular Plugs on each end. Orange, 35 meters. | PC | 1 | 10 | 1 | 1 | 78.88
07498337081 | UTP28SP35MRD | CU Patch Crd,Cat 6,SD,35m,RD | Category 6 Performance, 28 AWG UTP patch cord with TX6™ Modular Plugs on each end. Red, 35 meters. | PC | 1 | 10 | 1 | 1 | 78.88
07498337113 | UTP28SP35MVL | CU Patch Crd,Cat 6,SD,35m,VL | Category 6 Performance, 28 AWG UTP patch cord with TX6™ Modular Plugs on each end. | PC | 1 | 10 | 1 | 1 | 78.88
07498337182 | UTP28SP35MYL | CU Patch Crd,Cat 6,SD,35m,YL | Category 6 Performance, 28 AWG UTP patch cord with TX6™ Modular Plugs on each end. | PC | 1 | 10 | 1 | 1 | 78.88
07498365594 | UTP28SP35OR | CU Patch Crd,Cat 6,SD,35ft,OR | Category 6 Performance, 28 AWG UTP patch cord with TX6™ Modular Plugs on each end. Orange, 35 ft. | PC | 1 | 10 | 1 | 1 | 32.3
07498365595 | UTP28SP35RD | CU Patch Crd,Cat 6,SD,35ft,RD | Category 6 Performance, 28 AWG UTP patch cord with TX6™ Modular Plugs on each end. Red, 35 ft. | PC | 1 | 10 | 1 | 1 | 32.3
07498365590 | UTP28SP35VL | CU Patch Crd,Cat 6,SD,35ft,VL | Category 6 Performance, 28 AWG UTP patch cord with TX6™ Modular Plugs on each end. | PC | 1 | 10 | 1 | 1 | 32.3
07498365591 | UTP28SP35YL | CU Patch Crd,Cat 6,SD,35ft,YL | Category 6 Performance, 28 AWG UTP patch cord with TX6™ Modular Plugs on each end. | PC | 1 | 10 | 1 | 1 | 32.3
07498335767 | UTP28SP36 | CU Patch Crd,Cat 6,SD,36ft,IW | Category 6 Performance, 28 AWG UTP patch cord with TX6™ Modular Plugs on each end. | PC | 1 | 10 | 1 | 1 | 32.86
07498335845 | UTP28SP36BL | CU Patch Crd,Cat 6,SD,36ft,BL | Category 6 Performance, 28 AWG UTP patch cord with TX6™ Modular Plugs on each end. | PC | 1 | 10 | 1 | 1 | 32.86
07498335877 | UTP28SP36BU | CU Patch Crd,Cat 6,SD,36ft,BU | Category 6 Performance, 28 AWG UTP patch cord with TX6™ Modular Plugs on each end. | PC | 1 | 10 | 1 | 1 | 32.86
07498335907 | UTP28SP36GR | CU Patch Crd,Cat 6,SD,36ft,GR | Category 6 Performance, 28 AWG UTP patch cord with TX6™ Modular Plugs on each end. | PC | 1 | 10 | 1 | 1 | 32.86
07498335949 | UTP28SP36GY | CU Patch Crd,Cat 6,SD,36ft,GY | Category 6 Performance, 28 AWG UTP patch cord with TX6™ Modular Plugs on each end. | PC | 1 | 10 | 1 | 1 | 32.86
07498336034 | UTP28SP36OR | CU Patch Crd,Cat 6,SD,36ft,OR | Category 6 Performance, 28 AWG UTP patch cord with TX6™ Modular Plugs on each end. Orange, 36 ft. | PC | 1 | 10 | 1 | 1 | 32.86
07498335995 | UTP28SP36RD | CU Patch Crd,Cat 6,SD,36ft,RD | Category 6 Performance, 28 AWG UTP patch cord with TX6™ Modular Plugs on each end. Red, 36 ft. | PC | 1 | 10 | 1 | 1 | 32.86
07498336124 | UTP28SP36VL | CU Patch Crd,Cat 6,SD,36ft,VL | Category 6 Performance, 28 AWG UTP patch cord with TX6™ Modular Plugs on each end. | PC | 1 | 10 | 1 | 1 | 32.86
07498336356 | UTP28SP36YL | CU Patch Crd,Cat 6,SD,36ft,YL | Category 6 Performance, 28 AWG UTP patch cord with TX6™ Modular Plugs on each end. | PC | 1 | 10 | 1 | 1 | 32.86
07498335768 | UTP28SP37 | CU Patch Crd,Cat 6,SD,37ft,IW | Category 6 Performance, 28 AWG UTP patch cord with TX6™ Modular Plugs on each end. | PC | 1 | 10 | 1 | 1 | 33.46
07498335846 | UTP28SP37BL | CU Patch Crd,Cat 6,SD,37ft,BL | Category 6 Performance, 28 AWG UTP patch cord with TX6™ Modular Plugs on each end. | PC | 1 | 10 | 1 | 1 | 33.46
07498335878 | UTP28SP37BU | CU Patch Crd,Cat 6,SD,37ft,BU | Category 6 Performance, 28 AWG UTP patch cord with TX6™ Modular Plugs on each end. | PC | 1 | 10 | 1 | 1 | 33.46
07498335908 | UTP28SP37GR | CU Patch Crd,Cat 6,SD,37ft,GR | Category 6 Performance, 28 AWG UTP patch cord with TX6™ Modular Plugs on each end. | PC | 1 | 10 | 1 | 1 | 33.46
07498335950 | UTP28SP37GY | CU Patch Crd,Cat 6,SD,37ft,GY | Category 6 Performance, 28 AWG UTP patch cord with TX6™ Modular Plugs on each end. | PC | 1 | 10 | 1 | 1 | 33.46
07498371150 | UTP28SP37MBU | CU Patch Crd,Cat 6,SD,37m,BU | Category 6 Performance, 28 AWG UTP patch cord with TX6™ Modular Plugs on each end. | PC | 1 | 10 | 1 | 1 | 82.7
07498336035 | UTP28SP37OR | CU Patch Crd,Cat 6,SD,37ft,OR | Category 6 Performance, 28 AWG UTP patch cord with TX6™ Modular Plugs on each end. Orange, 37 ft. | PC | 1 | 10 | 1 | 1 | 33.46
07498335996 | UTP28SP37RD | CU Patch Crd,Cat 6,SD,37ft,RD | Category 6 Performance, 28 AWG UTP patch cord with TX6™ Modular Plugs on each end. Red, 37 ft. | PC | 1 | 10 | 1 | 1 | 33.46
07498336125 | UTP28SP37VL | CU Patch Crd,Cat 6,SD,37ft,VL | Category 6 Performance, 28 AWG UTP patch cord with TX6™ Modular Plugs on each end. | PC | 1 | 10 | 1 | 1 | 33.46
07498336379 | UTP28SP37YL | CU Patch Crd,Cat 6,SD,37ft,YL | Category 6 Performance, 28 AWG UTP patch cord with TX6™ Modular Plugs on each end. | PC | 1 | 10 | 1 | 1 | 33.46
07498335771 | UTP28SP38 | CU Patch Crd,Cat 6,SD,38ft,IW | Category 6 Performance, 28 AWG UTP patch cord with TX6™ Modular Plugs on each end. | PC | 1 | 10 | 1 | 1 | 34.04
07498335847 | UTP28SP38BL | CU Patch Crd,Cat 6,SD,38ft,BL | Category 6 Performance, 28 AWG UTP patch cord with TX6™ Modular Plugs on each end. | PC | 1 | 10 | 1 | 1 | 34.04
07498335879 | UTP28SP38BU | CU Patch Crd,Cat 6,SD,38ft,BU | Category 6 Performance, 28 AWG UTP patch cord with TX6™ Modular Plugs on each end. | PC | 1 | 10 | 1 | 1 | 34.04
07498335909 | UTP28SP38GR | CU Patch Crd,Cat 6,SD,38ft,GR | Category 6 Performance, 28 AWG UTP patch cord with TX6™ Modular Plugs on each end. | PC | 1 | 10 | 1 | 1 | 34.04
07498335951 | UTP28SP38GY | CU Patch Crd,Cat 6,SD,38ft,GY | Category 6 Performance, 28 AWG UTP patch cord with TX6™ Modular Plugs on each end. | PC | 1 | 10 | 1 | 1 | 34.04
07498336037 | UTP28SP38OR | CU Patch Crd,Cat 6,SD,38ft,OR | Category 6 Performance, 28 AWG UTP patch cord with TX6™ Modular Plugs on each end. Orange, 38 ft. | PC | 1 | 10 | 1 | 1 | 34.04
07498335997 | UTP28SP38RD | CU Patch Crd,Cat 6,SD,38ft,RD | Category 6 Performance, 28 AWG UTP patch cord with TX6™ Modular Plugs on each end. Red, 38 ft. | PC | 1 | 10 | 1 | 1 | 34.04
07498336126 | UTP28SP38VL | CU Patch Crd,Cat 6,SD,38ft,VL | Category 6 Performance, 28 AWG UTP patch cord with TX6™ Modular Plugs on each end. | PC | 1 | 10 | 1 | 1 | 34.04
07498336380 | UTP28SP38YL | CU Patch Crd,Cat 6,SD,38ft,YL | Category 6 Performance, 28 AWG UTP patch cord with TX6™ Modular Plugs on each end. | PC | 1 | 10 | 1 | 1 | 34.04
07498335772 | UTP28SP39 | CU Patch Crd,Cat 6,SD,39ft,IW | Category 6 Performance, 28 AWG UTP patch cord with TX6™ Modular Plugs on each end. | PC | 1 | 10 | 1 | 1 | 34.64
07498335848 | UTP28SP39BL | CU Patch Crd,Cat 6,SD,39ft,BL | Category 6 Performance, 28 AWG UTP patch cord with TX6™ Modular Plugs on each end. | PC | 1 | 10 | 1 | 1 | 34.64
07498335880 | UTP28SP39BU | CU Patch Crd,Cat 6,SD,39ft,BU | Category 6 Performance, 28 AWG UTP patch cord with TX6™ Modular Plugs on each end. | PC | 1 | 10 | 1 | 1 | 34.64
07498335910 | UTP28SP39GR | CU Patch Crd,Cat 6,SD,39ft,GR | Category 6 Performance, 28 AWG UTP patch cord with TX6™ Modular Plugs on each end. | PC | 1 | 10 | 1 | 1 | 34.64
07498335952 | UTP28SP39GY | CU Patch Crd,Cat 6,SD,39ft,GY | Category 6 Performance, 28 AWG UTP patch cord with TX6™ Modular Plugs on each end. | PC | 1 | 10 | 1 | 1 | 34.64
07498336039 | UTP28SP39OR | CU Patch Crd,Cat 6,SD,39ft,OR | Category 6 Performance, 28 AWG UTP patch cord with TX6™ Modular Plugs on each end. Orange, 39 ft. | PC | 1 | 10 | 1 | 1 | 34.64
07498335998 | UTP28SP39RD | CU Patch Crd,Cat 6,SD,39ft,RD | Category 6 Performance, 28 AWG UTP patch cord with TX6™ Modular Plugs on each end. Red, 39 ft. | PC | 1 | 10 | 1 | 1 | 34.64
07498336129 | UTP28SP39VL | CU Patch Crd,Cat 6,SD,39ft,VL | Category 6 Performance, 28 AWG UTP patch cord with TX6™ Modular Plugs on each end. | PC | 1 | 10 | 1 | 1 | 34.64
07498336381 | UTP28SP39YL | CU Patch Crd,Cat 6,SD,39ft,YL | Category 6 Performance, 28 AWG UTP patch cord with TX6™ Modular Plugs on each end. | PC | 1 | 10 | 1 | 1 | 34.64
07498365196 | UTP28SP3BL | CU Patch Crd,Cat 6,SD,3ft,BL | The TX6-28™ Cat 6 UTP Patch Cord is constructed of 28 AWG, unshielded, twisted pair, stranded, CM/LSZH cable with enhanced performance modular plugs. The use of 28 AWG cable ensures that this patch cord has a small diameter, making it easy to install and | PC | 1 | 10 | 1 | 1 | 13.64
07498327908 | UTP28SP3BL-Q | CU Patch Crd,Cat 6,SD,3ft,BL,Bulk25 | Category 6 Performance, 28 AWG UTP patch cord with TX6™ Modular Plugs on each end. | PC | 1 | 25 | 25 | 1 | 13.64
07498365197 | UTP28SP3BU | CU Patch Crd,Cat 6,SD,3ft,BU | The TX6-28™ Cat 6 UTP Patch Cord is constructed of 28 AWG, unshielded, twisted pair, stranded, CM/LSZH cable with enhanced performance modular plugs. The use of 28 AWG cable ensures that this patch cord has a small diameter, making it easy to install and | PC | 1 | 10 | 1 | 1 | 13.64
07498327909 | UTP28SP3BU-Q | CU Patch Crd,Cat 6,SD,3ft,BU,Bulk25 | Category 6 Performance, 28 AWG UTP patch cord with TX6™ Modular Plugs on each end. | PC | 1 | 25 | 25 | 1 | 13.64
07498365198 | UTP28SP3GR | CU Patch Crd,Cat 6,SD,3ft,GR | The TX6-28™ Cat 6 UTP Patch Cord is constructed of 28 AWG, unshielded, twisted pair, stranded, CM/LSZH cable with enhanced performance modular plugs. The use of 28 AWG cable ensures that this patch cord has a small diameter, making it easy to install and | PC | 1 | 10 | 1 | 1 | 13.64
07498327910 | UTP28SP3GR-Q | CU Patch Crd,Cat 6,SD,3ft,GR,Bulk25 | Category 6 Performance, 28 AWG UTP patch cord with TX6™ Modular Plugs on each end. | PC | 1 | 25 | 25 | 1 | 13.64
07498395974 | UTP28SP3GY | CU Patch Crd,Cat 6,SD,3ft,GY | Category 6 Performance, 28 AWG UTP patch cord with TX6™ Modular Plugs on each end. | PC | 1 | 10 | 1 | 1 | 13.64
07498327911 | UTP28SP3GY-Q | CU Patch Crd,Cat 6,SD,3ft,GY,Bulk25 | Category 6 Performance, 28 AWG UTP patch cord with TX6™ Modular Plugs on each end. | PC | 1 | 25 | 25 | 1 | 13.64
07498365711 | UTP28SP3M | CU Patch Crd,Cat 6,SD,3m,IW | The TX6-28™ Cat 6 UTP Patch Cord is constructed of 28 AWG, unshielded, twisted pair, stranded, CM/LSZH cable with enhanced performance modular plugs. The use of 28 AWG cable ensures that this patch cord has a small diameter, making it easy to install and | PC | 1 | 10 | 1 | 1 | 17.62
07498327991 | UTP28SP3M-Q | CU Patch Crd,Cat 6,SD,3m,IW,Bulk25 | Category 6 Performance, 28 AWG UTP patch cord with TX6™ Modular Plugs on each end. | PC | 1 | 25 | 25 | 1 | 17.62
07498365712 | UTP28SP3MBL | CU Patch Crd,Cat 6,SD,3m,BL | The TX6-28™ Cat 6 UTP Patch Cord is constructed of 28 AWG, unshielded, twisted pair, stranded, CM/LSZH cable with enhanced performance modular plugs. The use of 28 AWG cable ensures that this patch cord has a small diameter, making it easy to install and | PC | 1 | 10 | 1 | 1 | 17.62
07498333837 | UTP28SP3MBL-Q | CU Patch Crd,Cat 6,SD,3m,BL,Bulk25 | Category 6 Performance, 28 AWG UTP patch cord with TX6™ Modular Plugs on each end. | PC | 1 | 25 | 25 | 1 | 17.62
07498365713 | UTP28SP3MBU | CU Patch Crd,Cat 6,SD,3m,BU | The TX6-28™ Cat 6 UTP Patch Cord is constructed of 28 AWG, unshielded, twisted pair, stranded, CM/LSZH cable with enhanced performance modular plugs. The use of 28 AWG cable ensures that this patch cord has a small diameter, making it easy to install and | PC | 1 | 10 | 1 | 1 | 17.62
07498333838 | UTP28SP3MBU-Q | CU Patch Crd,Cat 6,SD,3m,BU,Bulk25 | Category 6 Performance, 28 AWG UTP patch cord with TX6™ Modular Plugs on each end. | PC | 1 | 25 | 25 | 1 | 17.62
07498365714 | UTP28SP3MGR | CU Patch Crd,Cat 6,SD,3m,GR | The TX6-28™ Cat 6 UTP Patch Cord is constructed of 28 AWG, unshielded, twisted pair, stranded, CM/LSZH cable with enhanced performance modular plugs. The use of 28 AWG cable ensures that this patch cord has a small diameter, making it easy to install and | PC | 1 | 10 | 1 | 1 | 17.62
07498333839 | UTP28SP3MGR-Q | CU Patch Crd,Cat 6,SD,3m,GR,Bulk25 | Category 6 Performance, 28 AWG UTP patch cord with TX6™ Modular Plugs on each end. | PC | 1 | 25 | 25 | 1 | 17.62
07498396014 | UTP28SP3MGY | CU Patch Crd,Cat 6,SD,3m,GY | Category 6 Performance, 28 AWG UTP patch cord with TX6™ Modular Plugs on each end. Gray, 3 meters. | PC | 1 | 10 | 1 | 1 | 17.62
07498333845 | UTP28SP3MGY-Q | CU Patch Crd,Cat 6,SD,3m,GY,Bulk25 | Category 6 Performance, 28 AWG UTP patch cord with TX6™ Modular Plugs on each end. | PC | 1 | 25 | 25 | 1 | 17.62
07498365715 | UTP28SP3MOR | CU Patch Crd,Cat 6,SD,3m,OR | Category 6 Performance, 28 AWG UTP patch cord with TX6™ Modular Plugs on each end. | PC | 1 | 10 | 1 | 1 | 17.62
07498333840 | UTP28SP3MOR-Q | CU Patch Crd,Cat 6,SD,3m,OR,Bulk25 | Category 6 Performance, 28 AWG UTP patch cord with TX6™ Modular Plugs on each end. Orange, 3 meters. | PC | 1 | 25 | 25 | 1 | 17.62
07498362517 | UTP28SP3MPK | CU Patch Crd,Cat 6,SD,3m,PK | Category 6 Performance, 28 AWG UTP patch cord with TX6™ Modular Plugs on each end. Pink, 3 meters. | PC | 1 | 10 | 1 | 1 | 17.62
07498365716 | UTP28SP3MRD | CU Patch Crd,Cat 6,SD,3m,RD | The TX6-28™ Cat 6 UTP Patch Cord is constructed of 28 AWG, unshielded, twisted pair, stranded, CM/LSZH cable with enhanced performance modular plugs. The use of 28 AWG cable ensures that this patch cord has a small diameter, making it easy to install and | PC | 1 | 10 | 1 | 1 | 17.62
07498333844 | UTP28SP3MRD-Q | CU Patch Crd,Cat 6,SD,3m,RD,Bulk25 | Category 6 Performance, 28 AWG UTP patch cord with TX6™ Modular Plugs on each end. Red, 3 meters. | PC | 1 | 25 | 25 | 1 | 17.62
07498365717 | UTP28SP3MVL | CU Patch Crd,Cat 6,SD,3m,VL | Category 6 Performance, 28 AWG UTP patch cord with TX6™ Modular Plugs on each end. | PC | 1 | 10 | 1 | 1 | 17.62
07498333846 | UTP28SP3MVL-Q | CU Patch Crd,Cat 6,SD,3m,VL,Bulk25 | Category 6 Performance, 28 AWG UTP patch cord with TX6™ Modular Plugs on each end. | PC | 1 | 25 | 25 | 1 | 17.62
07498365718 | UTP28SP3MYL | CU Patch Crd,Cat 6,SD,3m,YL | The TX6-28™ Cat 6 UTP Patch Cord is constructed of 28 AWG, unshielded, twisted pair, stranded, CM/LSZH cable with enhanced performance modular plugs. The use of 28 AWG cable ensures that this patch cord has a small diameter, making it easy to install and | PC | 1 | 10 | 1 | 1 | 17.62
07498333848 | UTP28SP3MYL-Q | CU Patch Crd,Cat 6,SD,3m,YL,Bulk25 | Category 6 Performance, 28 AWG UTP patch cord with TX6™ Modular Plugs on each end. | PC | 1 | 25 | 25 | 1 | 17.62
07498365199 | UTP28SP3OR | CU Patch Crd,Cat 6,SD,3ft,OR | Category 6 Performance, 28 AWG UTP patch cord with TX6™ Modular Plugs on each end. Orange, 3 ft. | PC | 1 | 10 | 1 | 1 | 13.64
07498327912 | UTP28SP3OR-Q | CU Patch Crd,Cat 6,SD,3ft,OR,Bulk25 | Category 6 Performance, 28 AWG UTP patch cord with TX6™ Modular Plugs on each end. Orange, 3 ft, 25pc. | PC | 1 | 25 | 25 | 1 | 13.64
07498362472 | UTP28SP3PK | CU Patch Crd,Cat 6,SD,3ft,PK | Category 6 Performance, 28 AWG UTP patch cord with TX6™ Modular Plugs on each end. Pink, 3 ft. | PC | 1 | 10 | 1 | 1 | 13.64
07498365200 | UTP28SP3RD | CU Patch Crd,Cat 6,SD,3ft,RD | The TX6-28™ Cat 6 UTP Patch Cord is constructed of 28 AWG, unshielded, twisted pair, stranded, CM/LSZH cable with enhanced performance modular plugs. The use of 28 AWG cable ensures that this patch cord has a small diameter, making it easy to install and | PC | 1 | 10 | 1 | 1 | 13.64
07498327913 | UTP28SP3RD-Q | CU Patch Crd,Cat 6,SD,3ft,RD,Bulk25 | Category 6 Performance, 28 AWG UTP patch cord with TX6™ Modular Plugs on each end. Red, 3 ft, 25pc. | PC | 1 | 25 | 25 | 1 | 13.64
07498365202 | UTP28SP3VL | CU Patch Crd,Cat 6,SD,3ft,VL | Category 6 Performance, 28 AWG UTP patch cord with TX6™ Modular Plugs on each end. Violet, 3 ft. | PC | 1 | 10 | 1 | 1 | 13.64
07498327914 | UTP28SP3VL-Q | CU Patch Crd,Cat 6,SD,3ft,VL,Bulk25 | Category 6 Performance, 28 AWG UTP patch cord with TX6™ Modular Plugs on each end. | PC | 1 | 25 | 25 | 1 | 13.64
07498365203 | UTP28SP3YL | CU Patch Crd,Cat 6,SD,3ft,YL | The TX6-28™ Cat 6 UTP Patch Cord is constructed of 28 AWG, unshielded, twisted pair, stranded, CM/LSZH cable with enhanced performance modular plugs. The use of 28 AWG cable ensures that this patch cord has a small diameter, making it easy to install and | PC | 1 | 10 | 1 | 1 | 13.64
07498327915 | UTP28SP3YL-Q | CU Patch Crd,Cat 6,SD,3ft,YL,Bulk25 | Category 6 Performance, 28 AWG UTP patch cord with TX6™ Modular Plugs on each end. | PC | 1 | 25 | 25 | 1 | 13.64
07498365204 | UTP28SP4 | CU Patch Crd,Cat 6,SD,4ft,IW | The TX6-28™ Cat 6 UTP Patch Cord is constructed of 28 AWG, unshielded, twisted pair, stranded, CM/LSZH cable with enhanced performance modular plugs. The use of 28 AWG cable ensures that this patch cord has a small diameter, making it easy to install and | PC | 1 | 10 | 1 | 1 | 14.2
07498327934 | UTP28SP4-Q | CU Patch Crd,Cat 6,SD,4ft,IW,Bulk25 | Category 6 Performance, 28 AWG UTP patch cord with TX6™ Modular Plugs on each end. | PC | 1 | 25 | 25 | 1 | 14.2
07498365753 | UTP28SP4.5M | CU Patch Crd,Cat 6,SD,4.5m,IW | Category 6 Performance, 28 AWG UTP patch cord with TX6™ Modular Plugs on each end. | PC | 1 | 10 | 1 | 1 | 20.52
07498328009 | UTP28SP4.5M-Q | CU Patch Crd,Cat 6,SD,4.5m,IW,Bulk25 | Category 6 Performance, 28 AWG UTP patch cord with TX6™ Modular Plugs on each end. | PC | 1 | 25 | 25 | 1 | 20.52
07498365759 | UTP28SP4.5MBL | Copper Patch Cord, Category 6 Performanc | Category 6 Performance, 28 AWG UTP patch cord with TX6™ Modular Plugs on each end. | PC | 1 | 10 | 1 | 1 | 20.52
07498334162 | UTP28SP4.5MBL-Q | CU Patch Crd,Cat 6,SD,4.5m,BL,Bulk25 | Category 6 Performance, 28 AWG UTP patch cord with TX6™ Modular Plugs on each end. | PC | 1 | 25 | 25 | 1 | 20.52
07498365760 | UTP28SP4.5MBU | Copper Patch Cord, Category 6 Performanc | Category 6 Performance, 28 AWG UTP patch cord with TX6™ Modular Plugs on each end. | PC | 1 | 10 | 1 | 1 | 20.52
07498334163 | UTP28SP4.5MBU-Q | CU Patch Crd,Cat 6,SD,4.5m,BU,Bulk25 | Category 6 Performance, 28 AWG UTP patch cord with TX6™ Modular Plugs on each end. | PC | 1 | 25 | 25 | 1 | 20.52
07498365768 | UTP28SP4.5MGR | Copper Patch Cord, Category 6 Performanc | Category 6 Performance, 28 AWG UTP patch cord with TX6™ Modular Plugs on each end. | PC | 1 | 10 | 1 | 1 | 20.52
07498334164 | UTP28SP4.5MGR-Q | CU Patch Crd,Cat 6,SD,4.5m,GR,Bulk25 | Category 6 Performance, 28 AWG UTP patch cord with TX6™ Modular Plugs on each end. | PC | 1 | 25 | 25 | 1 | 20.52
07498396021 | UTP28SP4.5MGY | Cu,PC,Cat6Perf,28AWG,UTP,GY,4.5M,EA | Category 6 Performance, 28 AWG UTP patch cord with TX6™ Modular Plugs on each end. | PC | 1 | 10 | 1 | 1 | 20.52
07498334170 | UTP28SP4.5MGY-Q | CU Patch Crd,Cat 6,SD,4.5m,GY,Bulk25 | Category 6 Performance, 28 AWG UTP patch cord with TX6™ Modular Plugs on each end. | PC | 1 | 25 | 25 | 1 | 20.52
07498365769 | UTP28SP4.5MOR | Copper Patch Cord, Category 6 Performanc | Category 6 Performance, 28 AWG UTP patch cord with TX6™ Modular Plugs on each end. | PC | 1 | 10 | 1 | 1 | 20.52
07498334171 | UTP28SP4.5MOR-Q | CU Patch Crd,Cat 6,SD,4.5m,OR,Bulk | Category 6 Performance, 28 AWG UTP patch cord with TX6™ Modular Plugs on each end. Orange, 4.5 meters. | PC | 1 | 25 | 25 | 1 | 20.52
07498362520 | UTP28SP4.5MPK | CU Patch Crd,Cat 6,SD,4.5m,PK | Category 6 Performance, 28 AWG UTP patch cord with TX6™ Modular Plugs on each end. Pink, 4.5 meters. | PC | 1 | 10 | 1 | 1 | 20.52
07498365770 | UTP28SP4.5MRD | Copper Patch Cord, Category 6 Performanc | Category 6 Performance, 28 AWG UTP patch cord with TX6™ Modular Plugs on each end. | PC | 1 | 10 | 1 | 1 | 20.52
07498334169 | UTP28SP4.5MRD-Q | CU Patch Crd,Cat 6,SD,4.5m,RD,Bulk25 | Category 6 Performance, 28 AWG UTP patch cord with TX6™ Modular Plugs on each end. Red, 4.5 meters. | PC | 1 | 25 | 25 | 1 | 20.52
07498365771 | UTP28SP4.5MVL | Copper Patch Cord, Category 6 Performanc | Category 6 Performance, 28 AWG UTP patch cord with TX6™ Modular Plugs on each end. | PC | 1 | 10 | 1 | 1 | 20.52
07498334172 | UTP28SP4.5MVL-Q | CU Patch Crd,Cat 6,SD,4.5m,VL,Bulk25 | Category 6 Performance, 28 AWG UTP patch cord with TX6™ Modular Plugs on each end. | PC | 1 | 25 | 25 | 1 | 20.52
07498365772 | UTP28SP4.5MYL | Copper Patch Cord, Category 6 Performanc | Category 6 Performance, 28 AWG UTP patch cord with TX6™ Modular Plugs on each end. | PC | 1 | 10 | 1 | 1 | 20.52
07498334173 | UTP28SP4.5MYL-Q | CU Patch Crd,Cat 6,SD,4.5m,YL,Bulk25 | Category 6 Performance, 28 AWG UTP patch cord with TX6™ Modular Plugs on each end. | PC | 1 | 25 | 25 | 1 | 20.52
07498365604 | UTP28SP40 | CU Patch Crd,Cat 6,SD,40ft,IW | Category 6 Performance, 28 AWG UTP patch cord with TX6™ Modular Plugs on each end. | PC | 1 | 10 | 1 | 1 | 35.22
07498365597 | UTP28SP40BL | CU Patch Crd,Cat 6,SD,40ft,BL | Category 6 Performance, 28 AWG UTP patch cord with TX6™ Modular Plugs on each end. | PC | 1 | 10 | 1 | 1 | 35.22
07498365543 | UTP28SP40BU | CU Patch Crd,Cat 6,SD,40ft,BU | Category 6 Performance, 28 AWG UTP patch cord with TX6™ Modular Plugs on each end. | PC | 1 | 10 | 1 | 1 | 35.22
07498365601 | UTP28SP40GR | CU Patch Crd,Cat 6,SD,40ft,GR | Category 6 Performance, 28 AWG UTP patch cord with TX6™ Modular Plugs on each end. | PC | 1 | 10 | 1 | 1 | 35.22
07498395997 | UTP28SP40GY | CU Patch Crd,Cat 6,SD,40ft,GY | Category 6 Performance, 28 AWG UTP patch cord with TX6™ Modular Plugs on each end. | PC | 1 | 10 | 1 | 1 | 35.22
07498336920 | UTP28SP40M | CU Patch Crd,Cat 6,SD,40m,IW | Category 6 Performance, 28 AWG UTP patch cord with TX6™ Modular Plugs on each end. | PC | 1 | 10 | 1 | 1 | 88.44
07498336943 | UTP28SP40MBL | CU Patch Crd,Cat 6,SD,40m,BL | Category 6 Performance, 28 AWG UTP patch cord with TX6™ Modular Plugs on each end. | PC | 1 | 10 | 1 | 1 | 88.44
07498336950 | UTP28SP40MBU | CU Patch Crd,Cat 6,SD,40m,BU | Category 6 Performance, 28 AWG UTP patch cord with TX6™ Modular Plugs on each end. | PC | 1 | 10 | 1 | 1 | 88.44
07498336963 | UTP28SP40MGR | CU Patch Crd,Cat 6,SD,40m,GR | Category 6 Performance, 28 AWG UTP patch cord with TX6™ Modular Plugs on each end. | PC | 1 | 10 | 1 | 1 | 88.44
07498337030 | UTP28SP40MGY | CU Patch Crd,Cat 6,SD,40m,GY | Category 6 Performance, 28 AWG UTP patch cord with TX6™ Modular Plugs on each end. | PC | 1 | 10 | 1 | 1 | 88.44
07498337046 | UTP28SP40MOR | CU Patch Crd,Cat 6,SD,40m,OR | Category 6 Performance, 28 AWG UTP patch cord with TX6™ Modular Plugs on each end. Orange, 40 meters. | PC | 1 | 10 | 1 | 1 | 88.44
07498337082 | UTP28SP40MRD | CU Patch Crd,Cat 6,SD,40m,RD | Category 6 Performance, 28 AWG UTP patch cord with TX6™ Modular Plugs on each end. Red, 40 meters. | PC | 1 | 10 | 1 | 1 | 88.44
07498337142 | UTP28SP40MVL | CU Patch Crd,Cat 6,SD,40m,VL | Category 6 Performance, 28 AWG UTP patch cord with TX6™ Modular Plugs on each end. | PC | 1 | 10 | 1 | 1 | 88.44
07498337204 | UTP28SP40MYL | CU Patch Crd,Cat 6,SD,40m,YL | Category 6 Performance, 28 AWG UTP patch cord with TX6™ Modular Plugs on each end. | PC | 1 | 10 | 1 | 1 | 88.44
07498365602 | UTP28SP40OR | CU Patch Crd,Cat 6,SD,40ft,OR | Category 6 Performance, 28 AWG UTP patch cord with TX6™ Modular Plugs on each end. | PC | 1 | 10 | 1 | 1 | 35.22
07498365603 | UTP28SP40RD | CU Patch Crd,Cat 6,SD,40ft,RD | Category 6 Performance, 28 AWG UTP patch cord with TX6™ Modular Plugs on each end. | PC | 1 | 10 | 1 | 1 | 35.22
07498365598 | UTP28SP40VL | CU Patch Crd,Cat 6,SD,40ft,VL | Category 6 Performance, 28 AWG UTP patch cord with TX6™ Modular Plugs on each end. | PC | 1 | 10 | 1 | 1 | 35.22
07498365600 | UTP28SP40YL | CU Patch Crd,Cat 6,SD,40ft,YL | Category 6 Performance, 28 AWG UTP patch cord with TX6™ Modular Plugs on each end. | PC | 1 | 10 | 1 | 1 | 35.22
07498335773 | UTP28SP41 | CU Patch Crd,Cat 6,SD,41ft,IW | Category 6 Performance, 28 AWG UTP patch cord with TX6™ Modular Plugs on each end. | PC | 1 | 10 | 1 | 1 | 35.82
07498335849 | UTP28SP41BL | CU Patch Crd,Cat 6,SD,41ft,BL | Category 6 Performance, 28 AWG UTP patch cord with TX6™ Modular Plugs on each end. | PC | 1 | 10 | 1 | 1 | 35.82
07498335882 | UTP28SP41BU | CU Patch Crd,Cat 6,SD,41ft,BU | Category 6 Performance, 28 AWG UTP patch cord with TX6™ Modular Plugs on each end. | PC | 1 | 10 | 1 | 1 | 35.82
07498335911 | UTP28SP41GR | CU Patch Crd,Cat 6,SD,41ft,GR | Category 6 Performance, 28 AWG UTP patch cord with TX6™ Modular Plugs on each end. | PC | 1 | 10 | 1 | 1 | 35.82
07498335953 | UTP28SP41GY | CU Patch Crd,Cat 6,SD,41ft,GY | Category 6 Performance, 28 AWG UTP patch cord with TX6™ Modular Plugs on each end. | PC | 1 | 10 | 1 | 1 | 35.82
07498336040 | UTP28SP41OR | CU Patch Crd,Cat 6,SD,41ft,OR | Category 6 Performance, 28 AWG UTP patch cord with TX6™ Modular Plugs on each end. Orange, 41 ft. | PC | 1 | 10 | 1 | 1 | 35.82
07498335999 | UTP28SP41RD | CU Patch Crd,Cat 6,SD,41ft,RD | Category 6 Performance, 28 AWG UTP patch cord with TX6™ Modular Plugs on each end. Red, 41 ft. | PC | 1 | 10 | 1 | 1 | 35.82
07498336133 | UTP28SP41VL | CU Patch Crd,Cat 6,SD,41ft,VL | Category 6 Performance, 28 AWG UTP patch cord with TX6™ Modular Plugs on each end. | PC | 1 | 10 | 1 | 1 | 35.82
07498336382 | UTP28SP41YL | CU Patch Crd,Cat 6,SD,41ft,YL | Category 6 Performance, 28 AWG UTP patch cord with TX6™ Modular Plugs on each end. | PC | 1 | 10 | 1 | 1 | 35.82
07498335774 | UTP28SP42 | CU Patch Crd,Cat 6,SD,42ft,IW | Category 6 Performance, 28 AWG UTP patch cord with TX6™ Modular Plugs on each end. | PC | 1 | 10 | 1 | 1 | 36.38
07498335850 | UTP28SP42BL | CU Patch Crd,Cat 6,SD,42ft,BL | Category 6 Performance, 28 AWG UTP patch cord with TX6™ Modular Plugs on each end. | PC | 1 | 10 | 1 | 1 | 36.38
07498335881 | UTP28SP42BU | CU Patch Crd,Cat 6,SD,42ft,BU | Category 6 Performance, 28 AWG UTP patch cord with TX6™ Modular Plugs on each end. | PC | 1 | 10 | 1 | 1 | 36.38
07498335912 | UTP28SP42GR | CU Patch Crd,Cat 6,SD,42ft,GR | Category 6 Performance, 28 AWG UTP patch cord with TX6™ Modular Plugs on each end. | PC | 1 | 10 | 1 | 1 | 36.38
07498335954 | UTP28SP42GY | CU Patch Crd,Cat 6,SD,42ft,GY | Category 6 Performance, 28 AWG UTP patch cord with TX6™ Modular Plugs on each end. | PC | 1 | 10 | 1 | 1 | 36.38
07498336041 | UTP28SP42OR | CU Patch Crd,Cat 6,SD,42ft,OR | Category 6 Performance, 28 AWG UTP patch cord with TX6™ Modular Plugs on each end. Orange, 42 ft. | PC | 1 | 10 | 1 | 1 | 36.38
07498336000 | UTP28SP42RD | CU Patch Crd,Cat 6,SD,42ft,RD | Category 6 Performance, 28 AWG UTP patch cord with TX6™ Modular Plugs on each end. Red, 42 ft. | PC | 1 | 10 | 1 | 1 | 36.38
07498336137 | UTP28SP42VL | CU Patch Crd,Cat 6,SD,42ft,VL | Category 6 Performance, 28 AWG UTP patch cord with TX6™ Modular Plugs on each end. | PC | 1 | 10 | 1 | 1 | 36.38
07498336383 | UTP28SP42YL | CU Patch Crd,Cat 6,SD,42ft,YL | Category 6 Performance, 28 AWG UTP patch cord with TX6™ Modular Plugs on each end. | PC | 1 | 10 | 1 | 1 | 36.38
07498335775 | UTP28SP43 | CU Patch Crd,Cat 6,SD,43ft,IW | Category 6 Performance, 28 AWG UTP patch cord with TX6™ Modular Plugs on each end. | PC | 1 | 10 | 1 | 1 | 36.96
07498335851 | UTP28SP43BL | CU Patch Crd,Cat 6,SD,43ft,BL | Category 6 Performance, 28 AWG UTP patch cord with TX6™ Modular Plugs on each end. | PC | 1 | 10 | 1 | 1 | 36.96
07498335883 | UTP28SP43BU | CU Patch Crd,Cat 6,SD,43ft,BU | Category 6 Performance, 28 AWG UTP patch cord with TX6™ Modular Plugs on each end. | PC | 1 | 10 | 1 | 1 | 36.96
07498335921 | UTP28SP43GR | CU Patch Crd,Cat 6,SD,43ft,GR | Category 6 Performance, 28 AWG UTP patch cord with TX6™ Modular Plugs on each end. | PC | 1 | 10 | 1 | 1 | 36.96
07498335955 | UTP28SP43GY | CU Patch Crd,Cat 6,SD,43ft,GY | Category 6 Performance, 28 AWG UTP patch cord with TX6™ Modular Plugs on each end. | PC | 1 | 10 | 1 | 1 | 36.96
07498336042 | UTP28SP43OR | CU Patch Crd,Cat 6,SD,43ft,OR | Category 6 Performance, 28 AWG UTP patch cord with TX6™ Modular Plugs on each end. Orange, 43 ft. | PC | 1 | 10 | 1 | 1 | 36.96
07498336002 | UTP28SP43RD | CU Patch Crd,Cat 6,SD,43ft,RD | Category 6 Performance, 28 AWG UTP patch cord with TX6™ Modular Plugs on each end. Red, 43 ft. | PC | 1 | 10 | 1 | 1 | 36.96
07498336141 | UTP28SP43VL | CU Patch Crd,Cat 6,SD,43ft,VL | Category 6 Performance, 28 AWG UTP patch cord with TX6™ Modular Plugs on each end. | PC | 1 | 10 | 1 | 1 | 36.96
07498336384 | UTP28SP43YL | CU Patch Crd,Cat 6,SD,43ft,YL | Category 6 Performance, 28 AWG UTP patch cord with TX6™ Modular Plugs on each end. | PC | 1 | 10 | 1 | 1 | 36.96
07498335793 | UTP28SP44 | CU Patch Crd,Cat 6,SD,44ft,IW | Category 6 Performance, 28 AWG UTP patch cord with TX6™ Modular Plugs on each end. | PC | 1 | 10 | 1 | 1 | 37.54
07498335852 | UTP28SP44BL | CU Patch Crd,Cat 6,SD,44ft,BL | Category 6 Performance, 28 AWG UTP patch cord with TX6™ Modular Plugs on each end. | PC | 1 | 10 | 1 | 1 | 37.54
07498335884 | UTP28SP44BU | CU Patch Crd,Cat 6,SD,44ft,BU | Category 6 Performance, 28 AWG UTP patch cord with TX6™ Modular Plugs on each end. | PC | 1 | 10 | 1 | 1 | 37.54
07498335922 | UTP28SP44GR | CU Patch Crd,Cat 6,SD,44ft,GR | Category 6 Performance, 28 AWG UTP patch cord with TX6™ Modular Plugs on each end. | PC | 1 | 10 | 1 | 1 | 37.54
07498335956 | UTP28SP44GY | CU Patch Crd,Cat 6,SD,44ft,GY | Category 6 Performance, 28 AWG UTP patch cord with TX6™ Modular Plugs on each end. | PC | 1 | 10 | 1 | 1 | 37.54
07498336043 | UTP28SP44OR | CU Patch Crd,Cat 6,SD,44ft,OR | Category 6 Performance, 28 AWG UTP patch cord with TX6™ Modular Plugs on each end. Orange, 44 ft. | PC | 1 | 10 | 1 | 1 | 37.54
07498336003 | UTP28SP44RD | CU Patch Crd,Cat 6,SD,44ft,RD | Category 6 Performance, 28 AWG UTP patch cord with TX6™ Modular Plugs on each end. Red, 44 ft. | PC | 1 | 10 | 1 | 1 | 37.54
07498336145 | UTP28SP44VL | CU Patch Crd,Cat 6,SD,44ft,VL | Category 6 Performance, 28 AWG UTP patch cord with TX6™ Modular Plugs on each end. | PC | 1 | 10 | 1 | 1 | 37.54
07498336385 | UTP28SP44YL | CU Patch Crd,Cat 6,SD,44ft,YL | Category 6 Performance, 28 AWG UTP patch cord with TX6™ Modular Plugs on each end. | PC | 1 | 10 | 1 | 1 | 37.54
07498365630 | UTP28SP45 | CU Patch Crd,Cat 6,SD,45ft,IW | Category 6 Performance, 28 AWG UTP patch cord with TX6™ Modular Plugs on each end. | PC | 1 | 10 | 1 | 1 | 38.14
07498365623 | UTP28SP45BL | CU Patch Crd,Cat 6,SD,45ft,BL | Category 6 Performance, 28 AWG UTP patch cord with TX6™ Modular Plugs on each end. | PC | 1 | 10 | 1 | 1 | 38.14
07498365544 | UTP28SP45BU | CU Patch Crd,Cat 6,SD,45ft,BU | Category 6 Performance, 28 AWG UTP patch cord with TX6™ Modular Plugs on each end. | PC | 1 | 10 | 1 | 1 | 38.14
07498365626 | UTP28SP45GR | CU Patch Crd,Cat 6,SD,45ft,GR | Category 6 Performance, 28 AWG UTP patch cord with TX6™ Modular Plugs on each end. | PC | 1 | 10 | 1 | 1 | 38.14
07498395999 | UTP28SP45GY | CU Patch Crd,Cat 6,SD,45ft,GY | Category 6 Performance, 28 AWG UTP patch cord with TX6™ Modular Plugs on each end. | PC | 1 | 10 | 1 | 1 | 38.14
07498365628 | UTP28SP45OR | CU Patch Crd,Cat 6,SD,45ft,OR | Category 6 Performance, 28 AWG UTP patch cord with TX6™ Modular Plugs on each end. | PC | 1 | 10 | 1 | 1 | 38.14
07498365629 | UTP28SP45RD | CU Patch Crd,Cat 6,SD,45ft,RD | Category 6 Performance, 28 AWG UTP patch cord with TX6™ Modular Plugs on each end. | PC | 1 | 10 | 1 | 1 | 38.14
07498365625 | UTP28SP45VL | CU Patch Crd,Cat 6,SD,45ft,VL | Category 6 Performance, 28 AWG UTP patch cord with TX6™ Modular Plugs on each end. | PC | 1 | 10 | 1 | 1 | 38.14
07498365624 | UTP28SP45YL | CU Patch Crd,Cat 6,SD,45ft,YL | Category 6 Performance, 28 AWG UTP patch cord with TX6™ Modular Plugs on each end. | PC | 1 | 10 | 1 | 1 | 38.14
07498335794 | UTP28SP46 | CU Patch Crd,Cat 6,SD,46ft,IW | Category 6 Performance, 28 AWG UTP patch cord with TX6™ Modular Plugs on each end. | PC | 1 | 10 | 1 | 1 | 38.72
07498335853 | UTP28SP46BL | CU Patch Crd,Cat 6,SD,46ft,BL | Category 6 Performance, 28 AWG UTP patch cord with TX6™ Modular Plugs on each end. | PC | 1 | 10 | 1 | 1 | 38.72
07498335885 | UTP28SP46BU | CU Patch Crd,Cat 6,SD,46ft,BU | Category 6 Performance, 28 AWG UTP patch cord with TX6™ Modular Plugs on each end. | PC | 1 | 10 | 1 | 1 | 38.72
07498335923 | UTP28SP46GR | CU Patch Crd,Cat 6,SD,46ft,GR | Category 6 Performance, 28 AWG UTP patch cord with TX6™ Modular Plugs on each end. | PC | 1 | 10 | 1 | 1 | 38.72
07498335957 | UTP28SP46GY | CU Patch Crd,Cat 6,SD,46ft,GY | Category 6 Performance, 28 AWG UTP patch cord with TX6™ Modular Plugs on each end. | PC | 1 | 10 | 1 | 1 | 38.72
07498336045 | UTP28SP46OR | CU Patch Crd,Cat 6,SD,46ft,OR | Category 6 Performance, 28 AWG UTP patch cord with TX6™ Modular Plugs on each end. Orange, 46 ft. | PC | 1 | 10 | 1 | 1 | 38.72
07498336004 | UTP28SP46RD | CU Patch Crd,Cat 6,SD,46ft,RD | Category 6 Performance, 28 AWG UTP patch cord with TX6™ Modular Plugs on each end. Red, 46 ft. | PC | 1 | 10 | 1 | 1 | 38.72
07498336149 | UTP28SP46VL | CU Patch Crd,Cat 6,SD,46ft,VL | Category 6 Performance, 28 AWG UTP patch cord with TX6™ Modular Plugs on each end. | PC | 1 | 10 | 1 | 1 | 38.72
07498336386 | UTP28SP46YL | CU Patch Crd,Cat 6,SD,46ft,YL | Category 6 Performance, 28 AWG UTP patch cord with TX6™ Modular Plugs on each end. | PC | 1 | 10 | 1 | 1 | 38.72
07498335803 | UTP28SP47 | CU Patch Crd,Cat 6,SD,47ft,IW | Category 6 Performance, 28 AWG UTP patch cord with TX6™ Modular Plugs on each end. | PC | 1 | 10 | 1 | 1 | 39.32
07498335854 | UTP28SP47BL | CU Patch Crd,Cat 6,SD,47ft,BL | Category 6 Performance, 28 AWG UTP patch cord with TX6™ Modular Plugs on each end. | PC | 1 | 10 | 1 | 1 | 39.32
07498335886 | UTP28SP47BU | CU Patch Crd,Cat 6,SD,47ft,BU | Category 6 Performance, 28 AWG UTP patch cord with TX6™ Modular Plugs on each end. | PC | 1 | 10 | 1 | 1 | 39.32
07498335924 | UTP28SP47GR | CU Patch Crd,Cat 6,SD,47ft,GR | Category 6 Performance, 28 AWG UTP patch cord with TX6™ Modular Plugs on each end. | PC | 1 | 10 | 1 | 1 | 39.32
07498335958 | UTP28SP47GY | CU Patch Crd,Cat 6,SD,47ft,GY | Category 6 Performance, 28 AWG UTP patch cord with TX6™ Modular Plugs on each end. | PC | 1 | 10 | 1 | 1 | 39.32
07498336046 | UTP28SP47OR | CU Patch Crd,Cat 6,SD,47ft,OR | Category 6 Performance, 28 AWG UTP patch cord with TX6™ Modular Plugs on each end. Orange, 47 ft. | PC | 1 | 10 | 1 | 1 | 39.32
07498336005 | UTP28SP47RD | CU Patch Crd,Cat 6,SD,47ft,RD | Category 6 Performance, 28 AWG UTP patch cord with TX6™ Modular Plugs on each end. Red, 47 ft. | PC | 1 | 10 | 1 | 1 | 39.32
07498336152 | UTP28SP47VL | CU Patch Crd,Cat 6,SD,47ft,VL | Category 6 Performance, 28 AWG UTP patch cord with TX6™ Modular Plugs on each end. | PC | 1 | 10 | 1 | 1 | 39.32
07498336387 | UTP28SP47YL | CU Patch Crd,Cat 6,SD,47ft,YL | Category 6 Performance, 28 AWG UTP patch cord with TX6™ Modular Plugs on each end. | PC | 1 | 10 | 1 | 1 | 39.32
07498335806 | UTP28SP48 | CU Patch Crd,Cat 6,SD,48ft,IW | Category 6 Performance, 28 AWG UTP patch cord with TX6™ Modular Plugs on each end. | PC | 1 | 10 | 1 | 1 | 39.88
07498335855 | UTP28SP48BL | CU Patch Crd,Cat 6,SD,48ft,BL | Category 6 Performance, 28 AWG UTP patch cord with TX6™ Modular Plugs on each end. | PC | 1 | 10 | 1 | 1 | 39.88
07498335887 | UTP28SP48BU | CU Patch Crd,Cat 6,SD,48ft,BU | Category 6 Performance, 28 AWG UTP patch cord with TX6™ Modular Plugs on each end. | PC | 1 | 10 | 1 | 1 | 39.88
07498335925 | UTP28SP48GR | CU Patch Crd,Cat 6,SD,48ft,GR | Category 6 Performance, 28 AWG UTP patch cord with TX6™ Modular Plugs on each end. | PC | 1 | 10 | 1 | 1 | 39.88
07498335959 | UTP28SP48GY | CU Patch Crd,Cat 6,SD,48ft,GY | Category 6 Performance, 28 AWG UTP patch cord with TX6™ Modular Plugs on each end. | PC | 1 | 10 | 1 | 1 | 39.88
07498336049 | UTP28SP48OR | CU Patch Crd,Cat 6,SD,48ft,OR | Category 6 Performance, 28 AWG UTP patch cord with TX6™ Modular Plugs on each end. Orange, 48 ft. | PC | 1 | 10 | 1 | 1 | 39.88
07498336007 | UTP28SP48RD | CU Patch Crd,Cat 6,SD,48ft,RD | Category 6 Performance, 28 AWG UTP patch cord with TX6™ Modular Plugs on each end. Red, 48 ft. | PC | 1 | 10 | 1 | 1 | 39.88
07498336153 | UTP28SP48VL | CU Patch Crd,Cat 6,SD,48ft,VL | Category 6 Performance, 28 AWG UTP patch cord with TX6™ Modular Plugs on each end. | PC | 1 | 10 | 1 | 1 | 39.88
07498336390 | UTP28SP48YL | CU Patch Crd,Cat 6,SD,48ft,YL | Category 6 Performance, 28 AWG UTP patch cord with TX6™ Modular Plugs on each end. | PC | 1 | 10 | 1 | 1 | 39.88
07498335807 | UTP28SP49 | CU Patch Crd,Cat 6,SD,49ft,IW | Category 6 Performance, 28 AWG UTP patch cord with TX6™ Modular Plugs on each end. | PC | 1 | 10 | 1 | 1 | 40.48
07498335856 | UTP28SP49BL | CU Patch Crd,Cat 6,SD,49ft,BL | Category 6 Performance, 28 AWG UTP patch cord with TX6™ Modular Plugs on each end. | PC | 1 | 10 | 1 | 1 | 40.48
07498335888 | UTP28SP49BU | CU Patch Crd,Cat 6,SD,49ft,BU | Category 6 Performance, 28 AWG UTP patch cord with TX6™ Modular Plugs on each end. | PC | 1 | 10 | 1 | 1 | 40.48
07498335926 | UTP28SP49GR | CU Patch Crd,Cat 6,SD,49ft,GR | Category 6 Performance, 28 AWG UTP patch cord with TX6™ Modular Plugs on each end. | PC | 1 | 10 | 1 | 1 | 40.48
07498335960 | UTP28SP49GY | CU Patch Crd,Cat 6,SD,49ft,GY | Category 6 Performance, 28 AWG UTP patch cord with TX6™ Modular Plugs on each end. | PC | 1 | 10 | 1 | 1 | 40.48
07498336050 | UTP28SP49OR | CU Patch Crd,Cat 6,SD,49ft,OR | Category 6 Performance, 28 AWG UTP patch cord with TX6™ Modular Plugs on each end. Orange, 49 ft. | PC | 1 | 10 | 1 | 1 | 40.48
07498336008 | UTP28SP49RD | CU Patch Crd,Cat 6,SD,40ft,RD | Category 6 Performance, 28 AWG UTP patch cord with TX6™ Modular Plugs on each end. Red, 49 ft. | PC | 1 | 10 | 1 | 1 | 40.48
07498336158 | UTP28SP49VL | CU Patch Crd,Cat 6,SD,49ft,VL | Category 6 Performance, 28 AWG UTP patch cord with TX6™ Modular Plugs on each end. | PC | 1 | 10 | 1 | 1 | 40.48
07498336391 | UTP28SP49YL | CU Patch Crd,Cat 6,SD,49ft,YL | Category 6 Performance, 28 AWG UTP patch cord with TX6™ Modular Plugs on each end. | PC | 1 | 10 | 1 | 1 | 40.48
07498365207 | UTP28SP4BL | CU Patch Crd,Cat 6,SD,4ft,BL | The TX6-28™ Cat 6 UTP Patch Cord is constructed of 28 AWG, unshielded, twisted pair, stranded, CM/LSZH cable with enhanced performance modular plugs. The use of 28 AWG cable ensures that this patch cord has a small diameter, making it easy to install and | PC | 1 | 10 | 1 | 1 | 14.2
07498327938 | UTP28SP4BL-Q | CU Patch Crd,Cat 6,SD,4ft,BL,Bulk25 | Category 6 Performance, 28 AWG UTP patch cord with TX6™ Modular Plugs on each end. | PC | 1 | 25 | 25 | 1 | 14.2
07498365206 | UTP28SP4BU | CU Patch Crd,Cat 6,SD,4ft,BU | The TX6-28™ Cat 6 UTP Patch Cord is constructed of 28 AWG, unshielded, twisted pair, stranded, CM/LSZH cable with enhanced performance modular plugs. The use of 28 AWG cable ensures that this patch cord has a small diameter, making it easy to install and | PC | 1 | 10 | 1 | 1 | 14.2
07498327939 | UTP28SP4BU-Q | CU Patch Crd,Cat 6,SD,4ft,BU,Bulk25 | Category 6 Performance, 28 AWG UTP patch cord with TX6™ Modular Plugs on each end. | PC | 1 | 25 | 25 | 1 | 14.2
07498365210 | UTP28SP4GR | CU Patch Crd,Cat 6,SD,4ft,GR | The TX6-28™ Cat 6 UTP Patch Cord is constructed of 28 AWG, unshielded, twisted pair, stranded, CM/LSZH cable with enhanced performance modular plugs. The use of 28 AWG cable ensures that this patch cord has a small diameter, making it easy to install and | PC | 1 | 10 | 1 | 1 | 14.2
07498327941 | UTP28SP4GR-Q | CU Patch Crd,Cat 6,SD,4ft,GR,Bulk25 | Category 6 Performance, 28 AWG UTP patch cord with TX6™ Modular Plugs on each end. | PC | 1 | 25 | 25 | 1 | 14.2
07498395969 | UTP28SP4GY | CU Patch Crd,Cat 6,SD,4ft,GY | Category 6 Performance, 28 AWG UTP patch cord with TX6™ Modular Plugs on each end. | PC | 1 | 10 | 1 | 1 | 14.2
07498327940 | UTP28SP4GY-Q | CU Patch Crd,Cat 6,SD,4ft,GY,Bulk25 | Category 6 Performance, 28 AWG UTP patch cord with TX6™ Modular Plugs on each end. | PC | 1 | 25 | 25 | 1 | 14.2
07498365742 | UTP28SP4M | CU Patch Crd,Cat 6,SD,4m,IW | Category 6 Performance, 28 AWG UTP patch cord with TX6™ Modular Plugs on each end. | PC | 1 | 10 | 1 | 1 | 19.54
07498328008 | UTP28SP4M-Q | CU Patch Crd,Cat 6,SD,4m,IW,Bulk25 | Category 6 Performance, 28 AWG UTP patch cord with TX6™ Modular Plugs on each end. | PC | 1 | 25 | 25 | 1 | 19.54
07498365743 | UTP28SP4MBL | CU Patch Crd,Cat 6,SD,4m,BL | Category 6 Performance, 28 AWG UTP patch cord with TX6™ Modular Plugs on each end. | PC | 1 | 10 | 1 | 1 | 19.54
07498334148 | UTP28SP4MBL-Q | CU Patch Crd,Cat 6,SD,4m,BL,Bulk25 | Category 6 Performance, 28 AWG UTP patch cord with TX6™ Modular Plugs on each end. | PC | 1 | 25 | 25 | 1 | 19.54
07498365744 | UTP28SP4MBU | CU Patch Crd,Cat 6,SD,4m,BU | Category 6 Performance, 28 AWG UTP patch cord with TX6™ Modular Plugs on each end. | PC | 1 | 10 | 1 | 1 | 19.54
07498334149 | UTP28SP4MBU-Q | CU Patch Crd,Cat 6,SD,4m,BU,Bulk25 | Category 6 Performance, 28 AWG UTP patch cord with TX6™ Modular Plugs on each end. | PC | 1 | 25 | 25 | 1 | 19.54
07498365745 | UTP28SP4MGR | CU Patch Crd,Cat 6,SD,4m,GR | Category 6 Performance, 28 AWG UTP patch cord with TX6™ Modular Plugs on each end. | PC | 1 | 10 | 1 | 1 | 19.54
07498334153 | UTP28SP4MGR-Q | CU Patch Crd,Cat 6,SD,4m,GR,Bulk25 | Category 6 Performance, 28 AWG UTP patch cord with TX6™ Modular Plugs on each end. | PC | 1 | 25 | 25 | 1 | 19.54
07498396027 | UTP28SP4MGY | CU Patch Crd,Cat 6,SD,4m,GY | Category 6 Performance, 28 AWG UTP patch cord with TX6™ Modular Plugs on each end. Gray, 4 meters. | PC | 1 | 10 | 1 | 1 | 19.54
07498334156 | UTP28SP4MGY-Q | CU Patch Crd,Cat 6,SD,4m,GY,Bulk25 | Category 6 Performance, 28 AWG UTP patch cord with TX6™ Modular Plugs on each end. | PC | 1 | 25 | 25 | 1 | 19.54
07498365749 | UTP28SP4MOR | CU Patch Crd,Cat 6,SD,4m,OR | Category 6 Performance, 28 AWG UTP patch cord with TX6™ Modular Plugs on each end. | PC | 1 | 10 | 1 | 1 | 19.54
07498334154 | UTP28SP4MOR-Q | CU Patch Crd,Cat 6,SD,4m,OR,Bulk25 | Category 6 Performance, 28 AWG UTP patch cord with TX6™ Modular Plugs on each end. Orange, 4 meters. | PC | 1 | 25 | 25 | 1 | 19.54
07498362519 | UTP28SP4MPK | CU Patch Crd,Cat 6,SD,4m,PK | Category 6 Performance, 28 AWG UTP patch cord with TX6™ Modular Plugs on each end. Pink, 4 meters. | PC | 1 | 10 | 1 | 1 | 19.54
07498365750 | UTP28SP4MRD | CU Patch Crd,Cat 6,SD,4m,RD | Category 6 Performance, 28 AWG UTP patch cord with TX6™ Modular Plugs on each end. Red, 4 meters. | PC | 1 | 10 | 1 | 1 | 19.54
07498334155 | UTP28SP4MRD-Q | CU Patch Crd,Cat 6,SD,4m,RD,Bulk25 | Category 6 Performance, 28 AWG UTP patch cord with TX6™ Modular Plugs on each end. Red, 4 meters, 25pc. | PC | 1 | 25 | 25 | 1 | 19.54
07498365751 | UTP28SP4MVL | CU Patch Crd,Cat 6,SD,4m,VL | Category 6 Performance, 28 AWG UTP patch cord with TX6™ Modular Plugs on each end. | PC | 1 | 10 | 1 | 1 | 19.54
07498334157 | UTP28SP4MVL-Q | CU Patch Crd,Cat 6,SD,4m,VL,Bulk25 | Category 6 Performance, 28 AWG UTP patch cord with TX6™ Modular Plugs on each end. | PC | 1 | 25 | 25 | 1 | 19.54
07498365752 | UTP28SP4MYL | CU Patch Crd,Cat 6,SD,4m,YL | Category 6 Performance, 28 AWG UTP patch cord with TX6™ Modular Plugs on each end. | PC | 1 | 10 | 1 | 1 | 19.54
07498334161 | UTP28SP4MYL-Q | CU Patch Crd,Cat 6,SD,4m,YL,Bulk25 | Category 6 Performance, 28 AWG UTP patch cord with TX6™ Modular Plugs on each end. | PC | 1 | 25 | 25 | 1 | 19.54
07498365211 | UTP28SP4OR | CU Patch Crd,Cat 6,SD,4ft,OR | Category 6 Performance, 28 AWG UTP patch cord with TX6™ Modular Plugs on each end. Orange, 4 ft. | PC | 1 | 10 | 1 | 1 | 14.2
07498327942 | UTP28SP4OR-Q | CU Patch Crd,Cat 6,SD,4ft,OR,Bulk25 | Category 6 Performance, 28 AWG UTP patch cord with TX6™ Modular Plugs on each end. Orange, 4 ft, 25pc. | PC | 1 | 25 | 25 | 1 | 14.2
07498362476 | UTP28SP4PK | CU Patch Crd,Cat 6,SD,4ft,PK | Category 6 Performance, 28 AWG UTP patch cord with TX6™ Modular Plugs on each end. Pink, 4 ft. | PC | 1 | 10 | 1 | 1 | 14.2
07498365212 | UTP28SP4RD | CU Patch Crd,Cat 6,SD,4ft,RD | The TX6-28™ Cat 6 UTP Patch Cord is constructed of 28 AWG, unshielded, twisted pair, stranded, CM/LSZH cable with enhanced performance modular plugs. The use of 28 AWG cable ensures that this patch cord has a small diameter, making it easy to install and | PC | 1 | 10 | 1 | 1 | 14.2
07498327943 | UTP28SP4RD-Q | CU Patch Crd,Cat 6,SD,4ft,RD,Bulk25 | Category 6 Performance, 28 AWG UTP patch cord with TX6™ Modular Plugs on each end. Red, 4 ft, 25pc. | PC | 1 | 25 | 25 | 1 | 14.2
07498365208 | UTP28SP4VL | CU Patch Crd,Cat 6,SD,4ft,VL | Category 6 Performance, 28 AWG UTP patch cord with TX6™ Modular Plugs on each end. Violet, 4 ft. | PC | 1 | 10 | 1 | 1 | 14.2
07498327944 | UTP28SP4VL-Q | CU Patch Crd,Cat 6,SD,4ft,VL,Bulk25 | Category 6 Performance, 28 AWG UTP patch cord with TX6™ Modular Plugs on each end. | PC | 1 | 25 | 25 | 1 | 14.2
07498365209 | UTP28SP4YL | CU Patch Crd,Cat 6,SD,4ft,YL | The TX6-28™ Cat 6 UTP Patch Cord is constructed of 28 AWG, unshielded, twisted pair, stranded, CM/LSZH cable with enhanced performance modular plugs. The use of 28 AWG cable ensures that this patch cord has a small diameter, making it easy to install and | PC | 1 | 10 | 1 | 1 | 14.2
07498327945 | UTP28SP4YL-Q | CU Patch Crd,Cat 6,SD,4ft,YL,Bulk25 | Category 6 Performance, 28 AWG UTP patch cord with TX6™ Modular Plugs on each end. | PC | 1 | 25 | 25 | 1 | 14.2
07498365217 | UTP28SP5 | CU Patch Crd,Cat 6,SD,5ft,IW | The TX6-28™ Cat 6 UTP Patch Cord is constructed of 28 AWG, unshielded, twisted pair, stranded, CM/LSZH cable with enhanced performance modular plugs. The use of 28 AWG cable ensures that this patch cord has a small diameter, making it easy to install and | PC | 1 | 10 | 1 | 1 | 14.8
07498327935 | UTP28SP5-Q | CU Patch Crd,Cat 6,SD,5ft,IW,Bulk25 | Category 6 Performance, 28 AWG UTP patch cord with TX6™ Modular Plugs on each end. | PC | 1 | 25 | 25 | 1 | 14.8
07498365774 | UTP28SP5.5M | CU Patch Crd,Cat 6,SD,5.5m,IW | Category 6 Performance, 28 AWG UTP patch cord with TX6™ Modular Plugs on each end. | PC | 1 | 10 | 1 | 1 | 22.4
07498328012 | UTP28SP5.5M-Q | CU Patch Crd,Cat 6,SD,5.5m,IW,Bulk25 | Category 6 Performance, 28 AWG UTP patch cord with TX6™ Modular Plugs on each end. | PC | 1 | 25 | 25 | 1 | 22.4
07498365782 | UTP28SP5.5MBL | CU Patch Crd,Cat 6,SD,5.5m,BL | Category 6 Performance, 28 AWG UTP patch cord with TX6™ Modular Plugs on each end. | PC | 1 | 10 | 1 | 1 | 22.4
07498334201 | UTP28SP5.5MBL-Q | CU Patch Crd,Cat 6,SD,5.5m,BL,Bulk25 | Category 6 Performance, 28 AWG UTP patch cord with TX6™ Modular Plugs on each end. | PC | 1 | 25 | 25 | 1 | 22.4
07498365784 | UTP28SP5.5MBU | CU Patch Crd,Cat 6,SD,5.5m,BU | Category 6 Performance, 28 AWG UTP patch cord with TX6™ Modular Plugs on each end. | PC | 1 | 10 | 1 | 1 | 22.4
07498334203 | UTP28SP5.5MBU-Q | CU Patch Crd,Cat 6,SD,5.5m,BU,Bulk25 | Category 6 Performance, 28 AWG UTP patch cord with TX6™ Modular Plugs on each end. | PC | 1 | 25 | 25 | 1 | 22.4
07498365785 | UTP28SP5.5MGR | CU Patch Crd,Cat 6,SD,5.5m,GR | Category 6 Performance, 28 AWG UTP patch cord with TX6™ Modular Plugs on each end. | PC | 1 | 10 | 1 | 1 | 22.4
07498334211 | UTP28SP5.5MGR-Q | CU Patch Crd,Cat 6,SD,5.5m,GR,Bulk25 | Category 6 Performance, 28 AWG UTP patch cord with TX6™ Modular Plugs on each end. | PC | 1 | 25 | 25 | 1 | 22.4
07498396031 | UTP28SP5.5MGY | CU Patch Crd,Cat 6,SD,5.5m,GY | Category 6 Performance, 28 AWG UTP patch cord with TX6™ Modular Plugs on each end. Gray, 5.5 meters. | PC | 1 | 10 | 1 | 1 | 22.4
07498334210 | UTP28SP5.5MGY-Q | CU Patch Crd,Cat 6,SD,5.5m,GY,Bulk25 | Category 6 Performance, 28 AWG UTP patch cord with TX6™ Modular Plugs on each end. | PC | 1 | 25 | 25 | 1 | 22.4
07498365789 | UTP28SP5.5MOR | CU Patch Crd,Cat 6,SD,5.5m,OR | Category 6 Performance, 28 AWG UTP patch cord with TX6™ Modular Plugs on each end. | PC | 1 | 10 | 1 | 1 | 22.4
07498334212 | UTP28SP5.5MOR-Q | CU Patch Crd,Cat 6,SD,5.5m,OR,Bulk25 | Category 6 Performance, 28 AWG UTP patch cord with TX6™ Modular Plugs on each end. Orange, 55 meters. | PC | 1 | 25 | 25 | 1 | 22.4
07498362543 | UTP28SP5.5MPK | CU Patch Crd,Cat 6,SD,5.5m,PK | Category 6 Performance, 28 AWG UTP patch cord with TX6™ Modular Plugs on each end. Pink, 5.5 meters. | PC | 1 | 10 | 1 | 1 | 22.4
07498365791 | UTP28SP5.5MRD | CU Patch Crd,Cat 6,SD,5.5m,RD | Category 6 Performance, 28 AWG UTP patch cord with TX6™ Modular Plugs on each end. | PC | 1 | 10 | 1 | 1 | 22.4
07498334213 | UTP28SP5.5MRD-Q | CU Patch Crd,Cat 6,SD,5.5m,RD,Bulk25 | Category 6 Performance, 28 AWG UTP patch cord with TX6™ Modular Plugs on each end. Red, 5.5 meters. | PC | 1 | 25 | 25 | 1 | 22.4
07498365792 | UTP28SP5.5MVL | CU Patch Crd,Cat 6,SD,5.5m,VL | Category 6 Performance, 28 AWG UTP patch cord with TX6™ Modular Plugs on each end. | PC | 1 | 10 | 1 | 1 | 22.4
07498334214 | UTP28SP5.5MVL-Q | CU Patch Crd,Cat 6,SD,5.5m,VL,Bulk25 | Category 6 Performance, 28 AWG UTP patch cord with TX6™ Modular Plugs on each end. | PC | 1 | 25 | 25 | 1 | 22.4
07498365795 | UTP28SP5.5MYL | CU Patch Crd,Cat 6,SD,5.5m,YL | Category 6 Performance, 28 AWG UTP patch cord with TX6™ Modular Plugs on each end. | PC | 1 | 10 | 1 | 1 | 22.4
07498334215 | UTP28SP5.5MYL-Q | CU Patch Crd,Cat 6,SD,5.5m,YL,Bulk25 | Category 6 Performance, 28 AWG UTP patch cord with TX6™ Modular Plugs on each end. | PC | 1 | 25 | 25 | 1 | 22.4
07498365642 | UTP28SP50 | CU Patch Crd,Cat 6,SD,50ft,IW | Category 6 Performance, 28 AWG UTP patch cord with TX6™ Modular Plugs on each end. | PC | 1 | 10 | 1 | 1 | 41.06
07498365632 | UTP28SP50BL | CU Patch Crd,Cat 6,SD,50ft,BL | Category 6 Performance, 28 AWG UTP patch cord with TX6™ Modular Plugs on each end. | PC | 1 | 10 | 1 | 1 | 41.06
07498365551 | UTP28SP50BU | CU Patch Crd,Cat 6,SD,50ft,BU | Category 6 Performance, 28 AWG UTP patch cord with TX6™ Modular Plugs on each end. | PC | 1 | 10 | 1 | 1 | 41.06
07498365635 | UTP28SP50GR | CU Patch Crd,Cat 6,SD,50ft,GR | Category 6 Performance, 28 AWG UTP patch cord with TX6™ Modular Plugs on each end. | PC | 1 | 10 | 1 | 1 | 41.06
07498395998 | UTP28SP50GY | CU Patch Crd,Cat 6,SD,50ft,GY | Category 6 Performance, 28 AWG UTP patch cord with TX6™ Modular Plugs on each end. | PC | 1 | 10 | 1 | 1 | 41.06
07498365636 | UTP28SP50OR | CU Patch Crd,Cat 6,SD,50ft,OR | Category 6 Performance, 28 AWG UTP patch cord with TX6™ Modular Plugs on each end. Orange, 50 ft. | PC | 1 | 10 | 1 | 1 | 41.06
07498365637 | UTP28SP50RD | CU Patch Crd,Cat 6,SD,50ft,RD | Category 6 Performance, 28 AWG UTP patch cord with TX6™ Modular Plugs on each end. Red, 50 ft. | PC | 1 | 10 | 1 | 1 | 41.06
07498365633 | UTP28SP50VL | CU Patch Crd,Cat 6,SD,50ft,VL | Category 6 Performance, 28 AWG UTP patch cord with TX6™ Modular Plugs on each end. | PC | 1 | 10 | 1 | 1 | 41.06
07498365634 | UTP28SP50YL | CU Patch Crd,Cat 6,SD,50ft,YL | Category 6 Performance, 28 AWG UTP patch cord with TX6™ Modular Plugs on each end. | PC | 1 | 10 | 1 | 1 | 41.06
07498336399 | UTP28SP55 | CU Patch Crd,Cat 6,SD,55ft,IW | Category 6 Performance, 28 AWG UTP patch cord with TX6™ Modular Plugs on each end. | PC | 1 | 10 | 1 | 1 | 43.98
07498336445 | UTP28SP55BL | CU Patch Crd,Cat 6,SD,55ft,BL | Category 6 Performance, 28 AWG UTP patch cord with TX6™ Modular Plugs on each end. | PC | 1 | 10 | 1 | 1 | 43.98
07498336446 | UTP28SP55BU | CU Patch Crd,Cat 6,SD,55ft,BU | Category 6 Performance, 28 AWG UTP patch cord with TX6™ Modular Plugs on each end. | PC | 1 | 10 | 1 | 1 | 43.98
07498336477 | UTP28SP55GR | CU Patch Crd,Cat 6,SD,55ft,GR | Category 6 Performance, 28 AWG UTP patch cord with TX6™ Modular Plugs on each end. Green, 55 ft. | PC | 1 | 10 | 1 | 1 | 43.98
07498336466 | UTP28SP55GY | CU Patch Crd,Cat 6,SD,55ft,GY | Category 6 Performance, 28 AWG UTP patch cord with TX6™ Modular Plugs on each end. | PC | 1 | 10 | 1 | 1 | 43.98
07498336484 | UTP28SP55OR | CU Patch Crd,Cat 6,SD,55ft,OR | Category 6 Performance, 28 AWG UTP patch cord with TX6™ Modular Plugs on each end. Orange, 55 ft. | PC | 1 | 10 | 1 | 1 | 43.98
07498336510 | UTP28SP55RD | CU Patch Crd,Cat 6,SD,55ft,RD | Category 6 Performance, 28 AWG UTP patch cord with TX6™ Modular Plugs on each end. Red, 55 ft. | PC | 1 | 10 | 1 | 1 | 43.98
07498336515 | UTP28SP55VL | CU Patch Crd,Cat 6,SD,55ft,VL | Category 6 Performance, 28 AWG UTP patch cord with TX6™ Modular Plugs on each end. | PC | 1 | 10 | 1 | 1 | 43.98
07498336516 | UTP28SP55YL | CU Patch Crd,Cat 6,SD,55ft,YL | Category 6 Performance, 28 AWG UTP patch cord with TX6™ Modular Plugs on each end. | PC | 1 | 10 | 1 | 1 | 43.98
07498365220 | UTP28SP5BL | CU Patch Crd,Cat 6,SD,5ft,BL | The TX6-28™ Cat 6 UTP Patch Cord is constructed of 28 AWG, unshielded, twisted pair, stranded, CM/LSZH cable with enhanced performance modular plugs. The use of 28 AWG cable ensures that this patch cord has a small diameter, making it easy to install and | PC | 1 | 10 | 1 | 1 | 14.8
07498327946 | UTP28SP5BL-Q | CU Patch Crd,Cat 6,SD,5ft,BL,Bulk25 | Category 6 Performance, 28 AWG UTP patch cord with TX6™ Modular Plugs on each end. | PC | 1 | 25 | 25 | 1 | 14.8
07498365219 | UTP28SP5BU | CU Patch Crd,Cat 6,SD,5ft,BU | The TX6-28™ Cat 6 UTP Patch Cord is constructed of 28 AWG, unshielded, twisted pair, stranded, CM/LSZH cable with enhanced performance modular plugs. The use of 28 AWG cable ensures that this patch cord has a small diameter, making it easy to install and | PC | 1 | 10 | 1 | 1 | 14.8
07498327947 | UTP28SP5BU-Q | CU Patch Crd,Cat 6,SD,5ft,BU,Bulk25 | Category 6 Performance, 28 AWG UTP patch cord with TX6™ Modular Plugs on each end. | PC | 1 | 25 | 25 | 1 | 14.8
07498365231 | UTP28SP5GR | CU Patch Crd,Cat 6,SD,5ft,GR | The TX6-28™ Cat 6 UTP Patch Cord is constructed of 28 AWG, unshielded, twisted pair, stranded, CM/LSZH cable with enhanced performance modular plugs. The use of 28 AWG cable ensures that this patch cord has a small diameter, making it easy to install and | PC | 1 | 10 | 1 | 1 | 14.8
07498327948 | UTP28SP5GR-Q | CU Patch Crd,Cat 6,SD,5ft,GR,Bulk25 | Category 6 Performance, 28 AWG UTP patch cord with TX6™ Modular Plugs on each end. | PC | 1 | 25 | 25 | 1 | 14.8
07498395970 | UTP28SP5GY | CU Patch Crd,Cat 6,SD,5ft,GY | Category 6 Performance, 28 AWG UTP patch cord with TX6™ Modular Plugs on each end. | PC | 1 | 10 | 1 | 1 | 14.8
07498327952 | UTP28SP5GY-Q | CU Patch Crd,Cat 6,SD,5ft,GY,Bulk25 | Category 6 Performance, 28 AWG UTP patch cord with TX6™ Modular Plugs on each end. | PC | 1 | 25 | 25 | 1 | 14.8
07498365773 | UTP28SP5M | CU Patch Crd,Cat 6,SD,5m,IW | The TX6-28™ Cat 6 UTP Patch Cord is constructed of 28 AWG, unshielded, twisted pair, stranded, CM/LSZH cable with enhanced performance modular plugs. The use of 28 AWG cable ensures that this patch cord has a small diameter, making it easy to install and | PC | 1 | 10 | 1 | 1 | 21.44
07498328010 | UTP28SP5M-Q | CU Patch Crd,Cat 6,SD,5m,IW,Bulk25 | Category 6 Performance, 28 AWG UTP patch cord with TX6™ Modular Plugs on each end. | PC | 1 | 25 | 25 | 1 | 21.44
07498365775 | UTP28SP5MBL | CU Patch Crd,Cat 6,SD,5m,BL | The TX6-28™ Cat 6 UTP Patch Cord is constructed of 28 AWG, unshielded, twisted pair, stranded, CM/LSZH cable with enhanced performance modular plugs. The use of 28 AWG cable ensures that this patch cord has a small diameter, making it easy to install and | PC | 1 | 10 | 1 | 1 | 21.44
07498334179 | UTP28SP5MBL-Q | CU Patch Crd,Cat 6,SD,5m,BL,Bulk25 | Category 6 Performance, 28 AWG UTP patch cord with TX6™ Modular Plugs on each end. | PC | 1 | 25 | 25 | 1 | 21.44
07498365776 | UTP28SP5MBU | CU Patch Crd,Cat 6,SD,5m,BU | The TX6-28™ Cat 6 UTP Patch Cord is constructed of 28 AWG, unshielded, twisted pair, stranded, CM/LSZH cable with enhanced performance modular plugs. The use of 28 AWG cable ensures that this patch cord has a small diameter, making it easy to install and | PC | 1 | 10 | 1 | 1 | 21.44
07498334182 | UTP28SP5MBU-Q | CU Patch Crd,Cat 6,SD,5m,BU,Bulk25 | Category 6 Performance, 28 AWG UTP patch cord with TX6™ Modular Plugs on each end. | PC | 1 | 25 | 25 | 1 | 21.44
07498365777 | UTP28SP5MGR | CU Patch Crd,Cat 6,SD,5m,GR | The TX6-28™ Cat 6 UTP Patch Cord is constructed of 28 AWG, unshielded, twisted pair, stranded, CM/LSZH cable with enhanced performance modular plugs. The use of 28 AWG cable ensures that this patch cord has a small diameter, making it easy to install and | PC | 1 | 10 | 1 | 1 | 21.44
07498334191 | UTP28SP5MGR-Q | CU Patch Crd,Cat 6,SD,5m,GR,Bulk25 | Category 6 Performance, 28 AWG UTP patch cord with TX6™ Modular Plugs on each end. | PC | 1 | 25 | 25 | 1 | 21.44
07498396030 | UTP28SP5MGY | CU Patch Crd,Cat 6,SD,5m,GY | Category 6 Performance, 28 AWG UTP patch cord with TX6™ Modular Plugs on each end. Gray, 5 meters. | PC | 1 | 10 | 1 | 1 | 21.44
07498334187 | UTP28SP5MGY-Q | CU Patch Crd,Cat 6,SD,5m,GY,Bulk25 | Category 6 Performance, 28 AWG UTP patch cord with TX6™ Modular Plugs on each end. | PC | 1 | 25 | 25 | 1 | 21.44
07498365778 | UTP28SP5MOR | CU Patch Crd,Cat 6,SD,5m,OR | Category 6 Performance, 28 AWG UTP patch cord with TX6™ Modular Plugs on each end. | PC | 1 | 10 | 1 | 1 | 21.44
07498334195 | UTP28SP5MOR-Q | CU Patch Crd,Cat 6,SD,5m,OR,Bulk25 | Category 6 Performance, 28 AWG UTP patch cord with TX6™ Modular Plugs on each end. Orange, 5 meters. | PC | 1 | 25 | 25 | 1 | 21.44
07498362526 | UTP28SP5MPK | CU Patch Crd,Cat 6,SD,5m,PK | Category 6 Performance, 28 AWG UTP patch cord with TX6™ Modular Plugs on each end. Pink, 5 meters. | PC | 1 | 10 | 1 | 1 | 21.44
07498365779 | UTP28SP5MRD | CU Patch Crd,Cat 6,SD,5m,RD | The TX6-28™ Cat 6 UTP Patch Cord is constructed of 28 AWG, unshielded, twisted pair, stranded, CM/LSZH cable with enhanced performance modular plugs. The use of 28 AWG cable ensures that this patch cord has a small diameter, making it easy to install and | PC | 1 | 10 | 1 | 1 | 21.44
07498334197 | UTP28SP5MRD-Q | CU Patch Crd,Cat 6,SD,5m,RD,Bulk25 | Category 6 Performance, 28 AWG UTP patch cord with TX6™ Modular Plugs on each end. Red, 5 meters. | PC | 1 | 25 | 25 | 1 | 21.44
07498365780 | UTP28SP5MVL | CU Patch Crd,Cat 6,SD,5m,VL | Category 6 Performance, 28 AWG UTP patch cord with TX6™ Modular Plugs on each end. | PC | 1 | 10 | 1 | 1 | 21.44
07498334198 | UTP28SP5MVL-Q | CU Patch Crd,Cat 6,SD,5m,VL,Bulk25 | Category 6 Performance, 28 AWG UTP patch cord with TX6™ Modular Plugs on each end. | PC | 1 | 25 | 25 | 1 | 21.44
07498365781 | UTP28SP5MYL | CU Patch Crd,Cat 6,SD,5m,YL | The TX6-28™ Cat 6 UTP Patch Cord is constructed of 28 AWG, unshielded, twisted pair, stranded, CM/LSZH cable with enhanced performance modular plugs. The use of 28 AWG cable ensures that this patch cord has a small diameter, making it easy to install and | PC | 1 | 10 | 1 | 1 | 21.44
07498334200 | UTP28SP5MYL-Q | CU Patch Crd,Cat 6,SD,5m,YL,Bulk25 | Category 6 Performance, 28 AWG UTP patch cord with TX6™ Modular Plugs on each end. | PC | 1 | 25 | 25 | 1 | 21.44
07498365232 | UTP28SP5OR | CU Patch Crd,Cat 6,SD,5ft,OR | Category 6 Performance, 28 AWG UTP patch cord with TX6™ Modular Plugs on each end. Orange, 5 ft. | PC | 1 | 10 | 1 | 1 | 14.8
07498327953 | UTP28SP5OR-Q | CU Patch Crd,Cat 6,SD,5ft,OR,Bulk25 | Category 6 Performance, 28 AWG UTP patch cord with TX6™ Modular Plugs on each end. Orange, 5 ft, 25pc. | PC | 1 | 25 | 25 | 1 | 14.8
07498362477 | UTP28SP5PK | CU Patch Crd,Cat 6,SD,5ft,PK | Category 6 Performance, 28 AWG UTP patch cord with TX6™ Modular Plugs on each end. Pink, 5 ft. | PC | 1 | 10 | 1 | 1 | 14.8
07498365233 | UTP28SP5RD | CU Patch Crd,Cat 6,SD,5ft,RD | The TX6-28™ Cat 6 UTP Patch Cord is constructed of 28 AWG, unshielded, twisted pair, stranded, CM/LSZH cable with enhanced performance modular plugs. The use of 28 AWG cable ensures that this patch cord has a small diameter, making it easy to install and | PC | 1 | 10 | 1 | 1 | 14.8
07498327949 | UTP28SP5RD-Q | CU Patch Crd,Cat 6,SD,5ft,RD,Bulk25 | Category 6 Performance, 28 AWG UTP patch cord with TX6™ Modular Plugs on each end. Red, 5 ft, 25pc. | PC | 1 | 25 | 25 | 1 | 14.8
07498365223 | UTP28SP5VL | CU Patch Crd,Cat 6,SD,5ft,VL | Category 6 Performance, 28 AWG UTP patch cord with TX6™ Modular Plugs on each end. Violet, 5 ft. | PC | 1 | 10 | 1 | 1 | 14.8
07498327950 | UTP28SP5VL-Q | CU Patch Crd,Cat 6,SD,5ft,VL,Bulk25 | Category 6 Performance, 28 AWG UTP patch cord with TX6™ Modular Plugs on each end. | PC | 1 | 25 | 25 | 1 | 14.8
07498365224 | UTP28SP5YL | CU Patch Crd,Cat 6,SD,5ft,YL | The TX6-28™ Cat 6 UTP Patch Cord is constructed of 28 AWG, unshielded, twisted pair, stranded, CM/LSZH cable with enhanced performance modular plugs. The use of 28 AWG cable ensures that this patch cord has a small diameter, making it easy to install and | PC | 1 | 10 | 1 | 1 | 14.8
07498327951 | UTP28SP5YL-Q | CU Patch Crd,Cat 6,SD,5ft,YL,Bulk25 | Category 6 Performance, 28 AWG UTP patch cord with TX6™ Modular Plugs on each end. | PC | 1 | 25 | 25 | 1 | 14.8
07498365234 | UTP28SP6 | CU Patch Crd,Cat 6,SD,6ft,IW | The TX6-28™ Cat 6 UTP Patch Cord is constructed of 28 AWG, unshielded, twisted pair, stranded, CM/LSZH cable with enhanced performance modular plugs. The use of 28 AWG cable ensures that this patch cord has a small diameter, making it easy to install and | PC | 1 | 10 | 1 | 1 | 15.38
07498327962 | UTP28SP6-Q | CU Patch Crd,Cat 6,SD,6ft,IW,Bulk25 | Category 6 Performance, 28 AWG UTP patch cord with TX6™ Modular Plugs on each end. | PC | 1 | 25 | 25 | 1 | 15.38
07498335808 | UTP28SP6.5M | CU Patch Crd,Cat 6,SD,6.5m,IW | Category 6 Performance, 28 AWG UTP patch cord with TX6™ Modular Plugs on each end. | PC | 1 | 10 | 1 | 1 | 24.34
07498335857 | UTP28SP6.5MBL | CU Patch Crd,Cat 6,SD,6.5m,BL | Category 6 Performance, 28 AWG UTP patch cord with TX6™ Modular Plugs on each end. | PC | 1 | 10 | 1 | 1 | 24.34
07498335889 | UTP28SP6.5MBU | CU Patch Crd,Cat 6,SD,6.5m,BU | Category 6 Performance, 28 AWG UTP patch cord with TX6™ Modular Plugs on each end. | PC | 1 | 10 | 1 | 1 | 24.34
07498335927 | UTP28SP6.5MGR | CU Patch Crd,Cat 6,SD,6.5m,GR | Category 6 Performance, 28 AWG UTP patch cord with TX6™ Modular Plugs on each end. | PC | 1 | 10 | 1 | 1 | 24.34
07498335961 | UTP28SP6.5MGY | CU Patch Crd,Cat 6,SD,6.5m,GY | Category 6 Performance, 28 AWG UTP patch cord with TX6™ Modular Plugs on each end. | PC | 1 | 10 | 1 | 1 | 24.34
07498336053 | UTP28SP6.5MOR | CU Patch Crd,Cat 6,SD,6.5m,OR | Category 6 Performance, 28 AWG UTP patch cord with TX6™ Modular Plugs on each end. Orange, 6.5 meters. | PC | 1 | 10 | 1 | 1 | 24.34
07498362636 | UTP28SP6.5MPK | CU Patch Crd,Cat 6,SD,6.5m,PK | Category 6 Performance, 28 AWG UTP patch cord with TX6™ Modular Plugs on each end. Pink, 6.5 meters. | PC | 1 | 10 | 1 | 1 | 24.34
07498336009 | UTP28SP6.5MRD | CU Patch Crd,Cat 6,SD,6.5m,RD | Category 6 Performance, 28 AWG UTP patch cord with TX6™ Modular Plugs on each end. Red, 6.5 meters. | PC | 1 | 10 | 1 | 1 | 24.34
07498336159 | UTP28SP6.5MVL | CU Patch Crd,Cat 6,SD,6.5m,VL | Category 6 Performance, 28 AWG UTP patch cord with TX6™ Modular Plugs on each end. | PC | 1 | 10 | 1 | 1 | 24.34
07498336392 | UTP28SP6.5MYL | CU Patch Crd,Cat 6,SD,6.5m,YL | Category 6 Performance, 28 AWG UTP patch cord with TX6™ Modular Plugs on each end. | PC | 1 | 10 | 1 | 1 | 24.34
07498336404 | UTP28SP60 | CU Patch Crd,Cat 6,SD,60ft,IW | Category 6 Performance, 28 AWG UTP patch cord with TX6™ Modular Plugs on each end. | PC | 1 | 10 | 1 | 1 | 46.86
07498336518 | UTP28SP60BL | CU Patch Crd,Cat 6,SD,60ft,BL | Category 6 Performance, 28 AWG UTP patch cord with TX6™ Modular Plugs on each end. | PC | 1 | 10 | 1 | 1 | 46.86
07498336533 | UTP28SP60BU | CU Patch Crd,Cat 6,SD,60ft,BU | Category 6 Performance, 28 AWG UTP patch cord with TX6™ Modular Plugs on each end. | PC | 1 | 10 | 1 | 1 | 46.86
07498336575 | UTP28SP60GR | CU Patch Crd,Cat 6,SD,60ft,GR | Category 6 Performance, 28 AWG UTP patch cord with TX6™ Modular Plugs on each end. | PC | 1 | 10 | 1 | 1 | 46.86
07498336562 | UTP28SP60GY | CU Patch Crd,Cat 6,SD,60ft,GY | Category 6 Performance, 28 AWG UTP patch cord with TX6™ Modular Plugs on each end. | PC | 1 | 10 | 1 | 1 | 46.86
07498336584 | UTP28SP60OR | CU Patch Crd,Cat 6,SD,60ft,OR | Category 6 Performance, 28 AWG UTP patch cord with TX6™ Modular Plugs on each end. Orange, 60 ft. | PC | 1 | 10 | 1 | 1 | 46.86
07498336594 | UTP28SP60RD | CU Patch Crd,Cat 6,SD,60ft,RD | Category 6 Performance, 28 AWG UTP patch cord with TX6™ Modular Plugs on each end. Red, 60 ft. | PC | 1 | 10 | 1 | 1 | 46.86
07498336628 | UTP28SP60VL | CU Patch Crd,Cat 6,SD,60ft,VL | Category 6 Performance, 28 AWG UTP patch cord with TX6™ Modular Plugs on each end. | PC | 1 | 10 | 1 | 1 | 46.86
07498336637 | UTP28SP60YL | CU Patch Crd,Cat 6,SD,60ft,YL | Category 6 Performance, 28 AWG UTP patch cord with TX6™ Modular Plugs on each end. | PC | 1 | 10 | 1 | 1 | 46.86
07498336405 | UTP28SP65 | CU Patch Crd,Cat 6,SD,65ft,IW | Category 6 Performance, 28 AWG UTP patch cord with TX6™ Modular Plugs on each end. | PC | 1 | 10 | 1 | 1 | 49.82
07498336517 | UTP28SP65BL | CU Patch Crd,Cat 6,SD,65ft,BL | Category 6 Performance, 28 AWG UTP patch cord with TX6™ Modular Plugs on each end. | PC | 1 | 10 | 1 | 1 | 49.82
07498336535 | UTP28SP65BU | CU Patch Crd,Cat 6,SD,65ft,BU | Category 6 Performance, 28 AWG UTP patch cord with TX6™ Modular Plugs on each end. | PC | 1 | 10 | 1 | 1 | 49.82
07498336576 | UTP28SP65GR | CU Patch Crd,Cat 6,SD,65ft,GR | Category 6 Performance, 28 AWG UTP patch cord with TX6™ Modular Plugs on each end. | PC | 1 | 10 | 1 | 1 | 49.82
07498336563 | UTP28SP65GY | CU Patch Crd,Cat 6,SD,65ft,GY | Category 6 Performance, 28 AWG UTP patch cord with TX6™ Modular Plugs on each end. | PC | 1 | 10 | 1 | 1 | 49.82
07498336585 | UTP28SP65OR | CU Patch Crd,Cat 6,SD,65ft,OR | Category 6 Performance, 28 AWG UTP patch cord with TX6™ Modular Plugs on each end. Orange, 65 ft. | PC | 1 | 10 | 1 | 1 | 49.82
07498336595 | UTP28SP65RD | CU Patch Crd,Cat 6,SD,65ft,RD | Category 6 Performance, 28 AWG UTP patch cord with TX6™ Modular Plugs on each end. Red, 65 ft. | PC | 1 | 10 | 1 | 1 | 49.82
07498336629 | UTP28SP65VL | CU Patch Crd,Cat 6,SD,65ft,VL | Category 6 Performance, 28 AWG UTP patch cord with TX6™ Modular Plugs on each end. | PC | 1 | 10 | 1 | 1 | 49.82
07498336638 | UTP28SP65YL | CU Patch Crd,Cat 6,SD,65ft,YL | Category 6 Performance, 28 AWG UTP patch cord with TX6™ Modular Plugs on each end. | PC | 1 | 10 | 1 | 1 | 49.82
07498365238 | UTP28SP6BL | CU Patch Crd,Cat 6,SD,6ft,BL | The TX6-28™ Cat 6 UTP Patch Cord is constructed of 28 AWG, unshielded, twisted pair, stranded, CM/LSZH cable with enhanced performance modular plugs. The use of 28 AWG cable ensures that this patch cord has a small diameter, making it easy to install and | PC | 1 | 10 | 1 | 1 | 15.38
07498333704 | UTP28SP6BL-Q | CU Patch Crd,Cat 6,SD,6ft,BL,Bulk25 | Category 6 Performance, 28 AWG UTP patch cord with TX6™ Modular Plugs on each end. | PC | 1 | 25 | 25 | 1 | 15.38
07498365237 | UTP28SP6BU | CU Patch Crd,Cat 6,SD,6ft,BU | The TX6-28™ Cat 6 UTP Patch Cord is constructed of 28 AWG, unshielded, twisted pair, stranded, CM/LSZH cable with enhanced performance modular plugs. The use of 28 AWG cable ensures that this patch cord has a small diameter, making it easy to install and | PC | 1 | 10 | 1 | 1 | 15.38
07498333705 | UTP28SP6BU-Q | CU Patch Crd,Cat 6,SD,6ft,BU,Bulk25 | Category 6 Performance, 28 AWG UTP patch cord with TX6™ Modular Plugs on each end. | PC | 1 | 25 | 25 | 1 | 15.38
07498365242 | UTP28SP6GR | CU Patch Crd,Cat 6,SD,6ft,GR | The TX6-28™ Cat 6 UTP Patch Cord is constructed of 28 AWG, unshielded, twisted pair, stranded, CM/LSZH cable with enhanced performance modular plugs. The use of 28 AWG cable ensures that this patch cord has a small diameter, making it easy to install and | PC | 1 | 10 | 1 | 1 | 15.38
07498333706 | UTP28SP6GR-Q | CU Patch Crd,Cat 6,SD,6ft,GR,Bulk25 | Category 6 Performance, 28 AWG UTP patch cord with TX6™ Modular Plugs on each end. | PC | 1 | 25 | 25 | 1 | 15.38
07498395971 | UTP28SP6GY | CU Patch Crd,Cat 6,SD,6ft,GY | Category 6 Performance, 28 AWG UTP patch cord with TX6™ Modular Plugs on each end. | PC | 1 | 10 | 1 | 1 | 15.38
07498333711 | UTP28SP6GY-Q | CU Patch Crd,Cat 6,SD,6ft,GY,Bulk25 | Category 6 Performance, 28 AWG UTP patch cord with TX6™ Modular Plugs on each end. | PC | 1 | 25 | 25 | 1 | 15.38
07498395966 | UTP28SP6IN | CuPC,Cat6Perf28AWG,UTP,IW,CM/LSZH,6in,EA | The TX6-28™ Cat 6 UTP Patch Cord is constructed of 28 AWG, unshielded, twisted pair, stranded, CM/LSZH cable with enhanced performance modular plugs. The use of 28 AWG cable ensures that this patch cord has a small diameter, making it easy to install and | PC | 1 | 10 | 1 | 1 | 12.16
07498396012 | UTP28SP6IN-48 | CuPC,Cat6Perf28AWG,UTP,IW,CM,6in,PK48 | Category 6 Performance, (small diameter) Copper Patch Cord, 28 AWG, Off White CM/LSZH UTP Cable, 6 Inch, Pack of 48. | PC | 1 | 48 | 48 | 1 | 12.16
07498395864 | UTP28SP6INBL | CuPC,Cat6Perf28AWG,UTP,BL,CM/LSZH,6in,EA | The TX6-28™ Cat 6 UTP Patch Cord is constructed of 28 AWG, unshielded, twisted pair, stranded, CM/LSZH cable with enhanced performance modular plugs. The use of 28 AWG cable ensures that this patch cord has a small diameter, making it easy to install and | PC | 1 | 10 | 1 | 1 | 12.16
07498396001 | UTP28SP6INBL-48 | CuPC,Cat6Perf28AWG,UTP,BL,CM,6in,PK48 | Category 6 Performance, (small diameter) Copper Patch Cord,28 AWG, Black CM/LSZH UTP Cable, 6 Inch, Pack of 48. | PC | 1 | 48 | 48 | 1 | 12.16
07498395863 | UTP28SP6INBU | CuPC,Cat6Perf28AWG,UTP,BU,CM/LSZH,6in,EA | The TX6-28™ Cat 6 UTP Patch Cord is constructed of 28 AWG, unshielded, twisted pair, stranded, CM/LSZH cable with enhanced performance modular plugs. The use of 28 AWG cable ensures that this patch cord has a small diameter, making it easy to install and | PC | 1 | 10 | 1 | 1 | 12.16
07498396000 | UTP28SP6INBU-48 | CuPC,Cat6Perf28AWG,UTP,BU,CM,6in,PK48 | Category 6 Performance, (small diameter) Copper Patch Cord, 28 AWG, Blue CM/LSZH UTP Cable, 6 Inch, Pack of 48. | PC | 1 | 48 | 48 | 1 | 12.16
07498395865 | UTP28SP6INGR | CuPC,Cat6Perf28AWG,UTP,GR,CM/LSZH,6in,EA | The TX6-28™ Cat 6 UTP Patch Cord is constructed of 28 AWG, unshielded, twisted pair, stranded, CM/LSZH cable with enhanced performance modular plugs. The use of 28 AWG cable ensures that this patch cord has a small diameter, making it easy to install and | PC | 1 | 10 | 1 | 1 | 12.16
07498396005 | UTP28SP6INGR-48 | CuPC,Cat6Perf28AWG,UTP,GR,CM,6in,PK48 | Category 6 Performance, (small diameter) Copper Patch Cord, 28 AWG, Green CM/LSZH UTP Cable, 6 Inch, Pack of 48. | PC | 1 | 48 | 48 | 1 | 12.16
07498395869 | UTP28SP6INGY | CuPC,Cat6Perf28AWG,UTP,GY,CM/LSZH,6in,EA | Category 6 Performance, (small diameter) Copper Patch Cord, 28 AWG, Gray CM/LSZH UTP Cable, 6 Inch. | PC | 1 | 10 | 1 | 1 | 12.16
07498396011 | UTP28SP6INGY-48 | CuPC,Cat6Perf28AWG,UTP,GY,CM,6in,PK48 | Category 6 Performance, (small diameter) Copper Patch Cord, 28 AWG, Gray CM/LSZH UTP Cable, 6 Inch, Pack of 48. | PC | 1 | 48 | 48 | 1 | 12.16
07498395866 | UTP28SP6INOR | CuPC,Cat6Perf28AWG,UTP,OR,CM/LSZH,6in,EA | Category 6 Performance, (small diameter) Copper Patch Cord, 28 AWG, Orange CM/LSZH UTP Cable, 6 Inch. | PC | 1 | 10 | 1 | 1 | 12.16
07498396006 | UTP28SP6INOR-48 | CuPC,Cat6Perf28AWG,UTP,OR,CM,6in,PK48 | Category 6 Performance, (small diameter) Copper Patch Cord,28 AWG, Orange CM/LSZH UTP Cable, 6 Inch, Pack of 48. | PC | 1 | 48 | 48 | 1 | 12.16
07498395867 | UTP28SP6INRD | CuPC,Cat6Perf28AWG,UTP,RD,CM/LSZH,6in,EA | The TX6-28™ Cat 6 UTP Patch Cord is constructed of 28 AWG, unshielded, twisted pair, stranded, CM/LSZH cable with enhanced performance modular plugs. The use of 28 AWG cable ensures that this patch cord has a small diameter, making it easy to install and | PC | 1 | 10 | 1 | 1 | 12.16
07498396010 | UTP28SP6INRD-48 | CuPC,Cat6Perf28AWG,UTP,RD,CM,6in,PK48 | Category 6 Performance, (small diameter) Copper Patch Cord, 28 AWG, Red CM/LSZH UTP Cable, 6 Inch, Pack of 48. | PC | 1 | 48 | 48 | 1 | 12.16
07498395949 | UTP28SP6INVL | CuPC,Cat6Perf28AWG,UTP,VL,CM/LSZH,6in,EA | Category 6 Performance, (small diameter) Copper Patch Cord, 28 AWG, Violet CM/LSZH UTP Cable, 6 Inch. | PC | 1 | 10 | 1 | 1 | 12.16
07498396004 | UTP28SP6INVL-48 | CuPC,Cat6Perf28AWG,UTP,VL,CM,6in,PK48 | Category 6 Performance, (small diameter) Copper Patch Cord, 28 AWG, Violet CM/LSZH UTP Cable, 6 Inch, Pack of 48. | PC | 1 | 48 | 48 | 1 | 12.16
07498395965 | UTP28SP6INYL | CuPC,Cat6Perf28AWG,UTP,YL,CM/LSZH,6in,EA | The TX6-28™ Cat 6 UTP Patch Cord is constructed of 28 AWG, unshielded, twisted pair, stranded, CM/LSZH cable with enhanced performance modular plugs. The use of 28 AWG cable ensures that this patch cord has a small diameter, making it easy to install and | PC | 1 | 10 | 1 | 1 | 12.16
07498396002 | UTP28SP6INYL-48 | CuPC,Cat6Perf28AWG,UTP,YL,CM,6in,PK48 | Category 6 Performance, (small diameter) Copper Patch Cord, 28 AWG, Yellow CM/LSZH UTP Cable, 6 Inch, Pack of 48. | PC | 1 | 48 | 48 | 1 | 12.16
07498365796 | UTP28SP6M | CU Patch Crd,Cat 6,SD,6m,IW | Category 6 Performance, 28 AWG UTP patch cord with TX6™ Modular Plugs on each end. | PC | 1 | 10 | 1 | 1 | 23.4
07498328051 | UTP28SP6M-Q | CU Patch Crd,Cat 6,SD,6m,IW,Bulk25 | Category 6 Performance, 28 AWG UTP patch cord with TX6™ Modular Plugs on each end. | PC | 1 | 25 | 25 | 1 | 23.4
07498365798 | UTP28SP6MBL | CU Patch Crd,Cat 6,SD,6m,BL | Category 6 Performance, 28 AWG UTP patch cord with TX6™ Modular Plugs on each end. | PC | 1 | 10 | 1 | 1 | 23.4
07498334217 | UTP28SP6MBL-Q | CU Patch Crd,Cat 6,SD,6m,BL,Bulk25 | Category 6 Performance, 28 AWG UTP patch cord with TX6™ Modular Plugs on each end. | PC | 1 | 25 | 25 | 1 | 23.4
07498365818 | UTP28SP6MBU | CU Patch Crd,Cat 6,SD,6m,BU | Category 6 Performance, 28 AWG UTP patch cord with TX6™ Modular Plugs on each end. | PC | 1 | 10 | 1 | 1 | 23.4
07498334218 | UTP28SP6MBU-Q | CU Patch Crd,Cat 6,SD,6m,BU,Bulk25 | Category 6 Performance, 28 AWG UTP patch cord with TX6™ Modular Plugs on each end. | PC | 1 | 25 | 25 | 1 | 23.4
07498365819 | UTP28SP6MGR | CU Patch Crd,Cat 6,SD,6m,GR | Category 6 Performance, 28 AWG UTP patch cord with TX6™ Modular Plugs on each end. | PC | 1 | 10 | 1 | 1 | 23.4
07498334220 | UTP28SP6MGR-Q | CU Patch Crd,Cat 6,SD,6m,GR,Bulk25 | Category 6 Performance, 28 AWG UTP patch cord with TX6™ Modular Plugs on each end. | PC | 1 | 25 | 25 | 1 | 23.4
07498396032 | UTP28SP6MGY | CU Patch Crd,Cat 6,SD,6m,GY | Category 6 Performance, 28 AWG UTP patch cord with TX6™ Modular Plugs on each end. Gray, 6 meters. | PC | 1 | 10 | 1 | 1 | 23.4
07498334219 | UTP28SP6MGY-Q | CU Patch Crd,Cat 6,SD,6m,GY,Bulk25 | Category 6 Performance, 28 AWG UTP patch cord with TX6™ Modular Plugs on each end. | PC | 1 | 25 | 25 | 1 | 23.4
07498365821 | UTP28SP6MOR | CU Patch Crd,Cat 6,SD,6m,OR | Category 6 Performance, 28 AWG UTP patch cord with TX6™ Modular Plugs on each end. Orange, 6 meters. | PC | 1 | 10 | 1 | 1 | 23.4
07498334221 | UTP28SP6MOR-Q | CU Patch Crd,Cat 6,SD,6m,OR,Bulk25 | Category 6 Performance, 28 AWG UTP patch cord with TX6™ Modular Plugs on each end. Orange, 6 meters, 25pc. | PC | 1 | 25 | 25 | 1 | 23.4
07498362544 | UTP28SP6MPK | CU Patch Crd,Cat 6,SD,6m,PK | Category 6 Performance, 28 AWG UTP patch cord with TX6™ Modular Plugs on each end. Pink, 6 meters. | PC | 1 | 10 | 1 | 1 | 23.4
07498365822 | UTP28SP6MRD | CU Patch Crd,Cat 6,SD,6m,RD | Category 6 Performance, 28 AWG UTP patch cord with TX6™ Modular Plugs on each end. | PC | 1 | 10 | 1 | 1 | 23.4
07498334222 | UTP28SP6MRD-Q | CU Patch Crd,Cat 6,SD,6m,RD,Bulk25 | Category 6 Performance, 28 AWG UTP patch cord with TX6™ Modular Plugs on each end. Red, 6 meters. | PC | 1 | 25 | 25 | 1 | 23.4
07498365823 | UTP28SP6MVL | CU Patch Crd,Cat 6,SD,6m,VL | Category 6 Performance, 28 AWG UTP patch cord with TX6™ Modular Plugs on each end. | PC | 1 | 10 | 1 | 1 | 23.4
07498334228 | UTP28SP6MVL-Q | CU Patch Crd,Cat 6,SD,6m,VL,Bulk25 | Category 6 Performance, 28 AWG UTP patch cord with TX6™ Modular Plugs on each end. | PC | 1 | 25 | 25 | 1 | 23.4
07498365824 | UTP28SP6MYL | CU Patch Crd,Cat 6,SD,6m,YL | Category 6 Performance, 28 AWG UTP patch cord with TX6™ Modular Plugs on each end. | PC | 1 | 10 | 1 | 1 | 23.4
07498334240 | UTP28SP6MYL-Q | CU Patch Crd,Cat 6,SD,6m,YL,Bulk25 | Category 6 Performance, 28 AWG UTP patch cord with TX6™ Modular Plugs on each end. | PC | 1 | 25 | 25 | 1 | 23.4
07498365244 | UTP28SP6OR | CU Patch Crd,Cat 6,SD,6ft,OR | Category 6 Performance, 28 AWG UTP patch cord with TX6™ Modular Plugs on each end. Orange, 6 ft. | PC | 1 | 10 | 1 | 1 | 15.38
07498333707 | UTP28SP6OR-Q | CU Patch Crd,Cat 6,SD,6ft,OR,Bulk25 | Category 6 Performance, 28 AWG UTP patch cord with TX6™ Modular Plugs on each end. Orange, 6 ft, 25pc. | PC | 1 | 25 | 25 | 1 | 15.38
07498362478 | UTP28SP6PK | CU Patch Crd,Cat 6,SD,6ft,PK | Category 6 Performance, 28 AWG UTP patch cord with TX6™ Modular Plugs on each end. Pink, 6 ft. | PC | 1 | 10 | 1 | 1 | 15.38
07498365246 | UTP28SP6RD | CU Patch Crd,Cat 6,SD,6ft,RD | The TX6-28™ Cat 6 UTP Patch Cord is constructed of 28 AWG, unshielded, twisted pair, stranded, CM/LSZH cable with enhanced performance modular plugs. The use of 28 AWG cable ensures that this patch cord has a small diameter, making it easy to install and | PC | 1 | 10 | 1 | 1 | 15.38
07498333708 | UTP28SP6RD-Q | CU Patch Crd,Cat 6,SD,6ft,RD,Bulk25 | Category 6 Performance, 28 AWG UTP patch cord with TX6™ Modular Plugs on each end. Red, 6 ft, 25pc. | PC | 1 | 25 | 25 | 1 | 15.38
07498365239 | UTP28SP6VL | CU Patch Crd,Cat 6,SD,6ft,VL | Category 6 Performance, 28 AWG UTP patch cord with TX6™ Modular Plugs on each end. Violet, 6 ft. | PC | 1 | 10 | 1 | 1 | 15.38
07498333709 | UTP28SP6VL-Q | CU Patch Crd,Cat 6,SD,6ft,VL,Bulk25 | Category 6 Performance, 28 AWG UTP patch cord with TX6™ Modular Plugs on each end. | PC | 1 | 25 | 25 | 1 | 15.38
07498365240 | UTP28SP6YL | CU Patch Crd,Cat 6,SD,6ft,YL | The TX6-28™ Cat 6 UTP Patch Cord is constructed of 28 AWG, unshielded, twisted pair, stranded, CM/LSZH cable with enhanced performance modular plugs. The use of 28 AWG cable ensures that this patch cord has a small diameter, making it easy to install and | PC | 1 | 10 | 1 | 1 | 15.38
07498333710 | UTP28SP6YL-Q | CU Patch Crd,Cat 6,SD,6ft,YL,Bulk25 | Category 6 Performance, 28 AWG UTP patch cord with TX6™ Modular Plugs on each end. | PC | 1 | 25 | 25 | 1 | 15.38
07498365235 | UTP28SP7 | CU Patch Crd,Cat 6,SD,7ft,IW | The TX6-28™ Cat 6 UTP Patch Cord is constructed of 28 AWG, unshielded, twisted pair, stranded, CM/LSZH cable with enhanced performance modular plugs. The use of 28 AWG cable ensures that this patch cord has a small diameter, making it easy to install and | PC | 1 | 10 | 1 | 1 | 15.96
07498327963 | UTP28SP7-Q | CU Patch Crd,Cat 6,SD,7ft,IW,Bulk25 | Category 6 Performance, 28 AWG UTP patch cord with TX6™ Modular Plugs on each end. | PC | 1 | 25 | 25 | 1 | 15.96
07498335809 | UTP28SP7.5M | CU Patch Crd,Cat 6,SD,7.5m,IW | Category 6 Performance, 28 AWG UTP patch cord with TX6™ Modular Plugs on each end. | PC | 1 | 10 | 1 | 1 | 26.24
07498335858 | UTP28SP7.5MBL | CU Patch Crd,Cat 6,SD,7.5m,BL | Category 6 Performance, 28 AWG UTP patch cord with TX6™ Modular Plugs on each end. | PC | 1 | 10 | 1 | 1 | 26.24
07498335890 | UTP28SP7.5MBU | CU Patch Crd,Cat 6,SD,7.5m,BU | Category 6 Performance, 28 AWG UTP patch cord with TX6™ Modular Plugs on each end. | PC | 1 | 10 | 1 | 1 | 26.24
07498335928 | UTP28SP7.5MGR | CU Patch Crd,Cat 6,SD,7.5m,GR | Category 6 Performance, 28 AWG UTP patch cord with TX6™ Modular Plugs on each end. | PC | 1 | 10 | 1 | 1 | 26.24
07498335962 | UTP28SP7.5MGY | CU Patch Crd,Cat 6,SD,7.5m,GY | Category 6 Performance, 28 AWG UTP patch cord with TX6™ Modular Plugs on each end. | PC | 1 | 10 | 1 | 1 | 26.24
07498336057 | UTP28SP7.5MOR | CU Patch Crd,Cat 6,SD,7.5m,OR | Category 6 Performance, 28 AWG UTP patch cord with TX6™ Modular Plugs on each end. Orange, 7.5 meters. | PC | 1 | 10 | 1 | 1 | 26.24
07498362638 | UTP28SP7.5MPK | CU Patch Crd,Cat 6,SD,7.5m,PK | Category 6 Performance, 28 AWG UTP patch cord with TX6™ Modular Plugs on each end. Pink, 7.5 meters. | PC | 1 | 10 | 1 | 1 | 26.24
07498336010 | UTP28SP7.5MRD | CU Patch Crd,Cat 6,SD,7.5m,RD | Category 6 Performance, 28 AWG UTP patch cord with TX6™ Modular Plugs on each end. Red, 7.5 meters. | PC | 1 | 10 | 1 | 1 | 26.24
07498336160 | UTP28SP7.5MVL | CU Patch Crd,Cat 6,SD,7.5m,VL | Category 6 Performance, 28 AWG UTP patch cord with TX6™ Modular Plugs on each end. | PC | 1 | 10 | 1 | 1 | 26.24
07498336393 | UTP28SP7.5MYL | CU Patch Crd,Cat 6,SD,7.5m,YL | Category 6 Performance, 28 AWG UTP patch cord with TX6™ Modular Plugs on each end. | PC | 1 | 10 | 1 | 1 | 26.24
07498336406 | UTP28SP70 | CU Patch Crd,Cat 6,SD,70ft,IW | Category 6 Performance, 28 AWG UTP patch cord with TX6™ Modular Plugs on each end. | PC | 1 | 10 | 1 | 1 | 52.72
07498336519 | UTP28SP70BL | CU Patch Crd,Cat 6,SD,70ft,BL | Category 6 Performance, 28 AWG UTP patch cord with TX6™ Modular Plugs on each end. | PC | 1 | 10 | 1 | 1 | 52.72
07498336536 | UTP28SP70BU | CU Patch Crd,Cat 6,SD,70ft,BU | Category 6 Performance, 28 AWG UTP patch cord with TX6™ Modular Plugs on each end. | PC | 1 | 10 | 1 | 1 | 52.72
07498336577 | UTP28SP70GR | CU Patch Crd,Cat 6,SD,70ft,GR | Category 6 Performance, 28 AWG UTP patch cord with TX6™ Modular Plugs on each end. | PC | 1 | 10 | 1 | 1 | 52.72
07498336564 | UTP28SP70GY | CU Patch Crd,Cat 6,SD,70ft,GY | Category 6 Performance, 28 AWG UTP patch cord with TX6™ Modular Plugs on each end. | PC | 1 | 10 | 1 | 1 | 52.72
07498336587 | UTP28SP70OR | CU Patch Crd,Cat 6,SD,70ft,OR | Category 6 Performance, 28 AWG UTP patch cord with TX6™ Modular Plugs on each end. Orange, 70 ft. | PC | 1 | 10 | 1 | 1 | 52.72
07498336596 | UTP28SP70RD | CU Patch Crd,Cat 6,SD,70ft,RD | Category 6 Performance, 28 AWG UTP patch cord with TX6™ Modular Plugs on each end. Red, 70 ft. | PC | 1 | 10 | 1 | 1 | 52.72
07498336630 | UTP28SP70VL | CU Patch Crd,Cat 6,SD,70ft,VL | Category 6 Performance, 28 AWG UTP patch cord with TX6™ Modular Plugs on each end. | PC | 1 | 10 | 1 | 1 | 52.72
07498336639 | UTP28SP70YL | CU Patch Crd,Cat 6,SD,70ft,YL | Category 6 Performance, 28 AWG UTP patch cord with TX6™ Modular Plugs on each end. | PC | 1 | 10 | 1 | 1 | 52.72
07498336407 | UTP28SP75 | CU Patch Crd,Cat 6,SD,75ft,IW | Category 6 Performance, 28 AWG UTP patch cord with TX6™ Modular Plugs on each end. | PC | 1 | 10 | 1 | 1 | 55.64
07498336520 | UTP28SP75BL | CU Patch Crd,Cat 6,SD,75ft,BL | Category 6 Performance, 28 AWG UTP patch cord with TX6™ Modular Plugs on each end. | PC | 1 | 10 | 1 | 1 | 55.64
07498336537 | UTP28SP75BU | CU Patch Crd,Cat 6,SD,75ft,BU | Category 6 Performance, 28 AWG UTP patch cord with TX6™ Modular Plugs on each end. | PC | 1 | 10 | 1 | 1 | 55.64
07498336578 | UTP28SP75GR | CU Patch Crd,Cat 6,SD,75ft,GR | Category 6 Performance, 28 AWG UTP patch cord with TX6™ Modular Plugs on each end. | PC | 1 | 10 | 1 | 1 | 55.64
07498336568 | UTP28SP75GY | CU Patch Crd,Cat 6,SD,75ft,GY | Category 6 Performance, 28 AWG UTP patch cord with TX6™ Modular Plugs on each end. | PC | 1 | 10 | 1 | 1 | 55.64
07498336588 | UTP28SP75OR | CU Patch Crd,Cat 6,SD,75ft,OR | Category 6 Performance, 28 AWG UTP patch cord with TX6™ Modular Plugs on each end. Orange, 75 ft. | PC | 1 | 10 | 1 | 1 | 55.64
07498336597 | UTP28SP75RD | CU Patch Crd,Cat 6,SD,75ft,RD | Category 6 Performance, 28 AWG UTP patch cord with TX6™ Modular Plugs on each end. Red, 75 ft. | PC | 1 | 10 | 1 | 1 | 55.64
07498336631 | UTP28SP75VL | CU Patch Crd,Cat 6,SD,75ft,VL | Category 6 Performance, 28 AWG UTP patch cord with TX6™ Modular Plugs on each end. | PC | 1 | 10 | 1 | 1 | 55.64
07498336640 | UTP28SP75YL | CU Patch Crd,Cat 6,SD,75ft,YL | Category 6 Performance, 28 AWG UTP patch cord with TX6™ Modular Plugs on each end. | PC | 1 | 10 | 1 | 1 | 55.64
07498365248 | UTP28SP7BL | CU Patch Crd,Cat 6,SD,7ft,BL | The TX6-28™ Cat 6 UTP Patch Cord is constructed of 28 AWG, unshielded, twisted pair, stranded, CM/LSZH cable with enhanced performance modular plugs. The use of 28 AWG cable ensures that this patch cord has a small diameter, making it easy to install and | PC | 1 | 10 | 1 | 1 | 15.96
07498333712 | UTP28SP7BL-Q | CU Patch Crd,Cat 6,SD,7ft,BL,Bulk25 | Category 6 Performance, 28 AWG UTP patch cord with TX6™ Modular Plugs on each end. | PC | 1 | 25 | 25 | 1 | 15.96
07498365247 | UTP28SP7BU | CU Patch Crd,Cat 6,SD,7ft,BU | The TX6-28™ Cat 6 UTP Patch Cord is constructed of 28 AWG, unshielded, twisted pair, stranded, CM/LSZH cable with enhanced performance modular plugs. The use of 28 AWG cable ensures that this patch cord has a small diameter, making it easy to install and | PC | 1 | 10 | 1 | 1 | 15.96
07498333713 | UTP28SP7BU-Q | CU Patch Crd,Cat 6,SD,7ft,BU,Bulk25 | Category 6 Performance, 28 AWG UTP patch cord with TX6™ Modular Plugs on each end. | PC | 1 | 25 | 25 | 1 | 15.96
07498365266 | UTP28SP7GR | CU Patch Crd,Cat 6,SD,7ft,GR | The TX6-28™ Cat 6 UTP Patch Cord is constructed of 28 AWG, unshielded, twisted pair, stranded, CM/LSZH cable with enhanced performance modular plugs. The use of 28 AWG cable ensures that this patch cord has a small diameter, making it easy to install and | PC | 1 | 10 | 1 | 1 | 15.96
07498333714 | UTP28SP7GR-Q | CU Patch Crd,Cat 6,SD,7ft,GR,Bulk25 | Category 6 Performance, 28 AWG UTP patch cord with TX6™ Modular Plugs on each end. | PC | 1 | 25 | 25 | 1 | 15.96
07498395972 | UTP28SP7GY | CU Patch Crd,Cat 6,SD,7ft,GY | Category 6 Performance, 28 AWG UTP patch cord with TX6™ Modular Plugs on each end. Gray, 7 ft. | PC | 1 | 10 | 1 | 1 | 15.96
07498333715 | UTP28SP7GY-Q | CU Patch Crd,Cat 6,SD,7ft,GY,Bulk25 | Category 6 Performance, 28 AWG UTP patch cord with TX6™ Modular Plugs on each end. | PC | 1 | 25 | 25 | 1 | 15.96
07498365826 | UTP28SP7M | CU Patch Crd,Cat 6,SD,7m,IW | The TX6-28™ Cat 6 UTP Patch Cord is constructed of 28 AWG, unshielded, twisted pair, stranded, CM/LSZH cable with enhanced performance modular plugs. The use of 28 AWG cable ensures that this patch cord has a small diameter, making it easy to install and | PC | 1 | 10 | 1 | 1 | 25.3
07498365827 | UTP28SP7MBL | CU Patch Crd,Cat 6,SD,7m,BL | The TX6-28™ Cat 6 UTP Patch Cord is constructed of 28 AWG, unshielded, twisted pair, stranded, CM/LSZH cable with enhanced performance modular plugs. The use of 28 AWG cable ensures that this patch cord has a small diameter, making it easy to install and | PC | 1 | 10 | 1 | 1 | 25.3
07498365828 | UTP28SP7MBU | CU Patch Crd,Cat 6,SD,7m,BU | The TX6-28™ Cat 6 UTP Patch Cord is constructed of 28 AWG, unshielded, twisted pair, stranded, CM/LSZH cable with enhanced performance modular plugs. The use of 28 AWG cable ensures that this patch cord has a small diameter, making it easy to install and | PC | 1 | 10 | 1 | 1 | 25.3
07498365829 | UTP28SP7MGR | CU Patch Crd,Cat 6,SD,7m,GR | The TX6-28™ Cat 6 UTP Patch Cord is constructed of 28 AWG, unshielded, twisted pair, stranded, CM/LSZH cable with enhanced performance modular plugs. The use of 28 AWG cable ensures that this patch cord has a small diameter, making it easy to install and | PC | 1 | 10 | 1 | 1 | 25.3
07498396033 | UTP28SP7MGY | CU Patch Crd,Cat 6,SD,7m,GY | Category 6 Performance, 28 AWG UTP patch cord with TX6™ Modular Plugs on each end. Gray, 7 meters. | PC | 1 | 10 | 1 | 1 | 25.3
07498365830 | UTP28SP7MOR | CU Patch Crd,Cat 6,SD,7m,OR | Category 6 Performance, 28 AWG UTP patch cord with TX6™ Modular Plugs on each end. | PC | 1 | 10 | 1 | 1 | 25.3
07498362637 | UTP28SP7MPK | CU Patch Crd,Cat 6,SD,7m,PK | Category 6 Performance, 28 AWG UTP patch cord with TX6™ Modular Plugs on each end. Pink, 7 meters. | PC | 1 | 10 | 1 | 1 | 25.3
07498365831 | UTP28SP7MRD | CU Patch Crd,Cat 6,SD,7m,RD | The TX6-28™ Cat 6 UTP Patch Cord is constructed of 28 AWG, unshielded, twisted pair, stranded, CM/LSZH cable with enhanced performance modular plugs. The use of 28 AWG cable ensures that this patch cord has a small diameter, making it easy to install and | PC | 1 | 10 | 1 | 1 | 25.3
07498365833 | UTP28SP7MVL | CU Patch Crd,Cat 6,SD,7m,VL | Category 6 Performance, 28 AWG UTP patch cord with TX6™ Modular Plugs on each end. | PC | 1 | 10 | 1 | 1 | 25.3
07498365832 | UTP28SP7MYL | CU Patch Crd,Cat 6,SD,7m,YL | The TX6-28™ Cat 6 UTP Patch Cord is constructed of 28 AWG, unshielded, twisted pair, stranded, CM/LSZH cable with enhanced performance modular plugs. The use of 28 AWG cable ensures that this patch cord has a small diameter, making it easy to install and | PC | 1 | 10 | 1 | 1 | 25.3
07498365269 | UTP28SP7OR | CU Patch Crd,Cat 6,SD,7ft,OR | Category 6 Performance, 28 AWG UTP patch cord with TX6™ Modular Plugs on each end. Orange, 7 ft. | PC | 1 | 10 | 1 | 1 | 15.96
07498333716 | UTP28SP7OR-Q | CU Patch Crd,Cat 6,SD,7ft,OR,Bulk25 | Category 6 Performance, 28 AWG UTP patch cord with TX6™ Modular Plugs on each end. Orange, 7 ft, 25pc. | PC | 1 | 25 | 25 | 1 | 15.96
07498362479 | UTP28SP7PK | CU Patch Crd,Cat 6,SD,7ft,PK | Category 6 Performance, 28 AWG UTP patch cord with TX6™ Modular Plugs on each end. Pink, 7 ft. | PC | 1 | 10 | 1 | 1 | 15.96
07498365272 | UTP28SP7RD | CU Patch Crd,Cat 6,SD,7ft,RD | The TX6-28™ Cat 6 UTP Patch Cord is constructed of 28 AWG, unshielded, twisted pair, stranded, CM/LSZH cable with enhanced performance modular plugs. The use of 28 AWG cable ensures that this patch cord has a small diameter, making it easy to install and | PC | 1 | 10 | 1 | 1 | 15.96
07498333717 | UTP28SP7RD-Q | CU Patch Crd,Cat 6,SD,7ft,RD,Bulk25 | Category 6 Performance, 28 AWG UTP patch cord with TX6™ Modular Plugs on each end. Red, 7 ft, 25pc. | PC | 1 | 25 | 25 | 1 | 15.96
07498365250 | UTP28SP7VL | CU Patch Crd,Cat 6,SD,7ft,VL | Category 6 Performance, 28 AWG UTP patch cord with TX6™ Modular Plugs on each end. Violet, 7 ft. | PC | 1 | 10 | 1 | 1 | 15.96
07498333718 | UTP28SP7VL-Q | CU Patch Crd,Cat 6,SD,7ft,VL,Bulk25 | Category 6 Performance, 28 AWG UTP patch cord with TX6™ Modular Plugs on each end. | PC | 1 | 25 | 25 | 1 | 15.96
07498365265 | UTP28SP7YL | CU Patch Crd,Cat 6,SD,7ft,YL | The TX6-28™ Cat 6 UTP Patch Cord is constructed of 28 AWG, unshielded, twisted pair, stranded, CM/LSZH cable with enhanced performance modular plugs. The use of 28 AWG cable ensures that this patch cord has a small diameter, making it easy to install and | PC | 1 | 10 | 1 | 1 | 15.96
07498333722 | UTP28SP7YL-Q | CU Patch Crd,Cat 6,SD,7ft,YL,Bulk25 | Category 6 Performance, 28 AWG UTP patch cord with TX6™ Modular Plugs on each end. | PC | 1 | 25 | 25 | 1 | 15.96
07498365271 | UTP28SP8 | CU Patch Crd,Cat 6,SD,8ft,IW | The TX6-28™ Cat 6 UTP Patch Cord is constructed of 28 AWG, unshielded, twisted pair, stranded, CM/LSZH cable with enhanced performance modular plugs. The use of 28 AWG cable ensures that this patch cord has a small diameter, making it easy to install and | PC | 1 | 10 | 1 | 1 | 16.54
07498327964 | UTP28SP8-Q | CU Patch Crd,Cat 6,SD,8ft,IW,Bulk25 | Category 6 Performance, 28 AWG UTP patch cord with TX6™ Modular Plugs on each end. | PC | 1 | 25 | 25 | 1 | 16.54
07498335810 | UTP28SP8.5M | CU Patch Crd,Cat 6,SD,8.5m,IW | Category 6 Performance, 28 AWG UTP patch cord with TX6™ Modular Plugs on each end. | PC | 1 | 10 | 1 | 1 | 28.16
07498335859 | UTP28SP8.5MBL | CU Patch Crd,Cat 6,SD,8.5m,BL | Category 6 Performance, 28 AWG UTP patch cord with TX6™ Modular Plugs on each end. | PC | 1 | 10 | 1 | 1 | 28.16
07498335891 | UTP28SP8.5MBU | CU Patch Crd,Cat 6,SD,8.5m,BU | Category 6 Performance, 28 AWG UTP patch cord with TX6™ Modular Plugs on each end. | PC | 1 | 10 | 1 | 1 | 28.16
07498335929 | UTP28SP8.5MGR | CU Patch Crd,Cat 6,SD,8.5m,GR | Category 6 Performance, 28 AWG UTP patch cord with TX6™ Modular Plugs on each end. | PC | 1 | 10 | 1 | 1 | 28.16
07498335963 | UTP28SP8.5MGY | CU Patch Crd,Cat 6,SD,8.5m,GY | Category 6 Performance, 28 AWG UTP patch cord with TX6™ Modular Plugs on each end. | PC | 1 | 10 | 1 | 1 | 28.16
07498336058 | UTP28SP8.5MOR | CU Patch Crd,Cat 6,SD,8.5m,OR | Category 6 Performance, 28 AWG UTP patch cord with TX6™ Modular Plugs on each end. Orange, 8.5 meters. | PC | 1 | 10 | 1 | 1 | 28.16
07498362642 | UTP28SP8.5MPK | CU Patch Crd,Cat 6,SD,8.5m,PK | Category 6 Performance, 28 AWG UTP patch cord with TX6™ Modular Plugs on each end. Pink, 8.5 meters. | PC | 1 | 10 | 1 | 1 | 28.16
07498336012 | UTP28SP8.5MRD | CU Patch Crd,Cat 6,SD,8.5m,RD | Category 6 Performance, 28 AWG UTP patch cord with TX6™ Modular Plugs on each end. Red, 8.5 meters. | PC | 1 | 10 | 1 | 1 | 28.16
07498336162 | UTP28SP8.5MVL | CU Patch Crd,Cat 6,SD,8.5m,VL | Category 6 Performance, 28 AWG UTP patch cord with TX6™ Modular Plugs on each end. | PC | 1 | 10 | 1 | 1 | 28.16
07498336394 | UTP28SP8.5MYL | CU Patch Crd,Cat 6,SD,8.5m,YL | Category 6 Performance, 28 AWG UTP patch cord with TX6™ Modular Plugs on each end. | PC | 1 | 10 | 1 | 1 | 28.16
07498336408 | UTP28SP80 | CU Patch Crd,Cat 6,SD,80ft,IW | Category 6 Performance, 28 AWG UTP patch cord with TX6™ Modular Plugs on each end. | PC | 1 | 10 | 1 | 1 | 58.56
07498336521 | UTP28SP80BL | CU Patch Crd,Cat 6,SD,80ft,BL | Category 6 Performance, 28 AWG UTP patch cord with TX6™ Modular Plugs on each end. | PC | 1 | 10 | 1 | 1 | 58.56
07498336538 | UTP28SP80BU | CU Patch Crd,Cat 6,SD,80ft,BU | Category 6 Performance, 28 AWG UTP patch cord with TX6™ Modular Plugs on each end. | PC | 1 | 10 | 1 | 1 | 58.56
07498336580 | UTP28SP80GR | CU Patch Crd,Cat 6,SD,80ft,GR | Category 6 Performance, 28 AWG UTP patch cord with TX6™ Modular Plugs on each end. | PC | 1 | 10 | 1 | 1 | 58.56
07498336570 | UTP28SP80GY | CU Patch Crd,Cat 6,SD,80ft,GY | Category 6 Performance, 28 AWG UTP patch cord with TX6™ Modular Plugs on each end. | PC | 1 | 10 | 1 | 1 | 58.56
07498336589 | UTP28SP80OR | CU Patch Crd,Cat 6,SD,80ft,OR | Category 6 Performance, 28 AWG UTP patch cord with TX6™ Modular Plugs on each end. Orange, 80 ft. | PC | 1 | 10 | 1 | 1 | 58.56
07498336598 | UTP28SP80RD | CU Patch Crd,Cat 6,SD,80ft,RD | Category 6 Performance, 28 AWG UTP patch cord with TX6™ Modular Plugs on each end. Red, 80 ft. | PC | 1 | 10 | 1 | 1 | 58.56
07498336632 | UTP28SP80VL | CU Patch Crd,Cat 6,SD,80ft,VL | Category 6 Performance, 28 AWG UTP patch cord with TX6™ Modular Plugs on each end. | PC | 1 | 10 | 1 | 1 | 58.56
07498336641 | UTP28SP80YL | CU Patch Crd,Cat 6,SD,80ft,YL | Category 6 Performance, 28 AWG UTP patch cord with TX6™ Modular Plugs on each end. | PC | 1 | 10 | 1 | 1 | 58.56
07498336414 | UTP28SP85 | CU Patch Crd,Cat 6,SD,85ft,IW | Category 6 Performance, 28 AWG UTP patch cord with TX6™ Modular Plugs on each end. | PC | 1 | 10 | 1 | 1 | 61.46
07498336646 | UTP28SP85BL | CU Patch Crd,Cat 6,SD,85ft,BL | Category 6 Performance, 28 AWG UTP patch cord with TX6™ Modular Plugs on each end. | PC | 1 | 10 | 1 | 1 | 61.46
07498336647 | UTP28SP85BU | CU Patch Crd,Cat 6,SD,85ft,BU | Category 6 Performance, 28 AWG UTP patch cord with TX6™ Modular Plugs on each end. | PC | 1 | 10 | 1 | 1 | 61.46
07498336648 | UTP28SP85GR | CU Patch Crd,Cat 6,SD,85ft,GR | Category 6 Performance, 28 AWG UTP patch cord with TX6™ Modular Plugs on each end. | PC | 1 | 10 | 1 | 1 | 61.46
07498336649 | UTP28SP85GY | CU Patch Crd,Cat 6,SD,85ft,GY | Category 6 Performance, 28 AWG UTP patch cord with TX6™ Modular Plugs on each end. | PC | 1 | 10 | 1 | 1 | 61.46
07498336650 | UTP28SP85OR | CU Patch Crd,Cat 6,SD,85ft,OR | Category 6 Performance, 28 AWG UTP patch cord with TX6™ Modular Plugs on each end. Orange, 85 ft. | PC | 1 | 10 | 1 | 1 | 61.46
07498336651 | UTP28SP85RD | CU Patch Crd,Cat 6,SD,85ft,RD | Category 6 Performance, 28 AWG UTP patch cord with TX6™ Modular Plugs on each end. Red, 85 ft. | PC | 1 | 10 | 1 | 1 | 61.46
07498336652 | UTP28SP85VL | CU Patch Crd,Cat 6,SD,85ft,VL | Category 6 Performance, 28 AWG UTP patch cord with TX6™ Modular Plugs on each end. | PC | 1 | 10 | 1 | 1 | 61.46
07498336653 | UTP28SP85YL | CU Patch Crd,Cat 6,SD,85ft,YL | Category 6 Performance, 28 AWG UTP patch cord with TX6™ Modular Plugs on each end. | PC | 1 | 10 | 1 | 1 | 61.46
07498365303 | UTP28SP8BL | CU Patch Crd,Cat 6,SD,8ft,BL | The TX6-28™ Cat 6 UTP Patch Cord is constructed of 28 AWG, unshielded, twisted pair, stranded, CM/LSZH cable with enhanced performance modular plugs. The use of 28 AWG cable ensures that this patch cord has a small diameter, making it easy to install and | PC | 1 | 10 | 1 | 1 | 16.54
07498333723 | UTP28SP8BL-Q | CU Patch Crd,Cat 6,SD,8ft,BL,Bulk25 | Category 6 Performance, 28 AWG UTP patch cord with TX6™ Modular Plugs on each end. | PC | 1 | 25 | 25 | 1 | 16.54
07498365292 | UTP28SP8BU | CU Patch Crd,Cat 6,SD,8ft,BU | The TX6-28™ Cat 6 UTP Patch Cord is constructed of 28 AWG, unshielded, twisted pair, stranded, CM/LSZH cable with enhanced performance modular plugs. The use of 28 AWG cable ensures that this patch cord has a small diameter, making it easy to install and | PC | 1 | 10 | 1 | 1 | 16.54
07498333724 | UTP28SP8BU-Q | CU Patch Crd,Cat 6,SD,8ft,BU,Bulk25 | Category 6 Performance, 28 AWG UTP patch cord with TX6™ Modular Plugs on each end. | PC | 1 | 25 | 25 | 1 | 16.54
07498365401 | UTP28SP8GR | CU Patch Crd,Cat 6,SD,8ft,GR | The TX6-28™ Cat 6 UTP Patch Cord is constructed of 28 AWG, unshielded, twisted pair, stranded, CM/LSZH cable with enhanced performance modular plugs. The use of 28 AWG cable ensures that this patch cord has a small diameter, making it easy to install and | PC | 1 | 10 | 1 | 1 | 16.54
07498333728 | UTP28SP8GR-Q | CU Patch Crd,Cat 6,SD,8ft,GR,Bulk25 | Category 6 Performance, 28 AWG UTP patch cord with TX6™ Modular Plugs on each end. | PC | 1 | 25 | 25 | 1 | 16.54
07498395976 | UTP28SP8GY | CU Patch Crd,Cat 6,SD,8ft,GY | Category 6 Performance, 28 AWG UTP patch cord with TX6™ Modular Plugs on each end. | PC | 1 | 10 | 1 | 1 | 16.54
07498333729 | UTP28SP8GY-Q | CU Patch Crd,Cat 6,SD,8ft,GY,Bulk25 | Category 6 Performance, 28 AWG UTP patch cord with TX6™ Modular Plugs on each end. | PC | 1 | 25 | 25 | 1 | 16.54
07498397966 | UTP28SP8IN | CU Patch Crd,Cat 6,SD,8in,IW | The TX6-28™ Cat 6 UTP Patch Cord is constructed of 28 AWG, unshielded, twisted pair, stranded, CM/LSZH cable with enhanced performance modular plugs. The use of 28 AWG cable ensures that this patch cord has a small diameter, making it easy to install and | PC | 1 | 10 | 1 | 1 | 12.28
07498398073 | UTP28SP8IN-48 | CU Patch Crd,Cat 6,SD,8in,IW,Bulk48 | Category 6 Performance, 28 AWG UTP patch cord with TX6™ Modular Plugs on each end. Off White, 8 in, 48pc. | PC | 1 | 48 | 48 | 1 | 12.28
07498372189 | UTP28SP8INBL | CU Patch Crd,Cat 6,SD,8in,BL | The TX6-28™ Cat 6 UTP Patch Cord is constructed of 28 AWG, unshielded, twisted pair, stranded, CM/LSZH cable with enhanced performance modular plugs. The use of 28 AWG cable ensures that this patch cord has a small diameter, making it easy to install and | PC | 1 | 10 | 1 | 1 | 12.28
07498372204 | UTP28SP8INBL-48 | CU Patch Crd,Cat 6,SD,8in,BL,Bulk48 | Category 6 Performance, 28 AWG UTP patch cord with TX6™ Modular Plugs on each end. Black, 8 in, 48pc. | PC | 1 | 48 | 48 | 1 | 12.28
07498397965 | UTP28SP8INBU | CU Patch Crd,Cat 6,SD,8in,BU | The TX6-28™ Cat 6 UTP Patch Cord is constructed of 28 AWG, unshielded, twisted pair, stranded, CM/LSZH cable with enhanced performance modular plugs. The use of 28 AWG cable ensures that this patch cord has a small diameter, making it easy to install and | PC | 1 | 10 | 1 | 1 | 12.28
07498398074 | UTP28SP8INBU-48 | CU Patch Crd,Cat 6,SD,8in,BU,Bulk48 | Category 6 Performance, 28 AWG UTP patch cord with TX6™ Modular Plugs on each end. Blue, 8 in, 48pc. | PC | 1 | 48 | 48 | 1 | 12.28
07498372187 | UTP28SP8INGR | CU Patch Crd,Cat 6,SD,8in,GR | The TX6-28™ Cat 6 UTP Patch Cord is constructed of 28 AWG, unshielded, twisted pair, stranded, CM/LSZH cable with enhanced performance modular plugs. The use of 28 AWG cable ensures that this patch cord has a small diameter, making it easy to install and | PC | 1 | 10 | 1 | 1 | 12.28
07498372205 | UTP28SP8INGR-48 | CU Patch Crd,Cat 6,SD,8in,GR,Bulk48 | Category 6 Performance, 28 AWG UTP patch cord with TX6™ Modular Plugs on each end. Green, 8 in, 48pc. | PC | 1 | 48 | 48 | 1 | 12.28
07498372190 | UTP28SP8INGY | CU Patch Crd,Cat 6,SD,8in,GY | Category 6 Performance, 28 AWG UTP patch cord with TX6™ Modular Plugs on each end. Gray, 8 in. | PC | 1 | 10 | 1 | 1 | 12.28
07498372207 | UTP28SP8INGY-48 | CU Patch Crd,Cat 6,SD,8in,GY,Bulk48 | Category 6 Performance, 28 AWG UTP patch cord with TX6™ Modular Plugs on each end. Gray, 8 in, 48pc. | PC | 1 | 48 | 48 | 1 | 12.28
07498372188 | UTP28SP8INOR | CU Patch Crd,Cat 6,SD,8in,OR | Category 6 Performance, 28 AWG UTP patch cord with TX6™ Modular Plugs on each end. Orange, 8 in. | PC | 1 | 10 | 1 | 1 | 12.28
07498372209 | UTP28SP8INOR-48 | CU Patch Crd,Cat 6,SD,8in,OR,Bulk48 | Category 6 Performance, 28 AWG UTP patch cord with TX6™ Modular Plugs on each end. Orange, 8 in, 48pc. | PC | 1 | 48 | 48 | 1 | 12.28
07498372192 | UTP28SP8INPK | CU Patch Crd,Cat 6,SD,8in,PK | Category 6 Performance, 28 AWG UTP patch cord with TX6™ Modular Plugs on each end. Pink, 8 in. | PC | 1 | 10 | 1 | 1 | 12.28
07498372191 | UTP28SP8INRD | CU Patch Crd,Cat 6,SD,8in,RD | The TX6-28™ Cat 6 UTP Patch Cord is constructed of 28 AWG, unshielded, twisted pair, stranded, CM/LSZH cable with enhanced performance modular plugs. The use of 28 AWG cable ensures that this patch cord has a small diameter, making it easy to install and | PC | 1 | 10 | 1 | 1 | 12.28
07498372208 | UTP28SP8INRD-48 | CU Patch Crd,Cat 6,SD,8in,RD,Bulk48 | Category 6 Performance, 28 AWG UTP patch cord with TX6™ Modular Plugs on each end. Red, 8 in, 48pc. | PC | 1 | 48 | 48 | 1 | 12.28
07498372194 | UTP28SP8INVL | CU Patch Crd,Cat 6,SD,8in,VL | Category 6 Performance, 28 AWG UTP patch cord with TX6™ Modular Plugs on each end. Violet, 8 in. | PC | 1 | 10 | 1 | 1 | 12.28
07498372214 | UTP28SP8INVL-48 | CU Patch Crd,Cat 6,SD,8in,VL,Bulk48 | Category 6 Performance, 28 AWG UTP patch cord with TX6™ Modular Plugs on each end. Violet, 8 in, 48pc. | PC | 1 | 48 | 48 | 1 | 12.28
07498372193 | UTP28SP8INYL | CU Patch Crd,Cat 6,SD,8in,YL | The TX6-28™ Cat 6 UTP Patch Cord is constructed of 28 AWG, unshielded, twisted pair, stranded, CM/LSZH cable with enhanced performance modular plugs. The use of 28 AWG cable ensures that this patch cord has a small diameter, making it easy to install and | PC | 1 | 10 | 1 | 1 | 12.28
07498372217 | UTP28SP8INYL-48 | CU Patch Crd,Cat 6,SD,8in,YL,Bulk48 | Category 6 Performance, 28 AWG UTP patch cord with TX6™ Modular Plugs on each end. Yellow, 8 in, 48pc. | PC | 1 | 48 | 48 | 1 | 12.28
07498365834 | UTP28SP8M | CU Patch Crd,Cat 6,SD,8m,IW | Category 6 Performance, 28 AWG UTP patch cord with TX6™ Modular Plugs on each end. | PC | 1 | 10 | 1 | 1 | 27.2
07498365838 | UTP28SP8MBL | CU Patch Crd,Cat 6,SD,8m,BL | Category 6 Performance, 28 AWG UTP patch cord with TX6™ Modular Plugs on each end. | PC | 1 | 10 | 1 | 1 | 27.2
07498365839 | UTP28SP8MBU | CU Patch Crd,Cat 6,SD,8m,BU | Category 6 Performance, 28 AWG UTP patch cord with TX6™ Modular Plugs on each end. | PC | 1 | 10 | 1 | 1 | 27.2
07498365840 | UTP28SP8MGR | CU Patch Crd,Cat 6,SD,8m,GR | Category 6 Performance, 28 AWG UTP patch cord with TX6™ Modular Plugs on each end. | PC | 1 | 10 | 1 | 1 | 27.2
07498396034 | UTP28SP8MGY | CU Patch Crd,Cat 6,SD,8m,GY | Category 6 Performance, 28 AWG UTP patch cord with TX6™ Modular Plugs on each end. Gray, 8 meters. | PC | 1 | 10 | 1 | 1 | 27.2
07498365841 | UTP28SP8MOR | CU Patch Crd,Cat 6,SD,8m,OR | Category 6 Performance, 28 AWG UTP patch cord with TX6™ Modular Plugs on each end. | PC | 1 | 10 | 1 | 1 | 27.2
07498362641 | UTP28SP8MPK | CU Patch Crd,Cat 6,SD,8m,PK | Category 6 Performance, 28 AWG UTP patch cord with TX6™ Modular Plugs on each end. Pink, 8 meters. | PC | 1 | 10 | 1 | 1 | 27.2
07498365842 | UTP28SP8MRD | CU Patch Crd,Cat 6,SD,8m,RD | Category 6 Performance, 28 AWG UTP patch cord with TX6™ Modular Plugs on each end. | PC | 1 | 10 | 1 | 1 | 27.2
07498365855 | UTP28SP8MVL | CU Patch Crd,Cat 6,SD,8m,VL | Category 6 Performance, 28 AWG UTP patch cord with TX6™ Modular Plugs on each end. | PC | 1 | 10 | 1 | 1 | 27.2
07498365843 | UTP28SP8MYL | CU Patch Crd,Cat 6,SD,8m,YL | Category 6 Performance, 28 AWG UTP patch cord with TX6™ Modular Plugs on each end. | PC | 1 | 10 | 1 | 1 | 27.2
07498365423 | UTP28SP8OR | CU Patch Crd,Cat 6,SD,8ft,OR | Category 6 Performance, 28 AWG UTP patch cord with TX6™ Modular Plugs on each end. | PC | 1 | 10 | 1 | 1 | 16.54
07498333730 | UTP28SP8OR-Q | CU Patch Crd,Cat 6,SD,8ft,OR,Bulk25 | Category 6 Performance, 28 AWG UTP patch cord with TX6™ Modular Plugs on each end. Orange, 8 ft. | PC | 1 | 25 | 25 | 1 | 16.54
07498362489 | UTP28SP8PK | CU Patch Crd,Cat 6,SD,8ft,PK | Category 6 Performance, 28 AWG UTP patch cord with TX6™ Modular Plugs on each end. Pink, 8 ft. | PC | 1 | 10 | 1 | 1 | 16.54
07498365438 | UTP28SP8RD | CU Patch Crd,Cat 6,SD,8ft,RD | The TX6-28™ Cat 6 UTP Patch Cord is constructed of 28 AWG, unshielded, twisted pair, stranded, CM/LSZH cable with enhanced performance modular plugs. The use of 28 AWG cable ensures that this patch cord has a small diameter, making it easy to install and | PC | 1 | 10 | 1 | 1 | 16.54
07498333732 | UTP28SP8RD-Q | CU Patch Crd,Cat 6,SD,8ft,RD,Bulk25 | Category 6 Performance, 28 AWG UTP patch cord with TX6™ Modular Plugs on each end. Red, 8 ft. | PC | 1 | 25 | 25 | 1 | 16.54
07498365342 | UTP28SP8VL | CU Patch Crd,Cat 6,SD,8ft,VL | Category 6 Performance, 28 AWG UTP patch cord with TX6™ Modular Plugs on each end. Violet, 8 ft. | PC | 1 | 10 | 1 | 1 | 16.54
07498333733 | UTP28SP8VL-Q | CU Patch Crd,Cat 6,SD,8ft,VL,Bulk25 | Category 6 Performance, 28 AWG UTP patch cord with TX6™ Modular Plugs on each end. | PC | 1 | 25 | 25 | 1 | 16.54
07498365471 | UTP28SP8YL | CU Patch Crd,Cat 6,SD,8ft,YL | The TX6-28™ Cat 6 UTP Patch Cord is constructed of 28 AWG, unshielded, twisted pair, stranded, CM/LSZH cable with enhanced performance modular plugs. The use of 28 AWG cable ensures that this patch cord has a small diameter, making it easy to install and | PC | 1 | 10 | 1 | 1 | 16.54
07498333736 | UTP28SP8YL-Q | CU Patch Crd,Cat 6,SD,8ft,YL,Bulk25 | Category 6 Performance, 28 AWG UTP patch cord with TX6™ Modular Plugs on each end. | PC | 1 | 25 | 25 | 1 | 16.54
07498365273 | UTP28SP9 | CU Patch Crd,Cat 6,SD,9ft,IW | The TX6-28™ Cat 6 UTP Patch Cord is constructed of 28 AWG, unshielded, twisted pair, stranded, CM/LSZH cable with enhanced performance modular plugs. The use of 28 AWG cable ensures that this patch cord has a small diameter, making it easy to install and | PC | 1 | 10 | 1 | 1 | 17.14
07498327965 | UTP28SP9-Q | CU Patch Crd,Cat 6,SD,9ft,IW,Bulk25 | Category 6 Performance, 28 AWG UTP patch cord with TX6™ Modular Plugs on each end. | PC | 1 | 25 | 25 | 1 | 17.14
07498335811 | UTP28SP9.5M | CU Patch Crd,Cat 6,SD,9.5m,IW | Category 6 Performance, 28 AWG UTP patch cord with TX6™ Modular Plugs on each end. | PC | 1 | 10 | 1 | 1 | 30.08
07498335860 | UTP28SP9.5MBL | CU Patch Crd,Cat 6,SD,9.5m,IW | Category 6 Performance, 28 AWG UTP patch cord with TX6™ Modular Plugs on each end. | PC | 1 | 10 | 1 | 1 | 30.08
07498335892 | UTP28SP9.5MBU | CU Patch Crd,Cat 6,SD,9.5m,BU | Category 6 Performance, 28 AWG UTP patch cord with TX6™ Modular Plugs on each end. | PC | 1 | 10 | 1 | 1 | 30.08
07498335930 | UTP28SP9.5MGR | CU Patch Crd,Cat 6,SD,9.5m,GR | Category 6 Performance, 28 AWG UTP patch cord with TX6™ Modular Plugs on each end. | PC | 1 | 10 | 1 | 1 | 30.08
07498335964 | UTP28SP9.5MGY | CU Patch Crd,Cat 6,SD,9.5m,GY | Category 6 Performance, 28 AWG UTP patch cord with TX6™ Modular Plugs on each end. | PC | 1 | 10 | 1 | 1 | 30.08
07498336061 | UTP28SP9.5MOR | CU Patch Crd,Cat 6,SD,9.5m,OR | Category 6 Performance, 28 AWG UTP patch cord with TX6™ Modular Plugs on each end. Orange, 9.5 meters. | PC | 1 | 10 | 1 | 1 | 30.08
07498362644 | UTP28SP9.5MPK | CU Patch Crd,Cat 6,SD,9.5m,PK | Category 6 Performance, 28 AWG UTP patch cord with TX6™ Modular Plugs on each end. Pink, 9.5 meters. | PC | 1 | 10 | 1 | 1 | 30.08
07498336013 | UTP28SP9.5MRD | CU Patch Crd,Cat 6,SD,9.5m,RD | Category 6 Performance, 28 AWG UTP patch cord with TX6™ Modular Plugs on each end. Red, 9.5 meters. | PC | 1 | 10 | 1 | 1 | 30.08
07498336200 | UTP28SP9.5MVL | CU Patch Crd,Cat 6,SD,9.5m,VL | Category 6 Performance, 28 AWG UTP patch cord with TX6™ Modular Plugs on each end. | PC | 1 | 10 | 1 | 1 | 30.08
07498336395 | UTP28SP9.5MYL | CU Patch Crd,Cat 6,SD,9.5m,YL | Category 6 Performance, 28 AWG UTP patch cord with TX6™ Modular Plugs on each end. | PC | 1 | 10 | 1 | 1 | 30.08
07498336416 | UTP28SP90 | CU Patch Crd,Cat 6,SD,90ft,IW | Category 6 Performance, 28 AWG UTP patch cord with TX6™ Modular Plugs on each end. | PC | 1 | 10 | 1 | 1 | 64.4
07498336654 | UTP28SP90BL | Copper Patch Cord, Category 6 Performanc | Category 6 Performance, 28 AWG UTP patch cord with TX6™ Modular Plugs on each end. | PC | 1 | 10 | 1 | 1 | 64.4
07498336660 | UTP28SP90BU | Copper Patch Cord, Category 6 Performanc | Category 6 Performance, 28 AWG UTP patch cord with TX6™ Modular Plugs on each end. | PC | 1 | 10 | 1 | 1 | 64.4
07498336696 | UTP28SP90GR | Copper Patch Cord, Category 6 Performanc | Category 6 Performance, 28 AWG UTP patch cord with TX6™ Modular Plugs on each end. | PC | 1 | 10 | 1 | 1 | 64.4
07498336667 | UTP28SP90GY | Copper Patch Cord, Category 6 Performanc | Category 6 Performance, 28 AWG UTP patch cord with TX6™ Modular Plugs on each end. | PC | 1 | 10 | 1 | 1 | 64.4
07498336703 | UTP28SP90OR | Cu,PC,Cat6Perf,28AWG,UTP,OR,90ft,EA | Category 6 Performance, 28 AWG UTP patch cord with TX6™ Modular Plugs on each end, Orange. | PC | 1 | 10 | 1 | 1 | 64.4
07498336710 | UTP28SP90RD | Cu,PC,Cat6Perf,28AWG,UTP,RD,90ft,EA | Category 6 Performance, 28 AWG UTP patch cord with TX6™ Modular Plugs on each end, Red. | PC | 1 | 10 | 1 | 1 | 64.4
07498336716 | UTP28SP90VL | Copper Patch Cord, Category 6 Performanc | Category 6 Performance, 28 AWG UTP patch cord with TX6™ Modular Plugs on each end. | PC | 1 | 10 | 1 | 1 | 64.4
07498336754 | UTP28SP90YL | Copper Patch Cord, Category 6 Performanc | Category 6 Performance, 28 AWG UTP patch cord with TX6™ Modular Plugs on each end. | PC | 1 | 10 | 1 | 1 | 64.4
07498336415 | UTP28SP95 | CU Patch Crd,Cat 6,SD,95ft,IW | Category 6 Performance, 28 AWG UTP patch cord with TX6™ Modular Plugs on each end. | PC | 1 | 10 | 1 | 1 | 67.3
07498336655 | UTP28SP95BL | CU Patch Crd,Cat 6,SD,95ft,BL | Category 6 Performance, 28 AWG UTP patch cord with TX6™ Modular Plugs on each end. | PC | 1 | 10 | 1 | 1 | 67.3
07498336661 | UTP28SP95BU | CU Patch Crd,Cat 6,SD,95ft,BU | Category 6 Performance, 28 AWG UTP patch cord with TX6™ Modular Plugs on each end. | PC | 1 | 10 | 1 | 1 | 67.3
07498336698 | UTP28SP95GR | CU Patch Crd,Cat 6,SD,95ft,GR | Category 6 Performance, 28 AWG UTP patch cord with TX6™ Modular Plugs on each end. | PC | 1 | 10 | 1 | 1 | 67.3
07498336668 | UTP28SP95GY | CU Patch Crd,Cat 6,SD,95ft,GY | Category 6 Performance, 28 AWG UTP patch cord with TX6™ Modular Plugs on each end. | PC | 1 | 10 | 1 | 1 | 67.3
07498336704 | UTP28SP95OR | CU Patch Crd,Cat 6,SD,95ft,OR | Category 6 Performance, 28 AWG UTP patch cord with TX6™ Modular Plugs on each end. Orange, 95 ft. | PC | 1 | 10 | 1 | 1 | 67.3
07498336711 | UTP28SP95RD | CU Patch Crd,Cat 6,SD,95ft,RD | Category 6 Performance, 28 AWG UTP patch cord with TX6™ Modular Plugs on each end. Red, 95 ft. | PC | 1 | 10 | 1 | 1 | 67.3
07498336717 | UTP28SP95VL | CU Patch Crd,Cat 6,SD,95ft,VL | Category 6 Performance, 28 AWG UTP patch cord with TX6™ Modular Plugs on each end. | PC | 1 | 10 | 1 | 1 | 67.3
07498336773 | UTP28SP95YL | CU Patch Crd,Cat 6,SD,95ft,YL | Category 6 Performance, 28 AWG UTP patch cord with TX6™ Modular Plugs on each end. | PC | 1 | 10 | 1 | 1 | 67.3
07498365304 | UTP28SP9BL | CU Patch Crd,Cat 6,SD,9ft,BL | The TX6-28™ Cat 6 UTP Patch Cord is constructed of 28 AWG, unshielded, twisted pair, stranded, CM/LSZH cable with enhanced performance modular plugs. The use of 28 AWG cable ensures that this patch cord has a small diameter, making it easy to install and | PC | 1 | 10 | 1 | 1 | 17.14
07498333737 | UTP28SP9BL-Q | CU Patch Crd,Cat 6,SD,9ft,BL,Bulk25 | Category 6 Performance, 28 AWG UTP patch cord with TX6™ Modular Plugs on each end. | PC | 1 | 25 | 25 | 1 | 17.14
07498365293 | UTP28SP9BU | CU Patch Crd,Cat 6,SD,9ft,BU | The TX6-28™ Cat 6 UTP Patch Cord is constructed of 28 AWG, unshielded, twisted pair, stranded, CM/LSZH cable with enhanced performance modular plugs. The use of 28 AWG cable ensures that this patch cord has a small diameter, making it easy to install and | PC | 1 | 10 | 1 | 1 | 17.14
07498333738 | UTP28SP9BU-Q | CU Patch Crd,Cat 6,SD,9ft,BU | Category 6 Performance, 28 AWG UTP patch cord with TX6™ Modular Plugs on each end. | PC | 1 | 25 | 25 | 1 | 17.14
07498365415 | UTP28SP9GR | CU Patch Crd,Cat 6,SD,9ft,GR | The TX6-28™ Cat 6 UTP Patch Cord is constructed of 28 AWG, unshielded, twisted pair, stranded, CM/LSZH cable with enhanced performance modular plugs. The use of 28 AWG cable ensures that this patch cord has a small diameter, making it easy to install and | PC | 1 | 10 | 1 | 1 | 17.14
07498333740 | UTP28SP9GR-Q | CU Patch Crd,Cat 6,SD,9ft,GR,Bulk25 | Category 6 Performance, 28 AWG UTP patch cord with TX6™ Modular Plugs on each end. | PC | 1 | 25 | 25 | 1 | 17.14
07498395977 | UTP28SP9GY | CU Patch Crd,Cat 6,SD,9ft,GY | Category 6 Performance, 28 AWG UTP patch cord with TX6™ Modular Plugs on each end. | PC | 1 | 10 | 1 | 1 | 17.14
07498333739 | UTP28SP9GY-Q | CU Patch Crd,Cat 6,SD,9ft,GY,Bulk25 | Category 6 Performance, 28 AWG UTP patch cord with TX6™ Modular Plugs on each end. | PC | 1 | 25 | 25 | 1 | 17.14
07498365856 | UTP28SP9M | CU Patch Crd,Cat 6,SD,9m,IW | Category 6 Performance, 28 AWG UTP patch cord with TX6™ Modular Plugs on each end. | PC | 1 | 10 | 1 | 1 | 29.12
07498365857 | UTP28SP9MBL | CU Patch Crd,Cat 6,SD,9m,BL | Category 6 Performance, 28 AWG UTP patch cord with TX6™ Modular Plugs on each end. | PC | 1 | 10 | 1 | 1 | 29.12
07498365861 | UTP28SP9MBU | CU Patch Crd,Cat 6,SD,9m,BU | Category 6 Performance, 28 AWG UTP patch cord with TX6™ Modular Plugs on each end. | PC | 1 | 10 | 1 | 1 | 29.12
07498365862 | UTP28SP9MGR | CU Patch Crd,Cat 6,SD,9m,GR | Category 6 Performance, 28 AWG UTP patch cord with TX6™ Modular Plugs on each end. | PC | 1 | 10 | 1 | 1 | 29.12
07498396035 | UTP28SP9MGY | CU Patch Crd,Cat 6,SD,9m,GY | Category 6 Performance, 28 AWG UTP patch cord with TX6™ Modular Plugs on each end. Gray, 9 meters. | PC | 1 | 10 | 1 | 1 | 29.12
07498365863 | UTP28SP9MOR | CU Patch Crd,Cat 6,SD,9m,OR | Category 6 Performance, 28 AWG UTP patch cord with TX6™ Modular Plugs on each end. | PC | 1 | 10 | 1 | 1 | 29.12
07498362643 | UTP28SP9MPK | CU Patch Crd,Cat 6,SD,9m,PK | Category 6 Performance, 28 AWG UTP patch cord with TX6™ Modular Plugs on each end. Pink, 9 meters. | PC | 1 | 10 | 1 | 1 | 29.12
07498365864 | UTP28SP9MRD | CU Patch Crd,Cat 6,SD,9m,RD | Category 6 Performance, 28 AWG UTP patch cord with TX6™ Modular Plugs on each end. | PC | 1 | 10 | 1 | 1 | 29.12
07498365866 | UTP28SP9MVL | CU Patch Crd,Cat 6,SD,9m,VL | Category 6 Performance, 28 AWG UTP patch cord with TX6™ Modular Plugs on each end. | PC | 1 | 10 | 1 | 1 | 29.12
07498365865 | UTP28SP9MYL | CU Patch Crd,Cat 6,SD,9m,YL | Category 6 Performance, 28 AWG UTP patch cord with TX6™ Modular Plugs on each end. | PC | 1 | 10 | 1 | 1 | 29.12
07498365424 | UTP28SP9OR | CU Patch Crd,Cat 6,SD,9ft,OR | Category 6 Performance, 28 AWG UTP patch cord with TX6™ Modular Plugs on each end. | PC | 1 | 10 | 1 | 1 | 17.14
07498333741 | UTP28SP9OR-Q | CU Patch Crd,Cat 6,SD,9ft,OR,Bulk25 | Category 6 Performance, 28 AWG UTP patch cord with TX6™ Modular Plugs on each end. Orange, 9 ft. | PC | 1 | 25 | 25 | 1 | 17.14
07498362498 | UTP28SP9PK | CU Patch Crd,Cat 6,SD,9ft,PK | Category 6 Performance, 28 AWG UTP patch cord with TX6™ Modular Plugs on each end. Pink, 9 ft. | PC | 1 | 10 | 1 | 1 | 17.14
07498365451 | UTP28SP9RD | CU Patch Crd,Cat 6,SD,9ft,RD | The TX6-28™ Cat 6 UTP Patch Cord is constructed of 28 AWG, unshielded, twisted pair, stranded, CM/LSZH cable with enhanced performance modular plugs. The use of 28 AWG cable ensures that this patch cord has a small diameter, making it easy to install and | PC | 1 | 10 | 1 | 1 | 17.14
07498333744 | UTP28SP9RD-Q | CU Patch Crd,Cat 6,SD,9ft,RD,Bulk25 | Category 6 Performance, 28 AWG UTP patch cord with TX6™ Modular Plugs on each end. Red, 9 ft. | PC | 1 | 25 | 25 | 1 | 17.14
07498365352 | UTP28SP9VL | CU Patch Crd,Cat 6,SD,9ft,VL | Category 6 Performance, 28 AWG UTP patch cord with TX6™ Modular Plugs on each end. Violet, 9 ft. | PC | 1 | 10 | 1 | 1 | 17.14
07498333745 | UTP28SP9VL-Q | CU Patch Crd,Cat 6,SD,9ft,VL,Bulk25 | Category 6 Performance, 28 AWG UTP patch cord with TX6™ Modular Plugs on each end. | PC | 1 | 25 | 25 | 1 | 17.14
07498365313 | UTP28SP9YL | CU Patch Crd,Cat 6,SD,9ft,YL | The TX6-28™ Cat 6 UTP Patch Cord is constructed of 28 AWG, unshielded, twisted pair, stranded, CM/LSZH cable with enhanced performance modular plugs. The use of 28 AWG cable ensures that this patch cord has a small diameter, making it easy to install and | PC | 1 | 10 | 1 | 1 | 17.14
07498333746 | UTP28SP9YL-Q | CU Patch Crd,Cat 6,SD,9ft,YL,Bulk25 | Category 6 Performance, 28 AWG UTP patch cord with TX6™ Modular Plugs on each end. | PC | 1 | 25 | 25 | 1 | 17.14
07498300634 | UTP28X0.2M | Cat6A,28AWG,UTP,PC,CM/LSZH,IW,0.2M,EA | The TX6A-28™ Cat 6A UTP Patch Cord is constructed of 28 AWG, unshielded, twisted pair, solid, CM/LSZH cable with enhanced performance modular plugs. The use of 28 AWG cable ensures that this patch cord has a small diameter, making it easy to install and w | PC | 1 | 10 | 1 | 1 | 17.28
07498300612 | UTP28X0.2MBL | Cat6A,28AWG,UTP,PC,CM/LSZH,BL,0.2M,EA | The TX6A-28™ Cat 6A UTP Patch Cord is constructed of 28 AWG, unshielded, twisted pair, solid, CM/LSZH cable with enhanced performance modular plugs. The use of 28 AWG cable ensures that this patch cord has a small diameter, making it easy to install and w | PC | 1 | 10 | 1 | 1 | 17.28
07498300772 | UTP28X0.2MBU | Cat6A,28AWG,UTP,PC,CM/LSZH,BU,0.2M,EA | The TX6A-28™ Cat 6A UTP Patch Cord is constructed of 28 AWG, unshielded, twisted pair, solid, CM/LSZH cable with enhanced performance modular plugs. The use of 28 AWG cable ensures that this patch cord has a small diameter, making it easy to install and w | PC | 1 | 10 | 1 | 1 | 17.28
07498300613 | UTP28X0.2MGR | Cat6A,28AWG,UTP,PC,CM/LSZH,GR,0.2M,EA | The TX6A-28™ Cat 6A UTP Patch Cord is constructed of 28 AWG, unshielded, twisted pair, solid, CM/LSZH cable with enhanced performance modular plugs. The use of 28 AWG cable ensures that this patch cord has a small diameter, making it easy to install and w | PC | 1 | 10 | 1 | 1 | 17.28
07498303784 | UTP28X0.2MGY | Cat6A,28AWG,UTP,PC,CM/LSZH,GY,0.2M,EA | Category 6A Performance, 28AWG, UTP Patch Cord, CM/LSZH, Gray, 0.2m. | PC | 1 | 10 | 1 | 1 | 17.28
07498300614 | UTP28X0.2MOR | Cat6A,28AWG,UTP,PC,CM/LSZH,OR,0.2M,EA | Category 6A Performance, 28AWG, UTP Patch Cord, CM/LSZH, Orange, 0.2m. | PC | 1 | 10 | 1 | 1 | 17.28
61305656850 | UTP28X0.2MPK | Cat 6A 28AWG UTP Patch Cord, CM/LSZH, Pi |  | PC | 1 | 10 | 1 | 1 | 17.28
07498300615 | UTP28X0.2MRD | Cat6A,28AWG,UTP,PC,CM/LSZH,RD,0.2M,EA | The TX6A-28™ Cat 6A UTP Patch Cord is constructed of 28 AWG, unshielded, twisted pair, solid, CM/LSZH cable with enhanced performance modular plugs. The use of 28 AWG cable ensures that this patch cord has a small diameter, making it easy to install and w | PC | 1 | 10 | 1 | 1 | 17.28
07498300617 | UTP28X0.2MVL | Cat6A,28AWG,UTP,PC,CM/LSZH,VL,0.2M,EA | Category 6A Performance, 28AWG, UTP Patch Cord, CM/LSZH, Violet, 0.2m. | PC | 1 | 10 | 1 | 1 | 17.28
07498300619 | UTP28X0.2MYL | Cat6A,28AWG,UTP,PC,CM/LSZH,YL,0.2M,EA | The TX6A-28™ Cat 6A UTP Patch Cord is constructed of 28 AWG, unshielded, twisted pair, solid, CM/LSZH cable with enhanced performance modular plugs. The use of 28 AWG cable ensures that this patch cord has a small diameter, making it easy to install and w | PC | 1 | 10 | 1 | 1 | 17.28
07498300633 | UTP28X0.5M | Cat6A,28AWG,UTP,PC,CM/LSZH,IW,0.5M,EA | The TX6A-28™ Cat 6A UTP Patch Cord is constructed of 28 AWG, unshielded, twisted pair, solid, CM/LSZH cable with enhanced performance modular plugs. The use of 28 AWG cable ensures that this patch cord has a small diameter, making it easy to install and w | PC | 1 | 10 | 1 | 1 | 18.28
61305601112 | UTP28X0.5M-Q | Category 6A Performance 28 AWG UTP Patch |  | PC | 1 | 25 | 25 | 1 | 18.28
07498300622 | UTP28X0.5MBL | Cat6A,28AWG,UTP,PC,CM/LSZH,BL,0.5M,EA | The TX6A-28™ Cat 6A UTP Patch Cord is constructed of 28 AWG, unshielded, twisted pair, solid, CM/LSZH cable with enhanced performance modular plugs. The use of 28 AWG cable ensures that this patch cord has a small diameter, making it easy to install and w | PC | 1 | 10 | 1 | 1 | 18.28
61305601111 | UTP28X0.5MBL-Q | Category 6A Performance 28 AWG UTP Patch |  | PC | 1 | 25 | 25 | 1 | 18.28
07498300621 | UTP28X0.5MBU | Cat6A,28AWG,UTP,PC,CM/LSZH,BU,0.5M,EA | The TX6A-28™ Cat 6A UTP Patch Cord is constructed of 28 AWG, unshielded, twisted pair, solid, CM/LSZH cable with enhanced performance modular plugs. The use of 28 AWG cable ensures that this patch cord has a small diameter, making it easy to install and w | PC | 1 | 10 | 1 | 1 | 18.28
61305601113 | UTP28X0.5MBU-Q | Category 6A Performance 28 AWG UTP Patch |  | PC | 1 | 25 | 25 | 1 | 18.28
07498300635 | UTP28X0.5MGR | Cat6A,28AWG,UTP,PC,CM/LSZH,GR,0.5M,EA | The TX6A-28™ Cat 6A UTP Patch Cord is constructed of 28 AWG, unshielded, twisted pair, solid, CM/LSZH cable with enhanced performance modular plugs. The use of 28 AWG cable ensures that this patch cord has a small diameter, making it easy to install and w | PC | 1 | 10 | 1 | 1 | 18.28
61305601116 | UTP28X0.5MGR-Q | Category 6A Performance 28 AWG UTP Patch |  | PC | 1 | 25 | 25 | 1 | 18.28
07498303785 | UTP28X0.5MGY | Cat6A,28AWG,UTP,PC,CM/LSZH,GY,0.5M,EA | Category 6A Performance, 28AWG, UTP Patch Cord, CM/LSZH, Gray, 0.5m. | PC | 1 | 10 | 1 | 1 | 18.28
61305601119 | UTP28X0.5MGY-Q | Category 6A Performance 28 AWG UTP Patch |  | PC | 1 | 25 | 25 | 1 | 18.28
07498300636 | UTP28X0.5MOR | Cat6A,28AWG,UTP,PC,CM/LSZH,OR,0.5M,EA | Category 6A Performance, 28AWG, UTP Patch Cord, CM/LSZH, Orange, 0.5m. | PC | 1 | 10 | 1 | 1 | 18.28
61305601117 | UTP28X0.5MOR-Q | Category 6A Performance 28 AWG UTP Patch |  | PC | 1 | 25 | 25 | 1 | 18.28
61305656851 | UTP28X0.5MPK | Cat 6A 28AWG UTP Patch Cord, CM/LSZH, Pi |  | PC | 1 | 10 | 1 | 1 | 18.28
07498300638 | UTP28X0.5MRD | Cat6A,28AWG,UTP,PC,CM/LSZH,RD,0.5M,EA | The TX6A-28™ Cat 6A UTP Patch Cord is constructed of 28 AWG, unshielded, twisted pair, solid, CM/LSZH cable with enhanced performance modular plugs. The use of 28 AWG cable ensures that this patch cord has a small diameter, making it easy to install and w | PC | 1 | 10 | 1 | 1 | 18.28
61305601118 | UTP28X0.5MRD-Q | Category 6A Performance 28 AWG UTP Patch |  | PC | 1 | 25 | 25 | 1 | 18.28
07498300627 | UTP28X0.5MVL | Cat6A,28AWG,UTP,PC,CM/LSZH,VL,0.5M,EA | Category 6A Performance, 28AWG, UTP Patch Cord, CM/LSZH, Violet, 0.5m. | PC | 1 | 10 | 1 | 1 | 18.28
61305601114 | UTP28X0.5MVL-Q | Category 6A Performance 28 AWG UTP Patch |  | PC | 1 | 25 | 25 | 1 | 18.28
07498300631 | UTP28X0.5MYL | Cat6A,28AWG,UTP,PC,CM/LSZH,YL,0.5M,EA | The TX6A-28™ Cat 6A UTP Patch Cord is constructed of 28 AWG, unshielded, twisted pair, solid, CM/LSZH cable with enhanced performance modular plugs. The use of 28 AWG cable ensures that this patch cord has a small diameter, making it easy to install and w | PC | 1 | 10 | 1 | 1 | 18.28
61305601115 | UTP28X0.5MYL-Q | Category 6A Performance 28 AWG UTP Patch |  | PC | 1 | 25 | 25 | 1 | 18.28
07498399447 | UTP28X1 | Cat6A,28AWG,UTP,PC,CM/LSZH,1FT,IW,EA | The TX6A-28™ Cat 6A UTP Patch Cord is constructed of 28 AWG, unshielded, twisted pair, solid, CM/LSZH cable with enhanced performance modular plugs. The use of 28 AWG cable ensures that this patch cord has a small diameter, making it easy to install and | PC | 1 | 10 | 1 | 1 | 17.64
61305600930 | UTP28X1-Q | Category 6A Performance 28 AWG UTP Patch |  | PC | 1 | 25 | 25 | 1 | 17.64
07498301427 | UTP28X1.5M | Cat6A,28AWG,UTP,PC,CM/LSZH,IW,1.5M,EA | The TX6A-28™ Cat 6A UTP Patch Cord is constructed of 28 AWG, unshielded, twisted pair, solid, CM/LSZH cable with enhanced performance modular plugs. The use of 28 AWG cable ensures that this patch cord has a small diameter, making it easy to install and w | PC | 1 | 10 | 1 | 1 | 21.56
61305601130 | UTP28X1.5M-Q | Category 6A Performance 28 AWG UTP Patch |  | PC | 1 | 25 | 25 | 1 | 21.56
07498301428 | UTP28X1.5MBL | CU Patch Crd,Cat6A,28AWG,1.5m,BL | The TX6A-28™ Cat 6A UTP Patch Cord is constructed of 28 AWG, unshielded, twisted pair, solid, CM/LSZH cable with enhanced performance modular plugs. The use of 28 AWG cable ensures that this patch cord has a small diameter, making it easy to install and w | PC | 1 | 10 | 1 | 1 | 21.56
61305601129 | UTP28X1.5MBL-Q | Category 6A Performance 28 AWG UTP Patch |  | PC | 1 | 25 | 25 | 1 | 21.56
07498301426 | UTP28X1.5MBU | Cat6A,28AWG,UTP,PC,CM/LSZH,BU,1.5M,EA | The TX6A-28™ Cat 6A UTP Patch Cord is constructed of 28 AWG, unshielded, twisted pair, solid, CM/LSZH cable with enhanced performance modular plugs. The use of 28 AWG cable ensures that this patch cord has a small diameter, making it easy to install and w | PC | 1 | 10 | 1 | 1 | 21.56
61305601131 | UTP28X1.5MBU-Q | Category 6A Performance 28 AWG UTP Patch |  | PC | 1 | 25 | 25 | 1 | 21.56
07498301478 | UTP28X1.5MGR | Cat6A,28AWG,UTP,PC,CM/LSZH,GR,1.5M,EA | The TX6A-28™ Cat 6A UTP Patch Cord is constructed of 28 AWG, unshielded, twisted pair, solid, CM/LSZH cable with enhanced performance modular plugs. The use of 28 AWG cable ensures that this patch cord has a small diameter, making it easy to install and w | PC | 1 | 10 | 1 | 1 | 21.56
61305601132 | UTP28X1.5MGR-Q | Category 6A Performance 28 AWG UTP Patch |  | PC | 1 | 25 | 25 | 1 | 21.56
07498303787 | UTP28X1.5MGY | Cat6A,28AWG,UTP,PC,CM/LSZH,GY,1.5M,EA | Category 6A Performance, 28AWG, UTP Patch Cord, CM/LSZH, Gray, 1.5m. | PC | 1 | 10 | 1 | 1 | 21.56
61305601133 | UTP28X1.5MGY-Q | Category 6A Performance 28 AWG UTP Patch |  | PC | 1 | 25 | 25 | 1 | 21.56
07498301481 | UTP28X1.5MOR | Cat6A,28AWG,UTP,PC,CM/LSZH,OR,1.5M,EA | Category 6A Performance, 28AWG, UTP Patch Cord, CM/LSZH, Orange, 1.5m. | PC | 1 | 10 | 1 | 1 | 21.56
61305601134 | UTP28X1.5MOR-Q | Category 6A Performance 28 AWG UTP Patch |  | PC | 1 | 25 | 25 | 1 | 21.56
61305656852 | UTP28X1.5MPK | Cat 6A 28AWG UTP Patch Cord, CM/LSZH, Pi |  | PC | 1 | 10 | 1 | 1 | 21.56
07498301482 | UTP28X1.5MRD | Cat6A,28AWG,UTP,PC,CM/LSZH,RD,1.5M,EA | The TX6A-28™ Cat 6A UTP Patch Cord is constructed of 28 AWG, unshielded, twisted pair, solid, CM/LSZH cable with enhanced performance modular plugs. The use of 28 AWG cable ensures that this patch cord has a small diameter, making it easy to install and w | PC | 1 | 10 | 1 | 1 | 21.56
61305601135 | UTP28X1.5MRD-Q | Category 6A Performance 28 AWG UTP Patch |  | PC | 1 | 25 | 25 | 1 | 21.56
07498301485 | UTP28X1.5MVL | Cat6A,28AWG,UTP,PC,CM/LSZH,VL,1.5M,EA | Category 6A Performance, 28AWG, UTP Patch Cord, CM/LSZH, Violet, 1.5m. | PC | 1 | 10 | 1 | 1 | 21.56
61305601136 | UTP28X1.5MVL-Q | Category 6A Performance 28 AWG UTP Patch |  | PC | 1 | 25 | 25 | 1 | 21.56
07498301486 | UTP28X1.5MYL | Cat6A,28AWG,UTP,PC,CM/LSZH,YL,1.5M,EA | The TX6A-28™ Cat 6A UTP Patch Cord is constructed of 28 AWG, unshielded, twisted pair, solid, CM/LSZH cable with enhanced performance modular plugs. The use of 28 AWG cable ensures that this patch cord has a small diameter, making it easy to install and w | PC | 1 | 10 | 1 | 1 | 21.56
61305601137 | UTP28X1.5MYL-Q | Category 6A Performance 28 AWG UTP Patch |  | PC | 1 | 25 | 25 | 1 | 21.56
07498399966 | UTP28X10 | Cat6A,28AWG,UTP,PC,CM/LSZH,IW,10ft,EA | The TX6A-28™ Cat 6A UTP Patch Cord is constructed of 28 AWG, unshielded, twisted pair, solid, CM/LSZH cable with enhanced performance modular plugs. The use of 28 AWG cable ensures that this patch cord has a small diameter, making it easy to install and w | PC | 1 | 10 | 1 | 1 | 26.68
61305601015 | UTP28X10-Q | Category 6A Performance 28 AWG UTP Patch |  | PC | 1 | 25 | 25 | 1 | 26.68
07498316687 | UTP28X100 | Cat6A,28AWG,UTP,PC,CM/LSZH,IW,100ft,EA | Category 6A Performance, 28AWG, UTP Patch Cord, CM/LSZH, Off White, 100ft. | PC | 1 | 10 | 1 | 1 | 117.24
07498310068 | UTP28X100BL | CU Patch Crd,Cat6A,28AWG,100ft.,BL | Category 6A Performance, 28AWG, UTP Patch Cord, CM/LSZH, Black, 100ft. | PC | 1 | 10 | 1 | 1 | 117.24
07498310067 | UTP28X100BU | Cat6A,28AWG,UTP,PC,CM/LSZH,BU,100ft,EA | Category 6A Performance, 28AWG, UTP Patch Cord, CM/LSZH, Blue, 100ft. | PC | 1 | 10 | 1 | 1 | 117.24
07498310070 | UTP28X100GR | Cat6A,28AWG,UTP,PC,CM/LSZH,GR,100ft,EA | Category 6A Performance, 28AWG, UTP Patch Cord, CM/LSZH, Green, 100ft. | PC | 1 | 10 | 1 | 1 | 117.24
07498303722 | UTP28X100GY | Cat6A,28AWG,UTP,PC,CM/LSZH,GY,100ft,EA | Category 6A Performance, 28AWG, UTP Patch Cord, CM/LSZH, Gray, 100ft. | PC | 1 | 10 | 1 | 1 | 117.24
07498310069 | UTP28X100OR | Cat6A,28AWG,UTP,PC,CM/LSZH,OR,100ft,EA | Category 6A Performance, 28AWG, UTP Patch Cord, CM/LSZH, Orange, 100ft. | PC | 1 | 10 | 1 | 1 | 117.24
07498310071 | UTP28X100RD | Cat6A,28AWG,UTP,PC,CM/LSZH,RD,100ft,EA | Category 6A Performance, 28AWG, UTP Patch Cord, CM/LSZH, Red, 100ft. | PC | 1 | 10 | 1 | 1 | 117.24
07498310073 | UTP28X100VL | Cat6A,28AWG,UTP,PC,CM/LSZH,VL,100ft,EA | Category 6A Performance, 28AWG, UTP Patch Cord, CM/LSZH, Violet, 100ft. | PC | 1 | 10 | 1 | 1 | 117.24
07498310072 | UTP28X100YL | Cat6A,28AWG,UTP,PC,CM/LSZH,YL,100ft,EA | Category 6A Performance, 28AWG, UTP Patch Cord, CM/LSZH, Yellow, 100ft. | PC | 1 | 10 | 1 | 1 | 117.24
07498316688 | UTP28X105 | Cat6A,28AWG,UTP,PC,CM/LSZH,IW,105ft,EA | Category 6A Performance, 28AWG, UTP Patch Cord, CM/LSZH, Off White, 105ft. | PC | 1 | 10 | 1 | 1 | 122.28
07498310261 | UTP28X105BL | CU Patch Crd,Cat6A,28AWG,105ft.,BL | Category 6A Performance, 28AWG, UTP Patch Cord, CM/LSZH, Black, 105ft. | PC | 1 | 10 | 1 | 1 | 122.28
07498310265 | UTP28X105BU | Cat6A,28AWG,UTP,PC,CM/LSZH,BU,105ft,EA | Category 6A Performance, 28AWG, UTP Patch Cord, CM/LSZH, Blue, 105ft. | PC | 1 | 10 | 1 | 1 | 122.28
07498310277 | UTP28X105GR | Cat6A,28AWG,UTP,PC,CM/LSZH,GR,105ft,EA | Category 6A Performance, 28AWG, UTP Patch Cord, CM/LSZH, Green, 105ft. | PC | 1 | 10 | 1 | 1 | 122.28
07498303738 | UTP28X105GY | Cat6A,28AWG,UTP,PC,CM/LSZH,GY,105ft,EA | Category 6A Performance, 28AWG, UTP Patch Cord, CM/LSZH, Gray, 105ft. | PC | 1 | 10 | 1 | 1 | 122.28
07498310290 | UTP28X105OR | Cat6A,28AWG,UTP,PC,CM/LSZH,OR,105ft,EA | Category 6A Performance, 28AWG, UTP Patch Cord, CM/LSZH, Orange, 105ft. | PC | 1 | 10 | 1 | 1 | 122.28
07498310304 | UTP28X105RD | Cat6A,28AWG,UTP,PC,CM/LSZH,RD,105ft,EA | Category 6A Performance, 28AWG, UTP Patch Cord, CM/LSZH, Red, 105ft. | PC | 1 | 10 | 1 | 1 | 122.28
07498310315 | UTP28X105VL | Cat6A,28AWG,UTP,PC,CM/LSZH,VL,105ft,EA | Category 6A Performance, 28AWG, UTP Patch Cord, CM/LSZH, Violet, 105ft. | PC | 1 | 10 | 1 | 1 | 122.28
07498310326 | UTP28X105YL | Cat6A,28AWG,UTP,PC,CM/LSZH,YL,105ft,EA | Category 6A Performance, 28AWG, UTP Patch Cord, CM/LSZH, Yellow, 105ft. | PC | 1 | 10 | 1 | 1 | 122.28
07498302876 | UTP28X10BL | CU Patch Crd,Cat6A,28AWG,10ft.,BL | The TX6A-28™ Cat 6A UTP Patch Cord is constructed of 28 AWG, unshielded, twisted pair, solid, CM/LSZH cable with enhanced performance modular plugs. The use of 28 AWG cable ensures that this patch cord has a small diameter, making it easy to install and w | PC | 1 | 10 | 1 | 1 | 26.68
61305601011 | UTP28X10BL-Q | Category 6A Performance 28 AWG UTP Patch |  | PC | 1 | 25 | 25 | 1 | 26.68
07498302877 | UTP28X10BU | Cat6A,28AWG,UTP,PC,CM/LSZH,BU,10ft,EA | The TX6A-28™ Cat 6A UTP Patch Cord is constructed of 28 AWG, unshielded, twisted pair, solid, CM/LSZH cable with enhanced performance modular plugs. The use of 28 AWG cable ensures that this patch cord has a small diameter, making it easy to install and w | PC | 1 | 10 | 1 | 1 | 26.68
61305601012 | UTP28X10BU-Q | Category 6A Performance 28 AWG UTP Patch |  | PC | 1 | 25 | 25 | 1 | 26.68
07498302878 | UTP28X10GR | Cat6A,28AWG,UTP,PC,CM/LSZH,GR,10ft,EA | The TX6A-28™ Cat 6A UTP Patch Cord is constructed of 28 AWG, unshielded, twisted pair, solid, CM/LSZH cable with enhanced performance modular plugs. The use of 28 AWG cable ensures that this patch cord has a small diameter, making it easy to install and w | PC | 1 | 10 | 1 | 1 | 26.68
61305601016 | UTP28X10GR-Q | Category 6A Performance 28 AWG UTP Patch |  | PC | 1 | 25 | 25 | 1 | 26.68
07498302957 | UTP28X10GY | Cat6A,28AWG,UTP,PC,CM/LSZH,GY,10ft,EA | Category 6A Performance, 28AWG, UTP Patch Cord, CM/LSZH, Gray, 10ft. | PC | 1 | 10 | 1 | 1 | 26.68
61305601017 | UTP28X10GY-Q | Category 6A Performance 28 AWG UTP Patch |  | PC | 1 | 25 | 25 | 1 | 26.68
07498302238 | UTP28X10M | Cat6A,28AWG,UTP,PC,CM/LSZH,IW,10M,EA | The TX6A-28™ Cat 6A UTP Patch Cord is constructed of 28 AWG, unshielded, twisted pair, solid, CM/LSZH cable with enhanced performance modular plugs. The use of 28 AWG cable ensures that this patch cord has a small diameter, making it easy to install and w | PC | 1 | 10 | 1 | 1 | 49.6
07498302239 | UTP28X10MBL | CU Patch Crd,Cat6A,28AWG,10m,BL | The TX6A-28™ Cat 6A UTP Patch Cord is constructed of 28 AWG, unshielded, twisted pair, solid, CM/LSZH cable with enhanced performance modular plugs. The use of 28 AWG cable ensures that this patch cord has a small diameter, making it easy to install and w | PC | 1 | 10 | 1 | 1 | 49.6
07498302240 | UTP28X10MBU | Cat6A,28AWG,UTP,PC,CM/LSZH,BU,10M,EA | The TX6A-28™ Cat 6A UTP Patch Cord is constructed of 28 AWG, unshielded, twisted pair, solid, CM/LSZH cable with enhanced performance modular plugs. The use of 28 AWG cable ensures that this patch cord has a small diameter, making it easy to install and w | PC | 1 | 10 | 1 | 1 | 49.6
07498302241 | UTP28X10MGR | Cat6A,28AWG,UTP,PC,CM/LSZH,GR,10M,EA | The TX6A-28™ Cat 6A UTP Patch Cord is constructed of 28 AWG, unshielded, twisted pair, solid, CM/LSZH cable with enhanced performance modular plugs. The use of 28 AWG cable ensures that this patch cord has a small diameter, making it easy to install and w | PC | 1 | 10 | 1 | 1 | 49.6
07498303820 | UTP28X10MGY | Cat6A,28AWG,UTP,PC,CM/LSZH,GY,10M,EA | Category 6A Performance, 28AWG, UTP Patch Cord, CM/LSZH, Gray, 10m. | PC | 1 | 10 | 1 | 1 | 49.6
07498302245 | UTP28X10MOR | Cat6A,28AWG,UTP,PC,CM/LSZH,OR,10M,EA | Category 6A Performance, 28AWG, UTP Patch Cord, CM/LSZH, Orange, 10m. | PC | 1 | 10 | 1 | 1 | 49.6
61305656866 | UTP28X10MPK | Cat 6A 28AWG UTP Patch Cord, CM/LSZH, Pi |  | PC | 1 | 10 | 1 | 1 | 49.6
07498302258 | UTP28X10MRD | Cat6A,28AWG,UTP,PC,CM/LSZH,RD,10M,EA | The TX6A-28™ Cat 6A UTP Patch Cord is constructed of 28 AWG, unshielded, twisted pair, solid, CM/LSZH cable with enhanced performance modular plugs. The use of 28 AWG cable ensures that this patch cord has a small diameter, making it easy to install and w | PC | 1 | 10 | 1 | 1 | 49.6
07498302279 | UTP28X10MVL | Cat6A,28AWG,UTP,PC,CM/LSZH,VL,10M,EA | Category 6A Performance, 28AWG, UTP Patch Cord, CM/LSZH, Violet, 10m. | PC | 1 | 10 | 1 | 1 | 49.6
07498302359 | UTP28X10MYL | Cat6A,28AWG,UTP,PC,CM/LSZH,YL,10M,EA | The TX6A-28™ Cat 6A UTP Patch Cord is constructed of 28 AWG, unshielded, twisted pair, solid, CM/LSZH cable with enhanced performance modular plugs. The use of 28 AWG cable ensures that this patch cord has a small diameter, making it easy to install and w | PC | 1 | 10 | 1 | 1 | 49.6
07498302879 | UTP28X10OR | Cat6A,28AWG,UTP,PC,CM/LSZH,OR,10ft,EA | Category 6A Performance, 28AWG, UTP Patch Cord, CM/LSZH, Orange, 10ft. | PC | 1 | 10 | 1 | 1 | 26.68
61305601018 | UTP28X10OR-Q | Category 6A Performance 28 AWG UTP Patch |  | PC | 1 | 25 | 25 | 1 | 26.68
61305617073 | UTP28X10PK | Cat 6A 28AWG UTP Patch Cord, CM/LSZH, Pi |  | PC | 1 | 10 | 1 | 1 | 26.68
07498302880 | UTP28X10RD | Cat6A,28AWG,UTP,PC,CM/LSZH,RD,10ft,EA | The TX6A-28™ Cat 6A UTP Patch Cord is constructed of 28 AWG, unshielded, twisted pair, solid, CM/LSZH cable with enhanced performance modular plugs. The use of 28 AWG cable ensures that this patch cord has a small diameter, making it easy to install and w | PC | 1 | 10 | 1 | 1 | 26.68
61305601019 | UTP28X10RD-Q | Category 6A Performance 28 AWG UTP Patch |  | PC | 1 | 25 | 25 | 1 | 26.68
07498302991 | UTP28X10VL | Cat6A,28AWG,UTP,PC,CM/LSZH,VL,10ft,EA | Category 6A Performance, 28AWG, UTP Patch Cord, CM/LSZH, Violet, 10ft. | PC | 1 | 10 | 1 | 1 | 26.68
61305601014 | UTP28X10VL-Q | Category 6A Performance 28 AWG UTP Patch |  | PC | 1 | 25 | 25 | 1 | 26.68
07498303016 | UTP28X10YL | Cat6A,28AWG,UTP,PC,CM/LSZH,YL,10ft,EA | The TX6A-28™ Cat 6A UTP Patch Cord is constructed of 28 AWG, unshielded, twisted pair, solid, CM/LSZH cable with enhanced performance modular plugs. The use of 28 AWG cable ensures that this patch cord has a small diameter, making it easy to install and w | PC | 1 | 10 | 1 | 1 | 26.68
61305601013 | UTP28X10YL-Q | Category 6A Performance 28 AWG UTP Patch |  | PC | 1 | 25 | 25 | 1 | 26.68
07498302875 | UTP28X11 | Cat6A,28AWG,UTP,PC,CM/LSZH,IW,11ft,EA | Category 6A Performance, 28AWG, UTP Patch Cord, CM/LSZH, Off White, 11ft. | PC | 1 | 10 | 1 | 1 | 27.7
61305601024 | UTP28X11-Q | Category 6A Performance 28 AWG UTP Patch |  | PC | 1 | 25 | 25 | 1 | 27.7
07498316689 | UTP28X110 | Cat6A,28AWG,UTP,PC,CM/LSZH,IW,110ft,EA | Category 6A Performance, 28AWG, UTP Patch Cord, CM/LSZH, Off White, 110ft. | PC | 1 | 10 | 1 | 1 | 127.3
07498310262 | UTP28X110BL | CU Patch Crd,Cat6A,28AWG,110ft.,BL | Category 6A Performance, 28AWG, UTP Patch Cord, CM/LSZH, Black, 110ft. | PC | 1 | 10 | 1 | 1 | 127.3
07498310266 | UTP28X110BU | Cat6A,28AWG,UTP,PC,CM/LSZH,BU,110ft,EA | Category 6A Performance, 28AWG, UTP Patch Cord, CM/LSZH, Blue, 110ft. | PC | 1 | 10 | 1 | 1 | 127.3
07498310278 | UTP28X110GR | Cat6A,28AWG,UTP,PC,CM/LSZH,GR,110ft,EA | Category 6A Performance, 28AWG, UTP Patch Cord, CM/LSZH, Green, 110ft. | PC | 1 | 10 | 1 | 1 | 127.3
07498303783 | UTP28X110GY | Cat6A,28AWG,UTP,PC,CM/LSZH,GY,110ft,EA | Category 6A Performance, 28AWG, UTP Patch Cord, CM/LSZH, Gray, 110ft. | PC | 1 | 10 | 1 | 1 | 127.3
07498310291 | UTP28X110OR | Cat6A,28AWG,UTP,PC,CM/LSZH,OR,110ft,EA | Category 6A Performance, 28AWG, UTP Patch Cord, CM/LSZH, Orange, 110ft. | PC | 1 | 10 | 1 | 1 | 127.3
07498310305 | UTP28X110RD | Cat6A,28AWG,UTP,PC,CM/LSZH,RD,110ft,EA | Category 6A Performance, 28AWG, UTP Patch Cord, CM/LSZH, Red, 110ft. | PC | 1 | 10 | 1 | 1 | 127.3
07498310316 | UTP28X110VL | Cat6A,28AWG,UTP,PC,CM/LSZH,VL,110ft,EA | Category 6A Performance, 28AWG, UTP Patch Cord, CM/LSZH, Violet, 110ft. | PC | 1 | 10 | 1 | 1 | 127.3
07498310327 | UTP28X110YL | Cat6A,28AWG,UTP,PC,CM/LSZH,YL,110ft,EA | Category 6A Performance, 28AWG, UTP Patch Cord, CM/LSZH, Yellow, 110ft. | PC | 1 | 10 | 1 | 1 | 127.3
07498316690 | UTP28X115 | Cat6A,28AWG,UTP,PC,CM/LSZH,IW,115ft,EA | Category 6A Performance, 28AWG, UTP Patch Cord, CM/LSZH, Off White, 115ft. | PC | 1 | 10 | 1 | 1 | 132.32
07498310263 | UTP28X115BL | CU Patch Crd,Cat6A,28AWG,115ft.,BL | Category 6A Performance, 28AWG, UTP Patch Cord, CM/LSZH, Black, 115ft. | PC | 1 | 10 | 1 | 1 | 132.32
07498310267 | UTP28X115BU | Cat6A,28AWG,UTP,PC,CM/LSZH,BU,115ft,EA | Category 6A Performance, 28AWG, UTP Patch Cord, CM/LSZH, Blue, 115ft. | PC | 1 | 10 | 1 | 1 | 132.32
07498310279 | UTP28X115GR | Cat6A,28AWG,UTP,PC,CM/LSZH,GR,115ft,EA | Category 6A Performance, 28AWG, UTP Patch Cord, CM/LSZH, Green, 115ft. | PC | 1 | 10 | 1 | 1 | 132.32
07498303739 | UTP28X115GY | Cat6A,28AWG,UTP,PC,CM/LSZH,GY,115ft,EA | Category 6A Performance, 28AWG, UTP Patch Cord, CM/LSZH, Gray, 115ft. | PC | 1 | 10 | 1 | 1 | 132.32
07498310295 | UTP28X115OR | Cat6A,28AWG,UTP,PC,CM/LSZH,OR,115ft,EA | Category 6A Performance, 28AWG, UTP Patch Cord, CM/LSZH, Orange, 115ft. | PC | 1 | 10 | 1 | 1 | 132.32
07498310306 | UTP28X115RD | Cat6A,28AWG,UTP,PC,CM/LSZH,RD,115ft,EA | Category 6A Performance, 28AWG, UTP Patch Cord, CM/LSZH, Red, 115ft. | PC | 1 | 10 | 1 | 1 | 132.32
07498310317 | UTP28X115VL | Cat6A,28AWG,UTP,PC,CM/LSZH,VL,115ft,EA | Category 6A Performance, 28AWG, UTP Patch Cord, CM/LSZH, Violet, 115ft. | PC | 1 | 10 | 1 | 1 | 132.32
07498310328 | UTP28X115YL | Cat6A,28AWG,UTP,PC,CM/LSZH,YL,115ft,EA | Category 6A Performance, 28AWG, UTP Patch Cord, CM/LSZH, Yellow, 115ft. | PC | 1 | 10 | 1 | 1 | 132.32
07498304977 | UTP28X11BL | CU Patch Crd,Cat6A,28AWG,11ft.,BL | Category 6A Performance, 28AWG, UTP Patch Cord, CM/LSZH, Black, 11ft. | PC | 1 | 10 | 1 | 1 | 27.7
61305601020 | UTP28X11BL-Q | Category 6A Performance 28 AWG UTP Patch |  | PC | 1 | 25 | 25 | 1 | 27.7
07498304974 | UTP28X11BU | Cat6A,28AWG,UTP,PC,CM/LSZH,BU,11ft,EA | Category 6A Performance, 28AWG, UTP Patch Cord, CM/LSZH, Blue, 11ft. | PC | 1 | 10 | 1 | 1 | 27.7
61305601021 | UTP28X11BU-Q | Category 6A Performance 28 AWG UTP Patch |  | PC | 1 | 25 | 25 | 1 | 27.7
07498304979 | UTP28X11GR | Cat6A,28AWG,UTP,PC,CM/LSZH,GR,11ft,EA | Category 6A Performance, 28AWG, UTP Patch Cord, CM/LSZH, Green, 11ft. | PC | 1 | 10 | 1 | 1 | 27.7
61305601025 | UTP28X11GR-Q | Category 6A Performance 28 AWG UTP Patch |  | PC | 1 | 25 | 25 | 1 | 27.7
07498302958 | UTP28X11GY | Cat6A,28AWG,UTP,PC,CM/LSZH,GY,11ft,EA | Category 6A Performance, 28AWG, UTP Patch Cord, CM/LSZH, Gray, 11ft. | PC | 1 | 10 | 1 | 1 | 27.7
61305601028 | UTP28X11GY-Q | Category 6A Performance 28 AWG UTP Patch |  | PC | 1 | 25 | 25 | 1 | 27.7
07498302707 | UTP28X11M | Cat6A,28AWG,UTP,PC,CM/LSZH,IW,11M,EA | Category 6A Performance, 28AWG, UTP Patch Cord, CM/LSZH, Off White, 11m. | PC | 1 | 10 | 1 | 1 | 52.94
07498302708 | UTP28X11MBL | CU Patch Crd,Cat6A,28AWG,11m,BL | Category 6A Performance, 28AWG, UTP Patch Cord, CM/LSZH, Black, 11m. | PC | 1 | 10 | 1 | 1 | 52.94
07498302709 | UTP28X11MBU | Cat6A,28AWG,UTP,PC,CM/LSZH,BU,11M,EA | Category 6A Performance, 28AWG, UTP Patch Cord, CM/LSZH, Blue, 11m. | PC | 1 | 10 | 1 | 1 | 52.94
07498302710 | UTP28X11MGR | Cat6A,28AWG,UTP,PC,CM/LSZH,GR,11M,EA | Category 6A Performance, 28AWG, UTP Patch Cord, CM/LSZH, Green, 11m. | PC | 1 | 10 | 1 | 1 | 52.94
07498303821 | UTP28X11MGY | Cat6A,28AWG,UTP,PC,CM/LSZH,GY,11M,EA | Category 6A Performance, 28AWG, UTP Patch Cord, CM/LSZH, Gray, 11m. | PC | 1 | 10 | 1 | 1 | 52.94
07498302721 | UTP28X11MOR | Cat6A,28AWG,UTP,PC,CM/LSZH,OR,11M,EA | Category 6A Performance, 28AWG, UTP Patch Cord, CM/LSZH, Orange, 11m. | PC | 1 | 10 | 1 | 1 | 52.94
07498302733 | UTP28X11MRD | Cat6A,28AWG,UTP,PC,CM/LSZH,RD,11M,EA | Category 6A Performance, 28AWG, UTP Patch Cord, CM/LSZH, Red, 11m. | PC | 1 | 10 | 1 | 1 | 52.94
07498302965 | UTP28X11MVL | Cat6A,28AWG,UTP,PC,CM/LSZH,VL,11M,EA | Category 6A Performance, 28AWG, UTP Patch Cord, CM/LSZH, Violet, 11m. | PC | 1 | 10 | 1 | 1 | 52.94
07498303012 | UTP28X11MYL | Cat6A,28AWG,UTP,PC,CM/LSZH,YL,11M,EA | Category 6A Performance, 28AWG, UTP Patch Cord, CM/LSZH, Yellow, 11m. | PC | 1 | 10 | 1 | 1 | 52.94
07498304981 | UTP28X11OR | Cat6A,28AWG,UTP,PC,CM/LSZH,OR,11ft,EA | Category 6A Performance, 28AWG, UTP Patch Cord, CM/LSZH, Orange, 11ft. | PC | 1 | 10 | 1 | 1 | 27.7
61305601026 | UTP28X11OR-Q | Category 6A Performance 28 AWG UTP Patch |  | PC | 1 | 25 | 25 | 1 | 27.7
61305617074 | UTP28X11PK | Cat 6A 28AWG UTP Patch Cord, CM/LSZH, Pi |  | PC | 1 | 10 | 1 | 1 | 27.7
07498304983 | UTP28X11RD | Cat6A,28AWG,UTP,PC,CM/LSZH,RD,11ft,EA | Category 6A Performance, 28AWG, UTP Patch Cord, CM/LSZH, Red, 11ft. | PC | 1 | 10 | 1 | 1 | 27.7
61305601027 | UTP28X11RD-Q | Category 6A Performance 28 AWG UTP Patch |  | PC | 1 | 25 | 25 | 1 | 27.7
07498304984 | UTP28X11VL | Cat6A,28AWG,UTP,PC,CM/LSZH,VL,11ft,EA | Category 6A Performance, 28AWG, UTP Patch Cord, CM/LSZH, Violet, 11ft. | PC | 1 | 10 | 1 | 1 | 27.7
61305601022 | UTP28X11VL-Q | Category 6A Performance 28 AWG UTP Patch |  | PC | 1 | 25 | 25 | 1 | 27.7
07498304985 | UTP28X11YL | Cat6A,28AWG,UTP,PC,CM/LSZH,YL,11ft,EA | Category 6A Performance, 28AWG, UTP Patch Cord, CM/LSZH, Yellow, 11ft. | PC | 1 | 10 | 1 | 1 | 27.7
61305601023 | UTP28X11YL-Q | Category 6A Performance 28 AWG UTP Patch |  | PC | 1 | 25 | 25 | 1 | 27.7
07498304969 | UTP28X12 | Cat6A,28AWG,UTP,PC,CM/LSZH,IW,12ft,EA | Category 6A Performance, 28AWG, UTP Patch Cord, CM/LSZH, Off White, 12ft. | PC | 1 | 10 | 1 | 1 | 28.7
61305601030 | UTP28X12-Q | Category 6A Performance 28 AWG UTP Patch |  | PC | 1 | 25 | 25 | 1 | 28.7
07498316691 | UTP28X120 | Cat6A,28AWG,UTP,PC,CM/LSZH,IW,120ft,EA | Category 6A Performance, 28AWG, UTP Patch Cord, CM/LSZH, Off White, 120ft. | PC | 1 | 10 | 1 | 1 | 137.34
07498310264 | UTP28X120BL | CU Patch Crd,Cat6A,28AWG,120ft.,BL | Category 6A Performance, 28AWG, UTP Patch Cord, CM/LSZH, Black, 120ft. | PC | 1 | 10 | 1 | 1 | 137.34
07498310268 | UTP28X120BU | Cat6A,28AWG,UTP,PC,CM/LSZH,BU,120ft,EA | Category 6A Performance, 28AWG, UTP Patch Cord, CM/LSZH, Blue, 120ft. | PC | 1 | 10 | 1 | 1 | 137.34
07498310281 | UTP28X120GR | Cat6A,28AWG,UTP,PC,CM/LSZH,GR,120ft,EA | Category 6A Performance, 28AWG, UTP Patch Cord, CM/LSZH, Green, 120ft. | PC | 1 | 10 | 1 | 1 | 137.34
07498303750 | UTP28X120GY | Cat6A,28AWG,UTP,PC,CM/LSZH,GY,120ft,EA | Category 6A Performance, 28AWG, UTP Patch Cord, CM/LSZH, Gray, 120ft. | PC | 1 | 10 | 1 | 1 | 137.34
07498310296 | UTP28X120OR | Cat6A,28AWG,UTP,PC,CM/LSZH,OR,120ft,EA | Category 6A Performance, 28AWG, UTP Patch Cord, CM/LSZH, Orange, 120ft. | PC | 1 | 10 | 1 | 1 | 137.34
07498310307 | UTP28X120RD | Cat6A,28AWG,UTP,PC,CM/LSZH,RD,120ft,EA | Category 6A Performance, 28AWG, UTP Patch Cord, CM/LSZH, Red, 120ft. | PC | 1 | 10 | 1 | 1 | 137.34
07498310318 | UTP28X120VL | Cat6A,28AWG,UTP,PC,CM/LSZH,VL,120ft,EA | Category 6A Performance, 28AWG, UTP Patch Cord, CM/LSZH, Violet, 120ft. | PC | 1 | 10 | 1 | 1 | 137.34
07498310329 | UTP28X120YL | Cat6A,28AWG,UTP,PC,CM/LSZH,YL,120ft,EA | Category 6A Performance, 28AWG, UTP Patch Cord, CM/LSZH, Yellow, 120ft. | PC | 1 | 10 | 1 | 1 | 137.34
07498316692 | UTP28X125 | Cat6A,28AWG,UTP,PC,CM/LSZH,IW,125ft,EA | Category 6A Performance, 28AWG, UTP Patch Cord, CM/LSZH, Off White, 125ft. | PC | 1 | 10 | 1 | 1 | 142.4
07498310246 | UTP28X125BL | CU Patch Crd,Cat6A,28AWG,125ft.,BL | Category 6A Performance, 28AWG, UTP Patch Cord, CM/LSZH, Black, 125ft. | PC | 1 | 10 | 1 | 1 | 142.4
07498310269 | UTP28X125BU | Cat6A,28AWG,UTP,PC,CM/LSZH,BU,125ft,EA | Category 6A Performance, 28AWG, UTP Patch Cord, CM/LSZH, Blue, 125ft. | PC | 1 | 10 | 1 | 1 | 142.4
07498310282 | UTP28X125GR | Cat6A,28AWG,UTP,PC,CM/LSZH,GR,125ft,EA | Category 6A Performance, 28AWG, UTP Patch Cord, CM/LSZH, Green, 125ft. | PC | 1 | 10 | 1 | 1 | 142.4
07498303751 | UTP28X125GY | Cat6A,28AWG,UTP,PC,CM/LSZH,GY,125ft,EA | Category 6A Performance, 28AWG, UTP Patch Cord, CM/LSZH, Gray, 125ft. | PC | 1 | 10 | 1 | 1 | 142.4
07498310297 | UTP28X125OR | Cat6A,28AWG,UTP,PC,CM/LSZH,OR,125ft,EA | Category 6A Performance, 28AWG, UTP Patch Cord, CM/LSZH, Orange, 125ft. | PC | 1 | 10 | 1 | 1 | 142.4
07498310308 | UTP28X125RD | Cat6A,28AWG,UTP,PC,CM/LSZH,RD,125ft,EA | Category 6A Performance, 28AWG, UTP Patch Cord, CM/LSZH, Red, 125ft. | PC | 1 | 10 | 1 | 1 | 142.4
07498310319 | UTP28X125VL | Cat6A,28AWG,UTP,PC,CM/LSZH,VL,125ft,EA | Category 6A Performance, 28AWG, UTP Patch Cord, CM/LSZH, Violet, 125ft. | PC | 1 | 10 | 1 | 1 | 142.4
07498310330 | UTP28X125YL | Cat6A,28AWG,UTP,PC,CM/LSZH,YL,125ft,EA | Category 6A Performance, 28AWG, UTP Patch Cord, CM/LSZH, Yellow, 125ft. | PC | 1 | 10 | 1 | 1 | 142.4
07498304986 | UTP28X12BL | CU Patch Crd,Cat6A,28AWG,12ft.,BL | Category 6A Performance, 28AWG, UTP Patch Cord, CM/LSZH, Black, 12ft. | PC | 1 | 10 | 1 | 1 | 28.7
61305601029 | UTP28X12BL-Q | Category 6A Performance 28 AWG UTP Patch |  | PC | 1 | 25 | 25 | 1 | 28.7
07498304987 | UTP28X12BU | Cat6A,28AWG,UTP,PC,CM/LSZH,BU,12ft,EA | Category 6A Performance, 28AWG, UTP Patch Cord, CM/LSZH, Blue, 12ft. | PC | 1 | 10 | 1 | 1 | 28.7
61305601031 | UTP28X12BU-Q | Category 6A Performance 28 AWG UTP Patch |  | PC | 1 | 25 | 25 | 1 | 28.7
07498305000 | UTP28X12GR | Cat6A,28AWG,UTP,PC,CM/LSZH,GR,12ft,EA | Category 6A Performance, 28AWG, UTP Patch Cord, CM/LSZH, Green, 12ft. | PC | 1 | 10 | 1 | 1 | 28.7
61305601032 | UTP28X12GR-Q | Category 6A Performance 28 AWG UTP Patch |  | PC | 1 | 25 | 25 | 1 | 28.7
07498302959 | UTP28X12GY | Cat6A,28AWG,UTP,PC,CM/LSZH,GY,12ft,EA | Category 6A Performance, 28AWG, UTP Patch Cord, CM/LSZH, Gray, 12ft. | PC | 1 | 10 | 1 | 1 | 28.7
61305601033 | UTP28X12GY-Q | Category 6A Performance 28 AWG UTP Patch |  | PC | 1 | 25 | 25 | 1 | 28.7
07498303045 | UTP28X12M | Cat6A,28AWG,UTP,PC,CM/LSZH,IW,12M,EA | Category 6A Performance, 28AWG, UTP Patch Cord, CM/LSZH, Off White, 12m. | PC | 1 | 10 | 1 | 1 | 56.22
07498303046 | UTP28X12MBL | CU Patch Crd,Cat6A,28AWG,12m,BL | Category 6A Performance, 28AWG, UTP Patch Cord, CM/LSZH, Black, 12m. | PC | 1 | 10 | 1 | 1 | 56.22
07498303048 | UTP28X12MBU | Cat6A,28AWG,UTP,PC,CM/LSZH,BU,12M,EA | Category 6A Performance, 28AWG, UTP Patch Cord, CM/LSZH, Blue, 12m. | PC | 1 | 10 | 1 | 1 | 56.22
07498303049 | UTP28X12MGR | Cat6A,28AWG,UTP,PC,CM/LSZH,GR,12M,EA | Category 6A Performance, 28AWG, UTP Patch Cord, CM/LSZH, Green, 12m. | PC | 1 | 10 | 1 | 1 | 56.22
07498303822 | UTP28X12MGY | Cat6A,28AWG,UTP,PC,CM/LSZH,GY,12M,EA | Category 6A Performance, 28AWG, UTP Patch Cord, CM/LSZH, Gray, 12m. | PC | 1 | 10 | 1 | 1 | 56.22
07498303050 | UTP28X12MOR | Cat6A,28AWG,UTP,PC,CM/LSZH,OR,12M,EA | Category 6A Performance, 28AWG, UTP Patch Cord, CM/LSZH, Orange, 12m. | PC | 1 | 10 | 1 | 1 | 56.22
07498303051 | UTP28X12MRD | Cat6A,28AWG,UTP,PC,CM/LSZH,RD,12M,EA | Category 6A Performance, 28AWG, UTP Patch Cord, CM/LSZH, Red, 12m. | PC | 1 | 10 | 1 | 1 | 56.22
07498303053 | UTP28X12MVL | Cat6A,28AWG,UTP,PC,CM/LSZH,VL,12M,EA | Category 6A Performance, 28AWG, UTP Patch Cord, CM/LSZH, Violet, 12m. | PC | 1 | 10 | 1 | 1 | 56.22
07498303086 | UTP28X12MYL | Cat6A,28AWG,UTP,PC,CM/LSZH,YL,12M,EA | Category 6A Performance, 28AWG, UTP Patch Cord, CM/LSZH, Yellow, 12m. | PC | 1 | 10 | 1 | 1 | 56.22
07498305003 | UTP28X12OR | Cat6A,28AWG,UTP,PC,CM/LSZH,OR,12ft,EA | Category 6A Performance, 28AWG, UTP Patch Cord, CM/LSZH, Orange, 12ft. | PC | 1 | 10 | 1 | 1 | 28.7
61305601034 | UTP28X12OR-Q | Category 6A Performance 28 AWG UTP Patch |  | PC | 1 | 25 | 25 | 1 | 28.7
61305617075 | UTP28X12PK | Cat 6A 28AWG UTP Patch Cord, CM/LSZH, Pi |  | PC | 1 | 10 | 1 | 1 | 28.7
07498305006 | UTP28X12RD | Cat6A,28AWG,UTP,PC,CM/LSZH,RD,12ft,EA | Category 6A Performance, 28AWG, UTP Patch Cord, CM/LSZH, Red, 12ft. | PC | 1 | 10 | 1 | 1 | 28.7
61305601035 | UTP28X12RD-Q | Category 6A Performance 28 AWG UTP Patch |  | PC | 1 | 25 | 25 | 1 | 28.7
07498305012 | UTP28X12VL | Cat6A,28AWG,UTP,PC,CM/LSZH,VL,12ft,EA | Category 6A Performance, 28AWG, UTP Patch Cord, CM/LSZH, Violet, 12ft. | PC | 1 | 10 | 1 | 1 | 28.7
61305601036 | UTP28X12VL-Q | Category 6A Performance 28 AWG UTP Patch |  | PC | 1 | 25 | 25 | 1 | 28.7
07498305009 | UTP28X12YL | Cat6A,28AWG,UTP,PC,CM/LSZH,YL,12ft,EA | Category 6A Performance, 28AWG, UTP Patch Cord, CM/LSZH, Yellow, 12ft. | PC | 1 | 10 | 1 | 1 | 28.7
61305601037 | UTP28X12YL-Q | Category 6A Performance 28 AWG UTP Patch |  | PC | 1 | 25 | 25 | 1 | 28.7
07498304970 | UTP28X13 | Cat6A,28AWG,UTP,PC,CM/LSZH,IW,13ft,EA | Category 6A Performance, 28AWG, UTP Patch Cord, CM/LSZH, Off White, 13ft. | PC | 1 | 10 | 1 | 1 | 29.72
61305601039 | UTP28X13-Q | Category 6A Performance 28 AWG UTP Patch |  | PC | 1 | 25 | 25 | 1 | 29.72
07498316693 | UTP28X130 | Cat6A,28AWG,UTP,PC,CM/LSZH,IW,130ft,EA | Category 6A Performance, 28AWG, UTP Patch Cord, CM/LSZH, Off White, 130ft. | PC | 1 | 10 | 1 | 1 | 147.44
07498310245 | UTP28X130BL | Cat6A,28AWG,UTP,PC,CM/LSZH,BL,130ft,EA | Category 6A Performance, 28AWG, UTP Patch Cord, CM/LSZH, Black, 130ft. | PC | 1 | 10 | 1 | 1 | 147.44
07498310270 | UTP28X130BU | Cat6A,28AWG,UTP,PC,CM/LSZH,BU,130ft,EA | Category 6A Performance, 28AWG, UTP Patch Cord, CM/LSZH, Blue, 130ft. | PC | 1 | 10 | 1 | 1 | 147.44
07498310283 | UTP28X130GR | Cat6A,28AWG,UTP,PC,CM/LSZH,GR,130ft,EA | Category 6A Performance, 28AWG, UTP Patch Cord, CM/LSZH, Green, 130ft. | PC | 1 | 10 | 1 | 1 | 147.44
07498303752 | UTP28X130GY | Cat6A,28AWG,UTP,PC,CM/LSZH,GY,130ft,EA | Category 6A Performance, 28AWG, UTP Patch Cord, CM/LSZH, Gray, 130ft. | PC | 1 | 10 | 1 | 1 | 147.44
07498310298 | UTP28X130OR | Cat6A,28AWG,UTP,PC,CM/LSZH,OR,130ft,EA | Category 6A Performance, 28AWG, UTP Patch Cord, CM/LSZH, Orange, 130ft. | PC | 1 | 10 | 1 | 1 | 147.44
07498310309 | UTP28X130RD | Cat6A,28AWG,UTP,PC,CM/LSZH,RD,130ft,EA | Category 6A Performance, 28AWG, UTP Patch Cord, CM/LSZH, Red, 130ft. | PC | 1 | 10 | 1 | 1 | 147.44
07498310320 | UTP28X130VL | Cat6A,28AWG,UTP,PC,CM/LSZH,VL,130ft,EA | Category 6A Performance, 28AWG, UTP Patch Cord, CM/LSZH, Violet, 130ft. | PC | 1 | 10 | 1 | 1 | 147.44
07498310331 | UTP28X130YL | Cat6A,28AWG,UTP,PC,CM/LSZH,YL,130ft,EA | Category 6A Performance, 28AWG, UTP Patch Cord, CM/LSZH, Yellow, 130ft. | PC | 1 | 10 | 1 | 1 | 147.44
07498305015 | UTP28X13BL | CU Patch Crd,Cat6A,28AWG,13ft.,BL | Category 6A Performance, 28AWG, UTP Patch Cord, CM/LSZH, Black, 13ft. | PC | 1 | 10 | 1 | 1 | 29.72
61305601038 | UTP28X13BL-Q | Category 6A Performance 28 AWG UTP Patch |  | PC | 1 | 25 | 25 | 1 | 29.72
07498305788 | UTP28X13BU | Cat6A,28AWG,UTP,PC,CM/LSZH,BU,13ft,EA | Category 6A Performance, 28AWG, UTP Patch Cord, CM/LSZH, Blue, 13ft. | PC | 1 | 10 | 1 | 1 | 29.72
61305601040 | UTP28X13BU-Q | Category 6A Performance 28 AWG UTP Patch |  | PC | 1 | 25 | 25 | 1 | 29.72
07498305790 | UTP28X13GR | Cat6A,28AWG,UTP,PC,CM/LSZH,GR,13ft,EA | Category 6A Performance, 28AWG, UTP Patch Cord, CM/LSZH, Green, 13ft. | PC | 1 | 10 | 1 | 1 | 29.72
61305601041 | UTP28X13GR-Q | Category 6A Performance 28 AWG UTP Patch |  | PC | 1 | 25 | 25 | 1 | 29.72
07498302960 | UTP28X13GY | Cat6A,28AWG,UTP,PC,CM/LSZH,GY,13ft,EA | Category 6A Performance, 28AWG, UTP Patch Cord, CM/LSZH, Gray, 13ft. | PC | 1 | 10 | 1 | 1 | 29.72
61305601042 | UTP28X13GY-Q | Category 6A Performance 28 AWG UTP Patch |  | PC | 1 | 25 | 25 | 1 | 29.72
07498303087 | UTP28X13M | Cat6A,28AWG,UTP,PC,CM/LSZH,IW,13M,EA | Category 6A Performance, 28AWG, UTP Patch Cord, CM/LSZH, Off White, 13m. | PC | 1 | 10 | 1 | 1 | 59.52
07498303088 | UTP28X13MBL | Cat6A,28AWG,UTP,PC,CM/LSZH,BL,13M,EA | Category 6A Performance, 28AWG, UTP Patch Cord, CM/LSZH, Black, 13m. | PC | 1 | 10 | 1 | 1 | 59.52
07498313120 | UTP28X13MBU | Cat6A,28AWG,UTP,PC,CM/LSZH,BU,13M,EA | Category 6A Performance, 28AWG, UTP Patch Cord, CM/LSZH, Blue, 13m. | PC | 1 | 10 | 1 | 1 | 59.52
07498303089 | UTP28X13MGR | Cat6A,28AWG,UTP,PC,CM/LSZH,GR,13M,EA | Category 6A Performance, 28AWG, UTP Patch Cord, CM/LSZH, Green, 13m. | PC | 1 | 10 | 1 | 1 | 59.52
07498303823 | UTP28X13MGY | Cat6A,28AWG,UTP,PC,CM/LSZH,GY,13M,EA | Category 6A Performance, 28AWG, UTP Patch Cord, CM/LSZH, Gray, 13m. | PC | 1 | 10 | 1 | 1 | 59.52
07498303090 | UTP28X13MOR | Cat6A,28AWG,UTP,PC,CM/LSZH,OR,13M,EA | Category 6A Performance, 28AWG, UTP Patch Cord, CM/LSZH, Orange, 13m. | PC | 1 | 10 | 1 | 1 | 59.52
07498303093 | UTP28X13MRD | Cat6A,28AWG,UTP,PC,CM/LSZH,RD,13M,EA | Category 6A Performance, 28AWG, UTP Patch Cord, CM/LSZH, Red, 13m. | PC | 1 | 10 | 1 | 1 | 59.52
07498303095 | UTP28X13MVL | Cat6A,28AWG,UTP,PC,CM/LSZH,VL,13M,EA | Category 6A Performance, 28AWG, UTP Patch Cord, CM/LSZH, Violet, 13m. | PC | 1 | 10 | 1 | 1 | 59.52
07498303101 | UTP28X13MYL | Cat6A,28AWG,UTP,PC,CM/LSZH,YL,13M,EA | Category 6A Performance, 28AWG, UTP Patch Cord, CM/LSZH, Yellow, 13m. | PC | 1 | 10 | 1 | 1 | 59.52
07498305793 | UTP28X13OR | Cat6A,28AWG,UTP,PC,CM/LSZH,OR,13ft,EA | Category 6A Performance, 28AWG, UTP Patch Cord, CM/LSZH, Orange, 13ft. | PC | 1 | 10 | 1 | 1 | 29.72
61305601043 | UTP28X13OR-Q | Category 6A Performance 28 AWG UTP Patch |  | PC | 1 | 25 | 25 | 1 | 29.72
61305617076 | UTP28X13PK | Cat 6A 28AWG UTP Patch Cord, CM/LSZH, Pi |  | PC | 1 | 10 | 1 | 1 | 29.72
07498305794 | UTP28X13RD | Cat6A,28AWG,UTP,PC,CM/LSZH,RD,13ft,EA | Category 6A Performance, 28AWG, UTP Patch Cord, CM/LSZH, Red, 13ft. | PC | 1 | 10 | 1 | 1 | 29.72
61305601044 | UTP28X13RD-Q | Category 6A Performance 28 AWG UTP Patch |  | PC | 1 | 25 | 25 | 1 | 29.72
07498305796 | UTP28X13VL | Cat6A,28AWG,UTP,PC,CM/LSZH,VL,13ft,EA | Category 6A Performance, 28AWG, UTP Patch Cord, CM/LSZH, Violet, 13ft. | PC | 1 | 10 | 1 | 1 | 29.72
61305601045 | UTP28X13VL-Q | Category 6A Performance 28 AWG UTP Patch |  | PC | 1 | 25 | 25 | 1 | 29.72
07498305798 | UTP28X13YL | Cat6A,28AWG,UTP,PC,CM/LSZH,YL,13ft,EA | Category 6A Performance, 28AWG, UTP Patch Cord, CM/LSZH, Yellow, 13ft. | PC | 1 | 10 | 1 | 1 | 29.72
61305601046 | UTP28X13YL-Q | Category 6A Performance 28 AWG UTP Patch |  | PC | 1 | 25 | 25 | 1 | 29.72
07498304971 | UTP28X14 | Cat6A,28AWG,UTP,PC,CM/LSZH,IW,14ft,EA | Category 6A Performance, 28AWG, UTP Patch Cord, CM/LSZH, Off White, 14ft. | PC | 1 | 10 | 1 | 1 | 30.72
61305601048 | UTP28X14-Q | Category 6A Performance 28 AWG UTP Patch |  | PC | 1 | 25 | 25 | 1 | 30.72
07498305800 | UTP28X14BL | Cat6A,28AWG,UTP,PC,CM/LSZH,BL,14ft,EA | Category 6A Performance, 28AWG, UTP Patch Cord, CM/LSZH, Black, 14ft. | PC | 1 | 10 | 1 | 1 | 30.72
61305601047 | UTP28X14BL-Q | Category 6A Performance 28 AWG UTP Patch |  | PC | 1 | 25 | 25 | 1 | 30.72
07498305801 | UTP28X14BU | Cat6A,28AWG,UTP,PC,CM/LSZH,BU,14ft,EA | Category 6A Performance, 28AWG, UTP Patch Cord, CM/LSZH, Blue, 14ft. | PC | 1 | 10 | 1 | 1 | 30.72
61305601049 | UTP28X14BU-Q | Category 6A Performance 28 AWG UTP Patch |  | PC | 1 | 25 | 25 | 1 | 30.72
07498305803 | UTP28X14GR | Cat6A,28AWG,UTP,PC,CM/LSZH,GR,14ft,EA | Category 6A Performance, 28AWG, UTP Patch Cord, CM/LSZH, Green, 14ft. | PC | 1 | 10 | 1 | 1 | 30.72
61305601052 | UTP28X14GR-Q | Category 6A Performance 28 AWG UTP Patch |  | PC | 1 | 25 | 25 | 1 | 30.72
07498302963 | UTP28X14GY | Cat6A,28AWG,UTP,PC,CM/LSZH,GY,14ft,EA | Category 6A Performance, 28AWG, UTP Patch Cord, CM/LSZH, Gray, 14ft. | PC | 1 | 10 | 1 | 1 | 30.72
61305601055 | UTP28X14GY-Q | Category 6A Performance 28 AWG UTP Patch |  | PC | 1 | 25 | 25 | 1 | 30.72
07498313106 | UTP28X14M | Cat6A,28AWG,UTP,PC,CM/LSZH,IW,14M,EA | Category 6A Performance, 28AWG, UTP Patch Cord, CM/LSZH, Off White, 14m. | PC | 1 | 10 | 1 | 1 | 62.86
07498313033 | UTP28X14MBL | Cat6A,28AWG,UTP,PC,CM/LSZH,BL,14M,EA | Category 6A Performance, 28AWG, UTP Patch Cord, CM/LSZH, Black, 14m. | PC | 1 | 10 | 1 | 1 | 62.86
07498313107 | UTP28X14MBU | Cat6A,28AWG,UTP,PC,CM/LSZH,BU,14M,EA | Category 6A Performance, 28AWG, UTP Patch Cord, CM/LSZH, Blue, 14m. | PC | 1 | 10 | 1 | 1 | 62.86
07498313095 | UTP28X14MGR | Cat6A,28AWG,UTP,PC,CM/LSZH,GR,14M,EA | Category 6A Performance, 28AWG, UTP Patch Cord, CM/LSZH, Green, 14m. | PC | 1 | 10 | 1 | 1 | 62.86
07498303824 | UTP28X14MGY | Cat6A,28AWG,UTP,PC,CM/LSZH,GY,14M,EA | Category 6A Performance, 28AWG, UTP Patch Cord, CM/LSZH, Gray, 14m. | PC | 1 | 10 | 1 | 1 | 62.86
07498312969 | UTP28X14MOR | Cat6A,28AWG,UTP,PC,CM/LSZH,OR,14M,EA | Category 6A Performance, 28AWG, UTP Patch Cord, CM/LSZH, Orange, 14m. | PC | 1 | 10 | 1 | 1 | 62.86
07498312976 | UTP28X14MRD | Cat6A,28AWG,UTP,PC,CM/LSZH,RD,14M,EA | Category 6A Performance, 28AWG, UTP Patch Cord, CM/LSZH, Red, 14m. | PC | 1 | 10 | 1 | 1 | 62.86
07498312995 | UTP28X14MVL | Cat6A,28AWG,UTP,PC,CM/LSZH,VL,14M,EA | Category 6A Performance, 28AWG, UTP Patch Cord, CM/LSZH, Violet, 14m. | PC | 1 | 10 | 1 | 1 | 62.86
07498303129 | UTP28X14MYL | Cat6A,28AWG,UTP,PC,CM/LSZH,YL,14M,EA | Category 6A Performance, 28AWG, UTP Patch Cord, CM/LSZH, Yellow, 14m. | PC | 1 | 10 | 1 | 1 | 62.86
07498305807 | UTP28X14OR | Cat6A,28AWG,UTP,PC,CM/LSZH,OR,14ft,EA | Category 6A Performance, 28AWG, UTP Patch Cord, CM/LSZH, Orange, 14ft. | PC | 1 | 10 | 1 | 1 | 30.72
61305601053 | UTP28X14OR-Q | Category 6A Performance 28 AWG UTP Patch |  | PC | 1 | 25 | 25 | 1 | 30.72
61305617077 | UTP28X14PK | Cat 6A 28AWG UTP Patch Cord, CM/LSZH, Pi |  | PC | 1 | 10 | 1 | 1 | 30.72
07498305842 | UTP28X14RD | Cat6A,28AWG,UTP,PC,CM/LSZH,RD,14ft,EA | Category 6A Performance, 28AWG, UTP Patch Cord, CM/LSZH, Red, 14ft. | PC | 1 | 10 | 1 | 1 | 30.72
61305601054 | UTP28X14RD-Q | Category 6A Performance 28 AWG UTP Patch |  | PC | 1 | 25 | 25 | 1 | 30.72
07498305857 | UTP28X14VL | Cat6A,28AWG,UTP,PC,CM/LSZH,VL,14ft,EA | Category 6A Performance, 28AWG, UTP Patch Cord, CM/LSZH, Violet, 14ft. | PC | 1 | 10 | 1 | 1 | 30.72
61305601051 | UTP28X14VL-Q | Category 6A Performance 28 AWG UTP Patch |  | PC | 1 | 25 | 25 | 1 | 30.72
07498306028 | UTP28X14YL | Cat6A,28AWG,UTP,PC,CM/LSZH,YL,14ft,EA | Category 6A Performance, 28AWG, UTP Patch Cord, CM/LSZH, Yellow, 14ft. | PC | 1 | 10 | 1 | 1 | 30.72
61305601050 | UTP28X14YL-Q | Category 6A Performance 28 AWG UTP Patch |  | PC | 1 | 25 | 25 | 1 | 30.72
07498304972 | UTP28X15 | Cat6A,28AWG,UTP,PC,CM/LSZH,IW,15ft,EA | The TX6A-28™ Cat 6A UTP Patch Cord is constructed of 28 AWG, unshielded, twisted pair, solid, CM/LSZH cable with enhanced performance modular plugs. The use of 28 AWG cable ensures that this patch cord has a small diameter, making it easy to install and w | PC | 1 | 10 | 1 | 1 | 31.72
61305601057 | UTP28X15-Q | Category 6A Performance 28 AWG UTP Patch |  | PC | 1 | 25 | 25 | 1 | 31.72
07498306367 | UTP28X15BL | Cat6A,28AWG,UTP,PC,CM/LSZH,BL,15ft,EA | The TX6A-28™ Cat 6A UTP Patch Cord is constructed of 28 AWG, unshielded, twisted pair, solid, CM/LSZH cable with enhanced performance modular plugs. The use of 28 AWG cable ensures that this patch cord has a small diameter, making it easy to install and w | PC | 1 | 10 | 1 | 1 | 31.72
61305601056 | UTP28X15BL-Q | Category 6A Performance 28 AWG UTP Patch |  | PC | 1 | 25 | 25 | 1 | 31.72
07498306368 | UTP28X15BU | Cat6A,28AWG,UTP,PC,CM/LSZH,BU,15ft,EA | The TX6A-28™ Cat 6A UTP Patch Cord is constructed of 28 AWG, unshielded, twisted pair, solid, CM/LSZH cable with enhanced performance modular plugs. The use of 28 AWG cable ensures that this patch cord has a small diameter, making it easy to install and w | PC | 1 | 10 | 1 | 1 | 31.72
61305601058 | UTP28X15BU-Q | Category 6A Performance 28 AWG UTP Patch |  | PC | 1 | 25 | 25 | 1 | 31.72
07498307993 | UTP28X15GR | Cat6A,28AWG,UTP,PC,CM/LSZH,GR,15ft,EA | The TX6A-28™ Cat 6A UTP Patch Cord is constructed of 28 AWG, unshielded, twisted pair, solid, CM/LSZH cable with enhanced performance modular plugs. The use of 28 AWG cable ensures that this patch cord has a small diameter, making it easy to install and w | PC | 1 | 10 | 1 | 1 | 31.72
61305601059 | UTP28X15GR-Q | Category 6A Performance 28 AWG UTP Patch |  | PC | 1 | 25 | 25 | 1 | 31.72
07498302971 | UTP28X15GY | Cat6A,28AWG,UTP,PC,CM/LSZH,GY,15ft,EA | Category 6A Performance, 28AWG, UTP Patch Cord, CM/LSZH, Gray, 15ft. | PC | 1 | 10 | 1 | 1 | 31.72
61305601062 | UTP28X15GY-Q | Category 6A Performance 28 AWG UTP Patch |  | PC | 1 | 25 | 25 | 1 | 31.72
07498300499 | UTP28X15M | Cat6A,28AWG,UTP,PC,CM/LSZH,IW,15M,EA | Category 6A Performance, 28AWG, UTP Patch Cord, CM/LSZH, Off White, 15m. | PC | 1 | 10 | 1 | 1 | 66.14
07498300508 | UTP28X15MBL | Cat6A,28AWG,UTP,PC,CM/LSZH,BL,15M,EA | Category 6A Performance, 28AWG, UTP Patch Cord, CM/LSZH, Black, 15m. | PC | 1 | 10 | 1 | 1 | 66.14
07498312943 | UTP28X15MBU | Cat6A,28AWG,UTP,PC,CM/LSZH,BU,15M,EA | Category 6A Performance, 28AWG, UTP Patch Cord, CM/LSZH, Blue, 15m. | PC | 1 | 10 | 1 | 1 | 66.14
07498300513 | UTP28X15MGR | Cat6A,28AWG,UTP,PC,CM/LSZH,GR,15M,EA | Category 6A Performance, 28AWG, UTP Patch Cord, CM/LSZH, Green, 15m. | PC | 1 | 10 | 1 | 1 | 66.14
07498303825 | UTP28X15MGY | Cat6A,28AWG,UTP,PC,CM/LSZH,GY,15M,EA | Category 6A Performance, 28AWG, UTP Patch Cord, CM/LSZH, Gray, 15m. | PC | 1 | 10 | 1 | 1 | 66.14
07498300515 | UTP28X15MOR | Cat6A,28AWG,UTP,PC,CM/LSZH,OR,15M,EA | Category 6A Performance, 28AWG, UTP Patch Cord, CM/LSZH, Orange, 15m. | PC | 1 | 10 | 1 | 1 | 66.14
07498300517 | UTP28X15MRD | Cat6A,28AWG,UTP,PC,CM/LSZH,RD,15M,EA | Category 6A Performance, 28AWG, UTP Patch Cord, CM/LSZH, Red, 15m. | PC | 1 | 10 | 1 | 1 | 66.14
07498300519 | UTP28X15MVL | Cat6A,28AWG,UTP,PC,CM/LSZH,VL,15M,EA | Category 6A Performance, 28AWG, UTP Patch Cord, CM/LSZH, Violet, 15m. | PC | 1 | 10 | 1 | 1 | 66.14
07498300521 | UTP28X15MYL | Cat6A,28AWG,UTP,PC,CM/LSZH,YL,15M,EA | Category 6A Performance, 28AWG, UTP Patch Cord, CM/LSZH, Yellow, 15m. | PC | 1 | 10 | 1 | 1 | 66.14
07498308143 | UTP28X15OR | Cat6A,28AWG,UTP,PC,CM/LSZH,OR,15ft,EA | Category 6A Performance, 28AWG, UTP Patch Cord, CM/LSZH, Orange, 15ft. | PC | 1 | 10 | 1 | 1 | 31.72
61305601060 | UTP28X15OR-Q | Category 6A Performance 28 AWG UTP Patch |  | PC | 1 | 25 | 25 | 1 | 31.72
61305617078 | UTP28X15PK | Cat 6A 28AWG UTP Patch Cord, CM/LSZH, Pi |  | PC | 1 | 10 | 1 | 1 | 31.72
07498308144 | UTP28X15RD | Cat6A,28AWG,UTP,PC,CM/LSZH,RD,15ft,EA | The TX6A-28™ Cat 6A UTP Patch Cord is constructed of 28 AWG, unshielded, twisted pair, solid, CM/LSZH cable with enhanced performance modular plugs. The use of 28 AWG cable ensures that this patch cord has a small diameter, making it easy to install and w | PC | 1 | 10 | 1 | 1 | 31.72
61305601061 | UTP28X15RD-Q | Category 6A Performance 28 AWG UTP Patch |  | PC | 1 | 25 | 25 | 1 | 31.72
07498308952 | UTP28X15VL | Cat6A,28AWG,UTP,PC,CM/LSZH,VL,15ft,EA | Category 6A Performance, 28AWG, UTP Patch Cord, CM/LSZH, Violet, 15ft. | PC | 1 | 10 | 1 | 1 | 31.72
61305601063 | UTP28X15VL-Q | Category 6A Performance 28 AWG UTP Patch |  | PC | 1 | 25 | 25 | 1 | 31.72
07498308459 | UTP28X15YL | Cat6A,28AWG,UTP,PC,CM/LSZH,YL,15ft,EA | The TX6A-28™ Cat 6A UTP Patch Cord is constructed of 28 AWG, unshielded, twisted pair, solid, CM/LSZH cable with enhanced performance modular plugs. The use of 28 AWG cable ensures that this patch cord has a small diameter, making it easy to install and w | PC | 1 | 10 | 1 | 1 | 31.72
61305601064 | UTP28X15YL-Q | Category 6A Performance 28 AWG UTP Patch |  | PC | 1 | 25 | 25 | 1 | 31.72
07498304973 | UTP28X16 | Cat6A,28AWG,UTP,PC,CM/LSZH,IW,16ft,EA | Category 6A Performance, 28AWG, UTP Patch Cord, CM/LSZH, Off White, 16ft. | PC | 1 | 10 | 1 | 1 | 32.74
61305601066 | UTP28X16-Q | Category 6A Performance 28 AWG UTP Patch |  | PC | 1 | 25 | 25 | 1 | 32.74
07498316699 | UTP28X16BL | Cat6A,28AWG,UTP,PC,CM/LSZH,BL,16ft,EA | Category 6A Performance, 28AWG, UTP Patch Cord, CM/LSZH, Black, 16ft. | PC | 1 | 10 | 1 | 1 | 32.74
61305601065 | UTP28X16BL-Q | Category 6A Performance 28 AWG UTP Patch |  | PC | 1 | 25 | 25 | 1 | 32.74
07498316698 | UTP28X16BU | Cat6A,28AWG,UTP,PC,CM/LSZH,BU,16ft,EA | Category 6A Performance, 28AWG, UTP Patch Cord, CM/LSZH, Blue, 16ft. | PC | 1 | 10 | 1 | 1 | 32.74
61305601067 | UTP28X16BU-Q | Category 6A Performance 28 AWG UTP Patch |  | PC | 1 | 25 | 25 | 1 | 32.74
07498316700 | UTP28X16GR | Cat6A,28AWG,UTP,PC,CM/LSZH,GR,16ft,EA | Category 6A Performance, 28AWG, UTP Patch Cord, CM/LSZH, Green, 16ft. | PC | 1 | 10 | 1 | 1 | 32.74
61305601068 | UTP28X16GR-Q | Category 6A Performance 28 AWG UTP Patch |  | PC | 1 | 25 | 25 | 1 | 32.74
07498302972 | UTP28X16GY | Cat6A,28AWG,UTP,PC,CM/LSZH,GY,16ft,EA | Category 6A Performance, 28AWG, UTP Patch Cord, CM/LSZH, Gray, 16ft. | PC | 1 | 10 | 1 | 1 | 32.74
61305601069 | UTP28X16GY-Q | Category 6A Performance 28 AWG UTP Patch |  | PC | 1 | 25 | 25 | 1 | 32.74
07498300535 | UTP28X16M | Cat6A,28AWG,UTP,PC,CM/LSZH,IW,16M,EA | Category 6A Performance, 28AWG, UTP Patch Cord, CM/LSZH, Off White, 16m. | PC | 1 | 10 | 1 | 1 | 69.44
07498300523 | UTP28X16MBL | Cat6A,28AWG,UTP,PC,CM/LSZH,BL,16M,EA | Category 6A Performance, 28AWG, UTP Patch Cord, CM/LSZH, Black, 16m. | PC | 1 | 10 | 1 | 1 | 69.44
07498310271 | UTP28X16MBU | Cat6A,28AWG,UTP,PC,CM/LSZH,BU,16M,EA | Category 6A Performance, 28AWG, UTP Patch Cord, CM/LSZH, Blue, 16m. | PC | 1 | 10 | 1 | 1 | 69.44
07498300524 | UTP28X16MGR | Cat6A,28AWG,UTP,PC,CM/LSZH,GR,16M,EA | Category 6A Performance, 28AWG, UTP Patch Cord, CM/LSZH, Green, 16m. | PC | 1 | 10 | 1 | 1 | 69.44
07498303826 | UTP28X16MGY | Cat6A,28AWG,UTP,PC,CM/LSZH,GY,16M,EA | Category 6A Performance, 28AWG, UTP Patch Cord, CM/LSZH, Gray, 16m. | PC | 1 | 10 | 1 | 1 | 69.44
07498300525 | UTP28X16MOR | Cat6A,28AWG,UTP,PC,CM/LSZH,OR,16M,EA | Category 6A Performance, 28AWG, UTP Patch Cord, CM/LSZH, Orange, 16m. | PC | 1 | 10 | 1 | 1 | 69.44
07498300527 | UTP28X16MRD | Cat6A,28AWG,UTP,PC,CM/LSZH,RD,16M,EA | Category 6A Performance, 28AWG, UTP Patch Cord, CM/LSZH, Red, 16m. | PC | 1 | 10 | 1 | 1 | 69.44
07498300530 | UTP28X16MVL | Cat6A,28AWG,UTP,PC,CM/LSZH,VL,16M,EA | Category 6A Performance, 28AWG, UTP Patch Cord, CM/LSZH, Violet, 16m. | PC | 1 | 10 | 1 | 1 | 69.44
07498300534 | UTP28X16MYL | Cat6A,28AWG,UTP,PC,CM/LSZH,YL,16M,EA | Category 6A Performance, 28AWG, UTP Patch Cord, CM/LSZH, Yellow, 16m. | PC | 1 | 10 | 1 | 1 | 69.44
07498316701 | UTP28X16OR | Cat6A,28AWG,UTP,PC,CM/LSZH,OR,16ft,EA | Category 6A Performance, 28AWG, UTP Patch Cord, CM/LSZH, Orange, 16ft. | PC | 1 | 10 | 1 | 1 | 32.74
61305601070 | UTP28X16OR-Q | Category 6A Performance 28 AWG UTP Patch |  | PC | 1 | 25 | 25 | 1 | 32.74
61305617079 | UTP28X16PK | Cat 6A 28AWG UTP Patch Cord, CM/LSZH, Pi |  | PC | 1 | 10 | 1 | 1 | 32.74
07498316702 | UTP28X16RD | Cat6A,28AWG,UTP,PC,CM/LSZH,RD,16ft,EA | Category 6A Performance, 28AWG, UTP Patch Cord, CM/LSZH, Red, 16ft. | PC | 1 | 10 | 1 | 1 | 32.74
61305601071 | UTP28X16RD-Q | Category 6A Performance 28 AWG UTP Patch |  | PC | 1 | 25 | 25 | 1 | 32.74
07498316704 | UTP28X16VL | Cat6A,28AWG,UTP,PC,CM/LSZH,VL,16ft,EA | Category 6A Performance, 28AWG, UTP Patch Cord, CM/LSZH, Violet, 16ft. | PC | 1 | 10 | 1 | 1 | 32.74
61305601072 | UTP28X16VL-Q | Category 6A Performance 28 AWG UTP Patch |  | PC | 1 | 25 | 25 | 1 | 32.74
07498316703 | UTP28X16YL | Cat6A,28AWG,UTP,PC,CM/LSZH,YL,16ft,EA | Category 6A Performance, 28AWG, UTP Patch Cord, CM/LSZH, Yellow, 16ft. | PC | 1 | 10 | 1 | 1 | 32.74
61305601073 | UTP28X16YL-Q | Category 6A Performance 28 AWG UTP Patch |  | PC | 1 | 25 | 25 | 1 | 32.74
07498308953 | UTP28X17 | Cat6A,28AWG,UTP,PC,CM/LSZH,IW,17ft,EA | Category 6A Performance, 28AWG, UTP Patch Cord, CM/LSZH, Off White, 17ft. | PC | 1 | 10 | 1 | 1 | 33.74
61305601075 | UTP28X17-Q | Category 6A Performance 28 AWG UTP Patch |  | PC | 1 | 25 | 25 | 1 | 33.74
07498316708 | UTP28X17BL | Cat6A,28AWG,UTP,PC,CM/LSZH,BL,17ft,EA | Category 6A Performance, 28AWG, UTP Patch Cord, CM/LSZH, Black, 17ft. | PC | 1 | 10 | 1 | 1 | 33.74
61305601074 | UTP28X17BL-Q | Category 6A Performance 28 AWG UTP Patch |  | PC | 1 | 25 | 25 | 1 | 33.74
07498316709 | UTP28X17BU | Cat6A,28AWG,UTP,PC,CM/LSZH,BU,17ft,EA | Category 6A Performance, 28AWG, UTP Patch Cord, CM/LSZH, Blue, 17ft. | PC | 1 | 10 | 1 | 1 | 33.74
61305601076 | UTP28X17BU-Q | Category 6A Performance 28 AWG UTP Patch |  | PC | 1 | 25 | 25 | 1 | 33.74
07498317603 | UTP28X17GR | Cat6A,28AWG,UTP,PC,CM/LSZH,GR,17ft,EA | Category 6A Performance, 28AWG, UTP Patch Cord, CM/LSZH, Green, 17ft. | PC | 1 | 10 | 1 | 1 | 33.74
61305601077 | UTP28X17GR-Q | Category 6A Performance 28 AWG UTP Patch |  | PC | 1 | 25 | 25 | 1 | 33.74
07498302974 | UTP28X17GY | Cat6A,28AWG,UTP,PC,CM/LSZH,GY,17ft,EA | Category 6A Performance, 28AWG, UTP Patch Cord, CM/LSZH, Gray, 17ft. | PC | 1 | 10 | 1 | 1 | 33.74
61305601078 | UTP28X17GY-Q | Category 6A Performance 28 AWG UTP Patch |  | PC | 1 | 25 | 25 | 1 | 33.74
07498300545 | UTP28X17M | Cat6A,28AWG,UTP,PC,CM/LSZH,IW,17M,EA | Category 6A Performance, 28AWG, UTP Patch Cord, CM/LSZH, Off White, 17m. | PC | 1 | 10 | 1 | 1 | 72.76
07498300537 | UTP28X17MBL | Cat6A,28AWG,UTP,PC,CM/LSZH,BL,17M,EA | Category 6A Performance, 28AWG, UTP Patch Cord, CM/LSZH, Black, 17m. | PC | 1 | 10 | 1 | 1 | 72.76
07498310272 | UTP28X17MBU | Cat6A,28AWG,UTP,PC,CM/LSZH,BU,17M,EA | Category 6A Performance, 28AWG, UTP Patch Cord, CM/LSZH, Blue, 17m. | PC | 1 | 10 | 1 | 1 | 72.76
07498300538 | UTP28X17MGR | Cat6A,28AWG,UTP,PC,CM/LSZH,GR,17M,EA | Category 6A Performance, 28AWG, UTP Patch Cord, CM/LSZH, Green, 17m. | PC | 1 | 10 | 1 | 1 | 72.76
07498303827 | UTP28X17MGY | Cat6A,28AWG,UTP,PC,CM/LSZH,GY,17M,EA | Category 6A Performance, 28AWG, UTP Patch Cord, CM/LSZH, Gray, 17m. | PC | 1 | 10 | 1 | 1 | 72.76
07498300539 | UTP28X17MOR | Cat6A,28AWG,UTP,PC,CM/LSZH,17M,EA | Category 6A Performance, 28AWG, UTP Patch Cord, CM/LSZH, Orangee, 17m. | PC | 1 | 10 | 1 | 1 | 72.76
07498300540 | UTP28X17MRD | Cat6A,28AWG,UTP,PC,CM/LSZH,RD,17M,EA | Category 6A Performance, 28AWG, UTP Patch Cord, CM/LSZH, Red, 17m. | PC | 1 | 10 | 1 | 1 | 72.76
07498300543 | UTP28X17MVL | Cat6A,28AWG,UTP,PC,CM/LSZH,VL,17M,EA | Category 6A Performance, 28AWG, UTP Patch Cord, CM/LSZH, Violet, 17m. | PC | 1 | 10 | 1 | 1 | 72.76
07498300544 | UTP28X17MYL | Cat6A,28AWG,UTP,PC,CM/LSZH,YL,17M,EA | Category 6A Performance, 28AWG, UTP Patch Cord, CM/LSZH, Yellow, 17m. | PC | 1 | 10 | 1 | 1 | 72.76
07498317642 | UTP28X17OR | Cat6A,28AWG,UTP,PC,CM/LSZH,OR,17ft,EA | Category 6A Performance, 28AWG, UTP Patch Cord, CM/LSZH, Orange, 17ft. | PC | 1 | 10 | 1 | 1 | 33.74
61305601079 | UTP28X17OR-Q | Category 6A Performance 28 AWG UTP Patch |  | PC | 1 | 25 | 25 | 1 | 33.74
61305617080 | UTP28X17PK | Cat 6A 28AWG UTP Patch Cord, CM/LSZH, Pi |  | PC | 1 | 10 | 1 | 1 | 33.74
07498317643 | UTP28X17RD | Cat6A,28AWG,UTP,PC,CM/LSZH,RD,17ft,EA | Category 6A Performance, 28AWG, UTP Patch Cord, CM/LSZH, Red, 17ft. | PC | 1 | 10 | 1 | 1 | 33.74
61305601080 | UTP28X17RD-Q | Category 6A Performance 28 AWG UTP Patch |  | PC | 1 | 25 | 25 | 1 | 33.74
07498317645 | UTP28X17VL | Cat6A,28AWG,UTP,PC,CM/LSZH,VL,17ft,EA | Category 6A Performance, 28AWG, UTP Patch Cord, CM/LSZH, Violet, 17ft. | PC | 1 | 10 | 1 | 1 | 33.74
61305601081 | UTP28X17VL-Q | Category 6A Performance 28 AWG UTP Patch |  | PC | 1 | 25 | 25 | 1 | 33.74
07498317644 | UTP28X17YL | Cat6A,28AWG,UTP,PC,CM/LSZH,YL,17ft,EA | Category 6A Performance, 28AWG, UTP Patch Cord, CM/LSZH, Yellow, 17ft. | PC | 1 | 10 | 1 | 1 | 33.74
61305601082 | UTP28X17YL-Q | Category 6A Performance 28 AWG UTP Patch |  | PC | 1 | 25 | 25 | 1 | 33.74
07498309669 | UTP28X18 | Cat6A,28AWG,UTP,PC,CM/LSZH,IW,18ft,EA | Category 6A Performance, 28AWG, UTP Patch Cord, CM/LSZH, Off White, 18ft. | PC | 1 | 10 | 1 | 1 | 34.76
61305601085 | UTP28X18-Q | Category 6A Performance 28 AWG UTP Patch |  | PC | 1 | 25 | 25 | 1 | 34.76
07498317646 | UTP28X18BL | Cat6A,28AWG,UTP,PC,CM/LSZH,BL,18ft,EA | Category 6A Performance, 28AWG, UTP Patch Cord, CM/LSZH, Black, 18ft. | PC | 1 | 10 | 1 | 1 | 34.76
61305601083 | UTP28X18BL-Q | Category 6A Performance 28 AWG UTP Patch |  | PC | 1 | 25 | 25 | 1 | 34.76
07498317647 | UTP28X18BU | Cat6A,28AWG,UTP,PC,CM/LSZH,BU,18ft,EA | Category 6A Performance, 28AWG, UTP Patch Cord, CM/LSZH, Blue, 18ft. | PC | 1 | 10 | 1 | 1 | 34.76
61305601084 | UTP28X18BU-Q | Category 6A Performance 28 AWG UTP Patch |  | PC | 1 | 25 | 25 | 1 | 34.76
07498317648 | UTP28X18GR | Cat6A,28AWG,UTP,PC,CM/LSZH,GR,18ft,EA | Category 6A Performance, 28AWG, UTP Patch Cord, CM/LSZH, Green, 18ft. | PC | 1 | 10 | 1 | 1 | 34.76
61305601086 | UTP28X18GR-Q | Category 6A Performance 28 AWG UTP Patch |  | PC | 1 | 25 | 25 | 1 | 34.76
07498302976 | UTP28X18GY | Cat6A,28AWG,UTP,PC,CM/LSZH,GY,18ft,EA | Category 6A Performance, 28AWG, UTP Patch Cord, CM/LSZH, Gray, 18ft. | PC | 1 | 10 | 1 | 1 | 34.76
61305601087 | UTP28X18GY-Q | Category 6A Performance 28 AWG UTP Patch |  | PC | 1 | 25 | 25 | 1 | 34.76
07498300559 | UTP28X18M | Cat6A,28AWG,UTP,PC,CM/LSZH,IW,18M,EA | Category 6A Performance, 28AWG, UTP Patch Cord, CM/LSZH, Off White, 18m. | PC | 1 | 10 | 1 | 1 | 76.02
07498300546 | UTP28X18MBL | Cat6A,28AWG,UTP,PC,CM/LSZH,BL,18M,EA | Category 6A Performance, 28AWG, UTP Patch Cord, CM/LSZH, Black, 18m. | PC | 1 | 10 | 1 | 1 | 76.02
07498303131 | UTP28X18MBU | Cat6A,28AWG,UTP,PC,CM/LSZH,BU,18M,EA | Category 6A Performance, 28AWG, UTP Patch Cord, CM/LSZH, Blue, 18m. | PC | 1 | 10 | 1 | 1 | 76.02
07498300547 | UTP28X18MGR | Cat6A,28AWG,UTP,PC,CM/LSZH,GR,18M,EA | Category 6A Performance, 28AWG, UTP Patch Cord, CM/LSZH, Green, 18m. | PC | 1 | 10 | 1 | 1 | 76.02
07498303828 | UTP28X18MGY | Cat6A,28AWG,UTP,PC,CM/LSZH,GY,18M,EA | Category 6A Performance, 28AWG, UTP Patch Cord, CM/LSZH, Gray, 18m. | PC | 1 | 10 | 1 | 1 | 76.02
07498300554 | UTP28X18MOR | Cat6A,28AWG,UTP,PC,CM/LSZH,OR,18M,EA | Category 6A Performance, 28AWG, UTP Patch Cord, CM/LSZH, Orange, 18m. | PC | 1 | 10 | 1 | 1 | 76.02
07498300555 | UTP28X18MRD | Cat6A,28AWG,UTP,PC,CM/LSZH,RD,18M,EA | Category 6A Performance, 28AWG, UTP Patch Cord, CM/LSZH, Red, 18m. | PC | 1 | 10 | 1 | 1 | 76.02
07498300557 | UTP28X18MVL | Cat6A,28AWG,UTP,PC,CM/LSZH,VL,18M,EA | Category 6A Performance, 28AWG, UTP Patch Cord, CM/LSZH, Violet, 18m. | PC | 1 | 10 | 1 | 1 | 76.02
07498300558 | UTP28X18MYL | Cat6A,28AWG,UTP,PC,CM/LSZH,YL,18M,EA | Category 6A Performance, 28AWG, UTP Patch Cord, CM/LSZH, Yellow, 18m. | PC | 1 | 10 | 1 | 1 | 76.02
07498319420 | UTP28X18OR | Cat6A,28AWG,UTP,PC,CM/LSZH,OR,18ft,EA | Category 6A Performance, 28AWG, UTP Patch Cord, CM/LSZH, Orange, 18ft. | PC | 1 | 10 | 1 | 1 | 34.76
61305601088 | UTP28X18OR-Q | Category 6A Performance 28 AWG UTP Patch |  | PC | 1 | 25 | 25 | 1 | 34.76
61305617081 | UTP28X18PK | Cat 6A 28AWG UTP Patch Cord, CM/LSZH, Pi |  | PC | 1 | 10 | 1 | 1 | 34.76
07498319427 | UTP28X18RD | Cat6A,28AWG,UTP,PC,CM/LSZH,RD,18ft,EA | Category 6A Performance, 28AWG, UTP Patch Cord, CM/LSZH, Red, 18ft. | PC | 1 | 10 | 1 | 1 | 34.76
61305601089 | UTP28X18RD-Q | Category 6A Performance 28 AWG UTP Patch |  | PC | 1 | 25 | 25 | 1 | 34.76
07498319430 | UTP28X18VL | Cat6A,28AWG,UTP,PC,CM/LSZH,VL,18ft,EA | Category 6A Performance, 28AWG, UTP Patch Cord, CM/LSZH, Violet, 18ft. | PC | 1 | 10 | 1 | 1 | 34.76
61305601090 | UTP28X18VL-Q | Category 6A Performance 28 AWG UTP Patch |  | PC | 1 | 25 | 25 | 1 | 34.76
07498319429 | UTP28X18YL | Cat6A,28AWG,UTP,PC,CM/LSZH,YL,18ft,EA | Category 6A Performance, 28AWG, UTP Patch Cord, CM/LSZH, Yellow, 18ft. | PC | 1 | 10 | 1 | 1 | 34.76
61305601091 | UTP28X18YL-Q | Category 6A Performance 28 AWG UTP Patch |  | PC | 1 | 25 | 25 | 1 | 34.76
07498309672 | UTP28X19 | Cat6A,28AWG,UTP,PC,CM/LSZH,IW,19ft,EA | Category 6A Performance, 28AWG, UTP Patch Cord, CM/LSZH, Off White, 19ft. | PC | 1 | 10 | 1 | 1 | 35.74
61305601094 | UTP28X19-Q | Category 6A Performance 28 AWG UTP Patch |  | PC | 1 | 25 | 25 | 1 | 35.74
07498319431 | UTP28X19BL | Cat6A,28AWG,UTP,PC,CM/LSZH,BL,19ft,EA | Category 6A Performance, 28AWG, UTP Patch Cord, CM/LSZH, Black, 19ft. | PC | 1 | 10 | 1 | 1 | 35.74
61305601092 | UTP28X19BL-Q | Category 6A Performance 28 AWG UTP Patch |  | PC | 1 | 25 | 25 | 1 | 35.74
07498319450 | UTP28X19BU | Cat6A,28AWG,UTP,PC,CM/LSZH,BU,19ft,EA | Category 6A Performance, 28AWG, UTP Patch Cord, CM/LSZH, Blue, 19ft. | PC | 1 | 10 | 1 | 1 | 35.74
61305601095 | UTP28X19BU-Q | Category 6A Performance 28 AWG UTP Patch |  | PC | 1 | 25 | 25 | 1 | 35.74
07498319462 | UTP28X19GR | Cat6A,28AWG,UTP,PC,CM/LSZH,GR,19ft,EA | Category 6A Performance, 28AWG, UTP Patch Cord, CM/LSZH, Green, 19ft. | PC | 1 | 10 | 1 | 1 | 35.74
61305601098 | UTP28X19GR-Q | Category 6A Performance 28 AWG UTP Patch |  | PC | 1 | 25 | 25 | 1 | 35.74
07498302977 | UTP28X19GY | Cat6A,28AWG,UTP,PC,CM/LSZH,GY,19ft,EA | Category 6A Performance, 28AWG, UTP Patch Cord, CM/LSZH, Gray, 19ft. | PC | 1 | 10 | 1 | 1 | 35.74
61305601099 | UTP28X19GY-Q | Category 6A Performance 28 AWG UTP Patch |  | PC | 1 | 25 | 25 | 1 | 35.74
07498303137 | UTP28X19M | Cat6A,28AWG,UTP,PC,CM/LSZH,IW,19M,EA | Category 6A Performance, 28AWG, UTP Patch Cord, CM/LSZH, Off White, 19m. | PC | 1 | 10 | 1 | 1 | 79.34
07498303154 | UTP28X19MBL | Cat6A,28AWG,UTP,PC,CM/LSZH,BL,19M,EA | Category 6A Performance, 28AWG, UTP Patch Cord, CM/LSZH, Black, 19m. | PC | 1 | 10 | 1 | 1 | 79.34
07498300611 | UTP28X19MBU | Cat6A,28AWG,UTP,PC,CM/LSZH,BU,19M,EA | Category 6A Performance, 28AWG, UTP Patch Cord, CM/LSZH, Blue, 19m. | PC | 1 | 10 | 1 | 1 | 79.34
07498303155 | UTP28X19MGR | Cat6A,28AWG,UTP,PC,CM/LSZH,GR,19M,EA | Category 6A Performance, 28AWG, UTP Patch Cord, CM/LSZH, Green, 19m. | PC | 1 | 10 | 1 | 1 | 79.34
07498303829 | UTP28X19MGY | Cat6A,28AWG,UTP,PC,CM/LSZH,GY,19M,EA | Category 6A Performance, 28AWG, UTP Patch Cord, CM/LSZH, Gray, 19m. | PC | 1 | 10 | 1 | 1 | 79.34
07498303156 | UTP28X19MOR | Cat6A,28AWG,UTP,PC,CM/LSZH,OR,19M,EA | Category 6A Performance, 28AWG, UTP Patch Cord, CM/LSZH, Orange, 19m. | PC | 1 | 10 | 1 | 1 | 79.34
07498303157 | UTP28X19MRD | Cat6A,28AWG,UTP,PC,CM/LSZH,RD,19M,EA | Category 6A Performance, 28AWG, UTP Patch Cord, CM/LSZH, Red, 19m. | PC | 1 | 10 | 1 | 1 | 79.34
07498303158 | UTP28X19MVL | Cat6A,28AWG,UTP,PC,CM/LSZH,VL,19M,EA | Category 6A Performance, 28AWG, UTP Patch Cord, CM/LSZH, Violet, 19m. | PC | 1 | 10 | 1 | 1 | 79.34
07498303162 | UTP28X19MYL | Cat6A,28AWG,UTP,PC,CM/LSZH,YL,19M,EA | Category 6A Performance, 28AWG, UTP Patch Cord, CM/LSZH, Yellow, 19m. | PC | 1 | 10 | 1 | 1 | 79.34
07498319469 | UTP28X19OR | Cat6A,28AWG,UTP,PC,CM/LSZH,OR,19ft,EA | Category 6A Performance, 28AWG, UTP Patch Cord, CM/LSZH, Orange, 19ft. | PC | 1 | 10 | 1 | 1 | 35.74
61305601100 | UTP28X19OR-Q | Category 6A Performance 28 AWG UTP Patch |  | PC | 1 | 25 | 25 | 1 | 35.74
61305617082 | UTP28X19PK | Cat 6A 28AWG UTP Patch Cord, CM/LSZH, Pi |  | PC | 1 | 10 | 1 | 1 | 35.74
07498319987 | UTP28X19RD | Cat6A,28AWG,UTP,PC,CM/LSZH,RD,19ft,EA | Category 6A Performance, 28AWG, UTP Patch Cord, CM/LSZH, Red, 19ft. | PC | 1 | 10 | 1 | 1 | 35.74
61305601101 | UTP28X19RD-Q | Category 6A Performance 28 AWG UTP Patch |  | PC | 1 | 25 | 25 | 1 | 35.74
07498321895 | UTP28X19VL | Cat6A,28AWG,UTP,PC,CM/LSZH,VL,19ft,EA | Category 6A Performance, 28AWG, UTP Patch Cord, CM/LSZH, Violet, 19ft. | PC | 1 | 10 | 1 | 1 | 35.74
61305601097 | UTP28X19VL-Q | Category 6A Performance 28 AWG UTP Patch |  | PC | 1 | 25 | 25 | 1 | 35.74
07498321896 | UTP28X19YL | Cat6A,28AWG,UTP,PC,CM/LSZH,YL,19ft,EA | Category 6A Performance, 28AWG, UTP Patch Cord, CM/LSZH, Yellow, 19ft. | PC | 1 | 10 | 1 | 1 | 35.74
61305601096 | UTP28X19YL-Q | Category 6A Performance 28 AWG UTP Patch |  | PC | 1 | 25 | 25 | 1 | 35.74
07498399440 | UTP28X1BL | CU Patch Crd,Cat6A,28AWG,1ft.,BL | The TX6A-28™ Cat 6A UTP Patch Cord is constructed of 28 AWG, unshielded, twisted pair, solid, CM/LSZH cable with enhanced performance modular plugs. The use of 28 AWG cable ensures that this patch cord has a small diameter, making it easy to install and w | PC | 1 | 10 | 1 | 1 | 17.64
61305600929 | UTP28X1BL-Q | Category 6A Performance 28 AWG UTP Patch |  | PC | 1 | 25 | 25 | 1 | 17.64
07498399418 | UTP28X1BU | Cat6A,28AWG,UTP,PC,CM/LSZH,1FT,BU,EA | The TX6A-28™ Cat 6A UTP Patch Cord is constructed of 28 AWG, unshielded, twisted pair, solid, CM/LSZH cable with enhanced performance modular plugs. The use of 28 AWG cable ensures that this patch cord has a small diameter, making it easy to install and w | PC | 1 | 10 | 1 | 1 | 17.64
61305600931 | UTP28X1BU-Q | Category 6A Performance 28 AWG UTP Patch |  | PC | 1 | 25 | 25 | 1 | 17.64
07498399441 | UTP28X1GR | Cat6A,28AWG,UTP,PC,CM/LSZH,1FT,GR,EA | The TX6A-28™ Cat 6A UTP Patch Cord is constructed of 28 AWG, unshielded, twisted pair, solid, CM/LSZH cable with enhanced performance modular plugs. The use of 28 AWG cable ensures that this patch cord has a small diameter, making it easy to install and w | PC | 1 | 10 | 1 | 1 | 17.64
61305600932 | UTP28X1GR-Q | Category 6A Performance 28 AWG UTP Patch |  | PC | 1 | 25 | 25 | 1 | 17.64
07498302947 | UTP28X1GY | Cat6A,28AWG,UTP,PC,CM/LSZH,GY,1ft,EA | Category 6A Performance, 28AWG, UTP Patch Cord, CM/LSZH, Gray, 1ft. | PC | 1 | 10 | 1 | 1 | 17.64
61305600933 | UTP28X1GY-Q | Category 6A Performance 28 AWG UTP Patch |  | PC | 1 | 25 | 25 | 1 | 17.64
07498300640 | UTP28X1M | Cat6A,28AWG,UTP,PC,CM/LSZH,IW,1M,EA | The TX6A-28™ Cat 6A UTP Patch Cord is constructed of 28, AWG unshielded, twisted pair, solid, CM/LSZH cable with enhanced performance modular plugs. The use of 28 AWG cable ensures that this patch cord has a small diameter, making it easy to install and w | PC | 1 | 10 | 1 | 1 | 19.92
61305601122 | UTP28X1M-Q | Category 6A Performance 28 AWG UTP Patch |  | PC | 1 | 25 | 25 | 1 | 19.92
07498300641 | UTP28X1MBL | CU Patch Crd,Cat6A,28AWG,1m,BL | The TX6A-28™ Cat 6A UTP Patch Cord is constructed of 28 AWG, unshielded, twisted pair, solid, CM/LSZH cable with enhanced performance modular plugs. The use of 28 AWG cable ensures that this patch cord has a small diameter, making it easy to install and w | PC | 1 | 10 | 1 | 1 | 19.92
61305601120 | UTP28X1MBL-Q | Category 6A Performance 28 AWG UTP Patch |  | PC | 1 | 25 | 25 | 1 | 19.92
07498300643 | UTP28X1MBU | Cat6A,28AWG,UTP,PC,CM/LSZH,BU,1M,EA | The TX6A-28™ Cat 6A UTP Patch Cord is constructed of 28 AWG, unshielded, twisted pair, solid, CM/LSZH cable with enhanced performance modular plugs. The use of 28 AWG cable ensures that this patch cord has a small diameter, making it easy to install and w | PC | 1 | 10 | 1 | 1 | 19.92
61305601121 | UTP28X1MBU-Q | Category 6A Performance 28 AWG UTP Patch |  | PC | 1 | 25 | 25 | 1 | 19.92
07498300644 | UTP28X1MGR | Cat6A,28AWG,UTP,PC,CM/LSZH,GR,1M,EA | The TX6A-28™ Cat 6A UTP Patch Cord is constructed of 28 AWG, unshielded, twisted pair, solid, CM/LSZH cable with enhanced performance modular plugs. The use of 28 AWG cable ensures that this patch cord has a small diameter, making it easy to install and w | PC | 1 | 10 | 1 | 1 | 19.92
61305601123 | UTP28X1MGR-Q | Category 6A Performance 28 AWG UTP Patch |  | PC | 1 | 25 | 25 | 1 | 19.92
07498303786 | UTP28X1MGY | Cat6A,28AWG,UTP,PC,CM/LSZH,GY,1M,EA | Category 6A Performance, 28AWG, UTP Patch Cord, CM/LSZH, Gray, 1m. | PC | 1 | 10 | 1 | 1 | 19.92
61305601124 | UTP28X1MGY-Q | Category 6A Performance 28 AWG UTP Patch |  | PC | 1 | 25 | 25 | 1 | 19.92
07498300645 | UTP28X1MOR | Cat6A,28AWG,UTP,PC,CM/LSZH,OR,1M,EA | Category 6A Performance, 28AWG, UTP Patch Cord, CM/LSZH, Orange, 1m. | PC | 1 | 10 | 1 | 1 | 19.92
61305601125 | UTP28X1MOR-Q | Category 6A Performance 28 AWG UTP Patch |  | PC | 1 | 25 | 25 | 1 | 19.92
61305656826 | UTP28X1MPK | Cat 6A 28AWG UTP Patch Cord, CM/LSZH, Pi |  | PC | 1 | 10 | 1 | 1 | 19.92
07498300647 | UTP28X1MRD | Cat6A,28AWG,UTP,PC,CM/LSZH,RD,1M,EA | The TX6A-28™ Cat 6A UTP Patch Cord is constructed of 28 AWG, unshielded, twisted pair, solid, CM/LSZH cable with enhanced performance modular plugs. The use of 28 AWG cable ensures that this patch cord has a small diameter, making it easy to install and w | PC | 1 | 10 | 1 | 1 | 19.92
61305601126 | UTP28X1MRD-Q | Category 6A Performance 28 AWG UTP Patch |  | PC | 1 | 25 | 25 | 1 | 19.92
07498300648 | UTP28X1MVL | Cat6A,28AWG,UTP,PC,CM/LSZH,VL,1M,EA | Category 6A Performance, 28AWG, UTP Patch Cord, CM/LSZH, Violet, 1m. | PC | 1 | 10 | 1 | 1 | 19.92
61305601127 | UTP28X1MVL-Q | Category 6A Performance 28 AWG UTP Patch |  | PC | 1 | 25 | 25 | 1 | 19.92
07498300649 | UTP28X1MYL | Cat6A,28AWG,UTP,PC,CM/LSZH,YL,1M,EA | The TX6A-28™ Cat 6A UTP Patch Cord is constructed of 28 AWG, unshielded, twisted pair, solid, CM/LSZH cable with enhanced performance modular plugs. The use of 28 AWG cable ensures that this patch cord has a small diameter, making it easy to install and w | PC | 1 | 10 | 1 | 1 | 19.92
61305601128 | UTP28X1MYL-Q | Category 6A Performance 28 AWG UTP Patch |  | PC | 1 | 25 | 25 | 1 | 19.92
07498399442 | UTP28X1OR | Cat6A,28AWG,UTP,PC,CM/LSZH,1FT,OR,EA | Category 6A Performance, 28AWG, UTP Patch Cord, CM/LSZH, Orange, 1ft. | PC | 1 | 10 | 1 | 1 | 17.64
61305600934 | UTP28X1OR-Q | Category 6A Performance 28 AWG UTP Patch |  | PC | 1 | 25 | 25 | 1 | 17.64
61305617065 | UTP28X1PK | Cat 6A 28AWG UTP Patch Cord, CM/LSZH, Pi |  | PC | 1 | 10 | 1 | 1 | 17.64
07498399443 | UTP28X1RD | Cat6A,28AWG,UTP,PC,CM/LSZH,1FT,RD,EA | The TX6A-28™ Cat 6A UTP Patch Cord is constructed of 28 AWG, unshielded, twisted pair, solid, CM/LSZH cable with enhanced performance modular plugs. The use of 28 AWG cable ensures that this patch cord has a small diameter, making it easy to install and w | PC | 1 | 10 | 1 | 1 | 17.64
61305600935 | UTP28X1RD-Q | Category 6A Performance 28 AWG UTP Patch |  | PC | 1 | 25 | 25 | 1 | 17.64
07498399446 | UTP28X1VL | Cat6A,28AWG,UTP,PC,CM/LSZH,1FT,VL,EA | Category 6A Performance, 28AWG, UTP Patch Cord, CM/LSZH, Violet, 1ft. | PC | 1 | 10 | 1 | 1 | 17.64
61305600936 | UTP28X1VL-Q | Category 6A Performance 28 AWG UTP Patch |  | PC | 1 | 25 | 25 | 1 | 17.64
07498399445 | UTP28X1YL | Cat6A,28AWG,UTP,PC,CM/LSZH,1FT,YL,EA | The TX6A-28™ Cat 6A UTP Patch Cord is constructed of 28 AWG, unshielded, twisted pair, solid, CM/LSZH cable with enhanced performance modular plugs. The use of 28 AWG cable ensures that this patch cord has a small diameter, making it easy to install and w | PC | 1 | 10 | 1 | 1 | 17.64
61305600937 | UTP28X1YL-Q | Category 6A Performance 28 AWG UTP Patch |  | PC | 1 | 25 | 25 | 1 | 17.64
07498399454 | UTP28X2 | Cat6A,28AWG,UTP,PC,CM/LSZH,IW,2ft,EA | The TX6A-28™ Cat 6A UTP Patch Cord is constructed of 28 AWG, unshielded, twisted pair, solid, CM/LSZH cable with enhanced performance modular plugs. The use of 28 AWG cable ensures that this patch cord has a small diameter, making it easy to install and w | PC | 1 | 10 | 1 | 1 | 18.64
61305600940 | UTP28X2-Q | Category 6A Performance 28 AWG UTP Patch |  | PC | 1 | 25 | 25 | 1 | 18.64
07498301493 | UTP28X2.5M | Cat6A,28AWG,UTP,PC,CM/LSZH,IW,2.5M,EA | The TX6A-28™ Cat 6A UTP Patch Cord is constructed of 28 AWG, unshielded, twisted pair, solid, CM/LSZH cable with enhanced performance modular plugs. The use of 28 AWG cable ensures that this patch cord has a small diameter, making it easy to install and w | PC | 1 | 10 | 1 | 1 | 24.88
61305601149 | UTP28X2.5M-Q | Category 6A Performance 28 AWG UTP Patch |  | PC | 1 | 25 | 25 | 1 | 24.88
07498301516 | UTP28X2.5MBL | Cat6A,28AWG,UTP,PC,CM/LSZH,BL,2.5M,EA | The TX6A-28™ Cat 6A UTP Patch Cord is constructed of 28 AWG, unshielded, twisted pair, solid, CM/LSZH cable with enhanced performance modular plugs. The use of 28 AWG cable ensures that this patch cord has a small diameter, making it easy to install and w | PC | 1 | 10 | 1 | 1 | 24.88
61305601147 | UTP28X2.5MBL-Q | Category 6A Performance 28 AWG UTP Patch |  | PC | 1 | 25 | 25 | 1 | 24.88
07498301532 | UTP28X2.5MBU | Cat6A,28AWG,UTP,PC,CM/LSZH,BU,2.5M,EA | The TX6A-28™ Cat 6A UTP Patch Cord is constructed of 28 AWG, unshielded, twisted pair, solid, CM/LSZH cable with enhanced performance modular plugs. The use of 28 AWG cable ensures that this patch cord has a small diameter, making it easy to install and w | PC | 1 | 10 | 1 | 1 | 24.88
61305601148 | UTP28X2.5MBU-Q | Category 6A Performance 28 AWG UTP Patch |  | PC | 1 | 25 | 25 | 1 | 24.88
07498301558 | UTP28X2.5MGR | Cat6A,28AWG,UTP,PC,CM/LSZH,GR,2.5M,EA | The TX6A-28™ Cat 6A UTP Patch Cord is constructed of 28 AWG, unshielded, twisted pair, solid, CM/LSZH cable with enhanced performance modular plugs. The use of 28 AWG cable ensures that this patch cord has a small diameter, making it easy to install and w | PC | 1 | 10 | 1 | 1 | 24.88
61305601152 | UTP28X2.5MGR-Q | Category 6A Performance 28 AWG UTP Patch |  | PC | 1 | 25 | 25 | 1 | 24.88
07498303790 | UTP28X2.5MGY | Cat6A,28AWG,UTP,PC,CM/LSZH,GY,2.5M,EA | Category 6A Performance, 28AWG, UTP Patch Cord, CM/LSZH, Gray, 2.5m. | PC | 1 | 10 | 1 | 1 | 24.88
61305601155 | UTP28X2.5MGY-Q | Category 6A Performance 28 AWG UTP Patch |  | PC | 1 | 25 | 25 | 1 | 24.88
07498301559 | UTP28X2.5MOR | Cat6A,28AWG,UTP,PC,CM/LSZH,OR,2.5M,EA | Category 6A Performance, 28AWG, UTP Patch Cord, CM/LSZH, Orange, 2.5m. | PC | 1 | 10 | 1 | 1 | 24.88
61305601153 | UTP28X2.5MOR-Q | Category 6A Performance 28 AWG UTP Patch |  | PC | 1 | 25 | 25 | 1 | 24.88
61305656853 | UTP28X2.5MPK | Cat 6A 28AWG UTP Patch Cord, CM/LSZH, Pi |  | PC | 1 | 10 | 1 | 1 | 24.88
07498301610 | UTP28X2.5MRD | Cat6A,28AWG,UTP,PC,CM/LSZH,RD,2.5M,EA | The TX6A-28™ Cat 6A UTP Patch Cord is constructed of 28 AWG, unshielded, twisted pair, solid, CM/LSZH cable with enhanced performance modular plugs. The use of 28 AWG cable ensures that this patch cord has a small diameter, making it easy to install and w | PC | 1 | 10 | 1 | 1 | 24.88
61305601154 | UTP28X2.5MRD-Q | Category 6A Performance 28 AWG UTP Patch |  | PC | 1 | 25 | 25 | 1 | 24.88
07498301632 | UTP28X2.5MVL | Cat6A,28AWG,UTP,PC,CM/LSZH,VL,2.5M,EA | Category 6A Performance, 28AWG, UTP Patch Cord, CM/LSZH, Violet, 2.5m. | PC | 1 | 10 | 1 | 1 | 24.88
61305601150 | UTP28X2.5MVL-Q | Category 6A Performance 28 AWG UTP Patch |  | PC | 1 | 25 | 25 | 1 | 24.88
07498313257 | UTP28X2.5MYL | Cat6A,28AWG,UTP,PC,CM/LSZH,YL,2.5M,EA | The TX6A-28™ Cat 6A UTP Patch Cord is constructed of 28 AWG, unshielded, twisted pair, solid, CM/LSZH cable with enhanced performance modular plugs. The use of 28 AWG cable ensures that this patch cord has a small diameter, making it easy to install and w | PC | 1 | 10 | 1 | 1 | 24.88
61305601151 | UTP28X2.5MYL-Q | Category 6A Performance 28 AWG UTP Patch |  | PC | 1 | 25 | 25 | 1 | 24.88
07498309674 | UTP28X20 | Cat6A,28AWG,UTP,PC,CM/LSZH,IW,20ft,EA | The TX6A-28™ Cat 6A UTP Patch Cord is constructed of 28 AWG, unshielded, twisted pair, solid, CM/LSZH cable with enhanced performance modular plugs. The use of 28 AWG cable ensures that this patch cord has a small diameter, making it easy to install and w | PC | 1 | 10 | 1 | 1 | 36.76
61305601103 | UTP28X20-Q | Category 6A Performance 28 AWG UTP Patch |  | PC | 1 | 25 | 25 | 1 | 36.76
07498321897 | UTP28X20BL | Cat6A,28AWG,UTP,PC,CM/LSZH,BL,20ft,EA | The TX6A-28™ Cat 6A UTP Patch Cord is constructed of 28 AWG, unshielded, twisted pair, solid, CM/LSZH cable with enhanced performance modular plugs. The use of 28 AWG cable ensures that this patch cord has a small diameter, making it easy to install and w | PC | 1 | 10 | 1 | 1 | 36.76
61305601102 | UTP28X20BL-Q | Category 6A Performance 28 AWG UTP Patch |  | PC | 1 | 25 | 25 | 1 | 36.76
07498321902 | UTP28X20BU | Cat6A,28AWG,UTP,PC,CM/LSZH,BU,20ft,EA | The TX6A-28™ Cat 6A UTP Patch Cord is constructed of 28 AWG, unshielded, twisted pair, solid, CM/LSZH cable with enhanced performance modular plugs. The use of 28 AWG cable ensures that this patch cord has a small diameter, making it easy to install and w | PC | 1 | 10 | 1 | 1 | 36.76
61305601104 | UTP28X20BU-Q | Category 6A Performance 28 AWG UTP Patch |  | PC | 1 | 25 | 25 | 1 | 36.76
07498321903 | UTP28X20GR | Cat6A,28AWG,UTP,PC,CM/LSZH,GR,20ft,EA | The TX6A-28™ Cat 6A UTP Patch Cord is constructed of 28 AWG, unshielded, twisted pair, solid, CM/LSZH cable with enhanced performance modular plugs. The use of 28 AWG cable ensures that this patch cord has a small diameter, making it easy to install and w | PC | 1 | 10 | 1 | 1 | 36.76
61305601105 | UTP28X20GR-Q | Category 6A Performance 28 AWG UTP Patch |  | PC | 1 | 25 | 25 | 1 | 36.76
07498302982 | UTP28X20GY | Cat6A,28AWG,UTP,PC,CM/LSZH,GY,20ft,EA | Category 6A Performance, 28AWG, UTP Patch Cord, CM/LSZH, Gray, 20ft. | PC | 1 | 10 | 1 | 1 | 36.76
61305601108 | UTP28X20GY-Q | Category 6A Performance 28 AWG UTP Patch |  | PC | 1 | 25 | 25 | 1 | 36.76
07498300567 | UTP28X20M | Cat6A,28AWG,UTP,PC,CM/LSZH,IW,20M,EA | Category 6A Performance, 28AWG, UTP Patch Cord, CM/LSZH, Off White, 20m. | PC | 1 | 10 | 1 | 1 | 82.66
07498300561 | UTP28X20MBL | Cat6A,28AWG,UTP,PC,CM/LSZH,BL,20M,EA | Category 6A Performance, 28AWG, UTP Patch Cord, CM/LSZH, Black, 20m. | PC | 1 | 10 | 1 | 1 | 82.66
07498303132 | UTP28X20MBU | Cat6A,28AWG,UTP,PC,CM/LSZH,BU,20M,EA | Category 6A Performance, 28AWG, UTP Patch Cord, CM/LSZH, Blue, 20m. | PC | 1 | 10 | 1 | 1 | 82.66
07498300562 | UTP28X20MGR | Cat6A,28AWG,UTP,PC,CM/LSZH,GR,20M,EA | Category 6A Performance, 28AWG, UTP Patch Cord, CM/LSZH, Green, 20m. | PC | 1 | 10 | 1 | 1 | 82.66
07498303830 | UTP28X20MGY | Cat6A,28AWG,UTP,PC,CM/LSZH,GY,20M,EA | Category 6A Performance, 28AWG, UTP Patch Cord, CM/LSZH, Gray, 20m. | PC | 1 | 10 | 1 | 1 | 82.66
07498300563 | UTP28X20MOR | Cat6A,28AWG,UTP,PC,CM/LSZH,OR,20M,EA | Category 6A Performance, 28AWG, UTP Patch Cord, CM/LSZH, Orange, 20m. | PC | 1 | 10 | 1 | 1 | 82.66
07498300564 | UTP28X20MRD | Cat6A,28AWG,UTP,PC,CM/LSZH,RD,20M,EA | Category 6A Performance, 28AWG, UTP Patch Cord, CM/LSZH, Red, 20m. | PC | 1 | 10 | 1 | 1 | 82.66
07498300566 | UTP28X20MVL | Cat6A,28AWG,UTP,PC,CM/LSZH,VL,20M,EA | Category 6A Performance, 28AWG, UTP Patch Cord, CM/LSZH, Violet, 20m. | PC | 1 | 10 | 1 | 1 | 82.66
07498300565 | UTP28X20MYL | Cat6A,28AWG,UTP,PC,CM/LSZH,YL,20M,EA | Category 6A Performance, 28AWG, UTP Patch Cord, CM/LSZH, Yellow, 20m. | PC | 1 | 10 | 1 | 1 | 82.66
07498321904 | UTP28X20OR | Cat6A,28AWG,UTP,PC,CM/LSZH,OR,20ft,EA | Category 6A Performance, 28AWG, UTP Patch Cord, CM/LSZH, Orange, 20ft. | PC | 1 | 10 | 1 | 1 | 36.76
61305601106 | UTP28X20OR-Q | Category 6A Performance 28 AWG UTP Patch |  | PC | 1 | 25 | 25 | 1 | 36.76
61305617083 | UTP28X20PK | Cat 6A 28AWG UTP Patch Cord, CM/LSZH, Pi |  | PC | 1 | 10 | 1 | 1 | 36.76
07498321913 | UTP28X20RD | Cat6A,28AWG,UTP,PC,CM/LSZH,RD,20ft,EA | The TX6A-28™ Cat 6A UTP Patch Cord is constructed of 28 AWG, unshielded, twisted pair, solid, CM/LSZH cable with enhanced performance modular plugs. The use of 28 AWG cable ensures that this patch cord has a small diameter, making it easy to install and w | PC | 1 | 10 | 1 | 1 | 36.76
61305601107 | UTP28X20RD-Q | Category 6A Performance 28 AWG UTP Patch |  | PC | 1 | 25 | 25 | 1 | 36.76
07498321914 | UTP28X20VL | Cat6A,28AWG,UTP,PC,CM/LSZH,VL,20ft,EA | Category 6A Performance, 28AWG, UTP Patch Cord, CM/LSZH, Violet, 20ft. | PC | 1 | 10 | 1 | 1 | 36.76
61305601110 | UTP28X20VL-Q | Category 6A Performance 28 AWG UTP Patch |  | PC | 1 | 25 | 25 | 1 | 36.76
07498321915 | UTP28X20YL | Cat6A,28AWG,UTP,PC,CM/LSZH,YL,20ft,EA | The TX6A-28™ Cat 6A UTP Patch Cord is constructed of 28 AWG, unshielded, twisted pair, solid, CM/LSZH cable with enhanced performance modular plugs. The use of 28 AWG cable ensures that this patch cord has a small diameter, making it easy to install and w | PC | 1 | 10 | 1 | 1 | 36.76
61305601109 | UTP28X20YL-Q | Category 6A Performance 28 AWG UTP Patch |  | PC | 1 | 25 | 25 | 1 | 36.76
07498309677 | UTP28X21 | Cat6A,28AWG,UTP,PC,CM/LSZH,IW,21ft,EA | Category 6A Performance, 28AWG, UTP Patch Cord, CM/LSZH, Off White, 21ft. | PC | 1 | 10 | 1 | 1 | 37.78
07498321990 | UTP28X21BL | Cat6A,28AWG,UTP,PC,CM/LSZH,BL,21ft,EA | Category 6A Performance, 28AWG, UTP Patch Cord, CM/LSZH, Black, 21ft. | PC | 1 | 10 | 1 | 1 | 37.78
07498322349 | UTP28X21BU | Cat6A,28AWG,UTP,PC,CM/LSZH,BU,21ft,EA | Category 6A Performance, 28AWG, UTP Patch Cord, CM/LSZH, Blue, 21ft. | PC | 1 | 10 | 1 | 1 | 37.78
07498323132 | UTP28X21GR | Cat6A,28AWG,UTP,PC,CM/LSZH,GR,21ft,EA | Category 6A Performance, 28AWG, UTP Patch Cord, CM/LSZH, Green, 21ft. | PC | 1 | 10 | 1 | 1 | 37.78
07498302983 | UTP28X21GY | Cat6A,28AWG,UTP,PC,CM/LSZH,GY,21ft,EA | Category 6A Performance, 28AWG, UTP Patch Cord, CM/LSZH, Gray, 21ft. | PC | 1 | 10 | 1 | 1 | 37.78
07498324102 | UTP28X21OR | Cat6A,28AWG,UTP,PC,CM/LSZH,OR,21ft,EA | Category 6A Performance, 28AWG, UTP Patch Cord, CM/LSZH, Orange, 21ft. | PC | 1 | 10 | 1 | 1 | 37.78
07498324103 | UTP28X21RD | Cat6A,28AWG,UTP,PC,CM/LSZH,RD,21ft,EA | Category 6A Performance, 28AWG, UTP Patch Cord, CM/LSZH, Red, 21ft. | PC | 1 | 10 | 1 | 1 | 37.78
07498324104 | UTP28X21VL | Cat6A,28AWG,UTP,PC,CM/LSZH,VL,21ft,EA | Category 6A Performance, 28AWG, UTP Patch Cord, CM/LSZH, Violet, 21ft. | PC | 1 | 10 | 1 | 1 | 37.78
07498324105 | UTP28X21YL | Cat6A,28AWG,UTP,PC,CM/LSZH,YL,21ft,EA | Category 6A Performance, 28AWG, UTP Patch Cord, CM/LSZH, Yellow, 21ft. | PC | 1 | 10 | 1 | 1 | 37.78
07498310340 | UTP28X22 | Cat6A,28AWG,UTP,PC,CM/LSZH,IW,22ft,EA | Category 6A Performance, 28AWG, UTP Patch Cord, CM/LSZH, Off White, 22ft. | PC | 1 | 10 | 1 | 1 | 38.76
07498324106 | UTP28X22BL | Cat6A,28AWG,UTP,PC,CM/LSZH,BL,22ft,EA | Category 6A Performance, 28AWG, UTP Patch Cord, CM/LSZH, Black, 22ft. | PC | 1 | 10 | 1 | 1 | 38.76
07498324108 | UTP28X22BU | Cat6A,28AWG,UTP,PC,CM/LSZH,BU,22ft,EA | Category 6A Performance, 28AWG, UTP Patch Cord, CM/LSZH, Blue, 22ft. | PC | 1 | 10 | 1 | 1 | 38.76
07498324109 | UTP28X22GR | Cat6A,28AWG,UTP,PC,CM/LSZH,GR,22ft,EA | Category 6A Performance, 28AWG, UTP Patch Cord, CM/LSZH, Green, 22ft. | PC | 1 | 10 | 1 | 1 | 38.76
07498302984 | UTP28X22GY | Cat6A,28AWG,UTP,PC,CM/LSZH,GY,22ft,EA | Category 6A Performance, 28AWG, UTP Patch Cord, CM/LSZH, Gray, 22ft. | PC | 1 | 10 | 1 | 1 | 38.76
07498324451 | UTP28X22OR | Cat6A,28AWG,UTP,PC,CM/LSZH,OR,22ft,EA | Category 6A Performance, 28AWG, UTP Patch Cord, CM/LSZH, Orange, 22ft. | PC | 1 | 10 | 1 | 1 | 38.76
07498324458 | UTP28X22RD | Cat6A,28AWG,UTP,PC,CM/LSZH,RD,22ft,EA | Category 6A Performance, 28AWG, UTP Patch Cord, CM/LSZH, Red, 22ft. | PC | 1 | 10 | 1 | 1 | 38.76
07498324464 | UTP28X22VL | Cat6A,28AWG,UTP,PC,CM/LSZH,VL,22ft,EA | Category 6A Performance, 28AWG, UTP Patch Cord, CM/LSZH, Violet, 22ft. | PC | 1 | 10 | 1 | 1 | 38.76
07498324465 | UTP28X22YL | Cat6A,28AWG,UTP,PC,CM/LSZH,YL,22ft,EA | Category 6A Performance, 28AWG, UTP Patch Cord, CM/LSZH, Yellow, 22ft. | PC | 1 | 10 | 1 | 1 | 38.76
07498310351 | UTP28X23 | Cat6A,28AWG,UTP,PC,CM/LSZH,IW,23ft,EA | Category 6A Performance, 28AWG, UTP Patch Cord, CM/LSZH, Off White, 23ft. | PC | 1 | 10 | 1 | 1 | 39.76
07498324466 | UTP28X23BL | Cat6A,28AWG,UTP,PC,CM/LSZH,BL,23ft,EA | Category 6A Performance, 28AWG, UTP Patch Cord, CM/LSZH, Black, 23ft. | PC | 1 | 10 | 1 | 1 | 39.76
07498324468 | UTP28X23BU | Cat6A,28AWG,UTP,PC,CM/LSZH,BU,23ft,EA | Category 6A Performance, 28AWG, UTP Patch Cord, CM/LSZH, Blue, 23ft. | PC | 1 | 10 | 1 | 1 | 39.76
07498324471 | UTP28X23GR | Cat6A,28AWG,UTP,PC,CM/LSZH,GR,23ft,EA | Category 6A Performance, 28AWG, UTP Patch Cord, CM/LSZH, Green, 23ft. | PC | 1 | 10 | 1 | 1 | 39.76
07498302985 | UTP28X23GY | Cat6A,28AWG,UTP,PC,CM/LSZH,GY,23ft,EA | Category 6A Performance, 28AWG, UTP Patch Cord, CM/LSZH, Gray, 23ft. | PC | 1 | 10 | 1 | 1 | 39.76
07498324496 | UTP28X23OR | Cat6A,28AWG,UTP,PC,CM/LSZH,OR,23ft,EA | Category 6A Performance, 28AWG, UTP Patch Cord, CM/LSZH, Orange, 23ft. | PC | 1 | 10 | 1 | 1 | 39.76
07498324497 | UTP28X23RD | Cat6A,28AWG,UTP,PC,CM/LSZH,RD,23ft,EA | Category 6A Performance, 28AWG, UTP Patch Cord, CM/LSZH, Red, 23ft. | PC | 1 | 10 | 1 | 1 | 39.76
07498324498 | UTP28X23VL | Cat6A,28AWG,UTP,PC,CM/LSZH,VL,23ft,EA | Category 6A Performance, 28AWG, UTP Patch Cord, CM/LSZH, Violet, 23ft. | PC | 1 | 10 | 1 | 1 | 39.76
07498325021 | UTP28X23YL | Cat6A,28AWG,UTP,PC,CM/LSZH,YL,23ft,EA | Category 6A Performance, 28AWG, UTP Patch Cord, CM/LSZH, Yellow, 23ft. | PC | 1 | 10 | 1 | 1 | 39.76
07498310427 | UTP28X24 | Cat6A,28AWG,UTP,PC,CM/LSZH,IW,24ft,EA | Category 6A Performance, 28AWG, UTP Patch Cord, CM/LSZH, Off White, 24ft. | PC | 1 | 10 | 1 | 1 | 40.78
07498325023 | UTP28X24BL | Cat6A,28AWG,UTP,PC,CM/LSZH,BL,24ft,EA | Category 6A Performance, 28AWG, UTP Patch Cord, CM/LSZH, Black, 24ft. | PC | 1 | 10 | 1 | 1 | 40.78
07498325024 | UTP28X24BU | Cat6A,28AWG,UTP,PC,CM/LSZH,BU,24ft,EA | Category 6A Performance, 28AWG, UTP Patch Cord, CM/LSZH, Blue, 24ft. | PC | 1 | 10 | 1 | 1 | 40.78
07498325025 | UTP28X24GR | Cat6A,28AWG,UTP,PC,CM/LSZH,GR,24ft,EA | Category 6A Performance, 28AWG, UTP Patch Cord, CM/LSZH, Green, 24ft. | PC | 1 | 10 | 1 | 1 | 40.78
07498302986 | UTP28X24GY | Cat6A,28AWG,UTP,PC,CM/LSZH,GY,24ft,EA | Category 6A Performance, 28AWG, UTP Patch Cord, CM/LSZH, Gray, 24ft. | PC | 1 | 10 | 1 | 1 | 40.78
07498325029 | UTP28X24OR | Cat6A,28AWG,UTP,PC,CM/LSZH,OR,24ft,EA | Category 6A Performance, 28AWG, UTP Patch Cord, CM/LSZH, Orange, 24ft. | PC | 1 | 10 | 1 | 1 | 40.78
07498325629 | UTP28X24RD | Cat6A,28AWG,UTP,PC,CM/LSZH,RD,24ft,EA | Category 6A Performance, 28AWG, UTP Patch Cord, CM/LSZH, Red, 24ft. | PC | 1 | 10 | 1 | 1 | 40.78
07498325632 | UTP28X24VL | Cat6A,28AWG,UTP,PC,CM/LSZH,VL,24ft,EA | Category 6A Performance, 28AWG, UTP Patch Cord, CM/LSZH, Violet, 24ft. | PC | 1 | 10 | 1 | 1 | 40.78
07498327436 | UTP28X24YL | Cat6A,28AWG,UTP,PC,CM/LSZH,YL,24ft,EA | Category 6A Performance, 28AWG, UTP Patch Cord, CM/LSZH, Yellow, 24ft. | PC | 1 | 10 | 1 | 1 | 40.78
07498310534 | UTP28X25 | Cat6A,28AWG,UTP,PC,CM/LSZH,IW,25ft,EA | The TX6A-28™ Cat 6A UTP Patch Cord is constructed of 28 AWG, unshielded, twisted pair, solid, CM/LSZH cable with enhanced performance modular plugs. The use of 28 AWG cable ensures that this patch cord has a small diameter, making it easy to install and w | PC | 1 | 10 | 1 | 1 | 41.8
07498328906 | UTP28X25BL | Cat6A,28AWG,UTP,PC,CM/LSZH,BL,25ft,EA | The TX6A-28™ Cat 6A UTP Patch Cord is constructed of 28 AWG, unshielded, twisted pair, solid, CM/LSZH cable with enhanced performance modular plugs. The use of 28 AWG cable ensures that this patch cord has a small diameter, making it easy to install and w | PC | 1 | 10 | 1 | 1 | 41.8
07498328932 | UTP28X25BU | Cat6A,28AWG,UTP,PC,CM/LSZH,BU,25ft,EA | The TX6A-28™ Cat 6A UTP Patch Cord is constructed of 28 AWG, unshielded, twisted pair, solid, CM/LSZH cable with enhanced performance modular plugs. The use of 28 AWG cable ensures that this patch cord has a small diameter, making it easy to install and w | PC | 1 | 10 | 1 | 1 | 41.8
07498329909 | UTP28X25GR | Cat6A,28AWG,UTP,PC,CM/LSZH,GR,25ft,EA | The TX6A-28™ Cat 6A UTP Patch Cord is constructed of 28 AWG, unshielded, twisted pair, solid, CM/LSZH cable with enhanced performance modular plugs. The use of 28 AWG cable ensures that this patch cord has a small diameter, making it easy to install and w | PC | 1 | 10 | 1 | 1 | 41.8
07498302987 | UTP28X25GY | Cat6A,28AWG,UTP,PC,CM/LSZH,GY,25ft,EA | Category 6A Performance, 28AWG, UTP Patch Cord, CM/LSZH, Gray, 25ft. | PC | 1 | 10 | 1 | 1 | 41.8
07498300576 | UTP28X25M | Cat6A,28AWG,UTP,PC,CM/LSZH,IW,25M,EA | Category 6A Performance, 28AWG, UTP Patch Cord, CM/LSZH, Off White, 25m. | PC | 1 | 10 | 1 | 1 | 99.14
07498300568 | UTP28X25MBL | Cat6A,28AWG,UTP,PC,CM/LSZH,BL,25M,EA | Category 6A Performance, 28AWG, UTP Patch Cord, CM/LSZH, Black, 25m. | PC | 1 | 10 | 1 | 1 | 99.14
07498303133 | UTP28X25MBU | Cat6A,28AWG,UTP,PC,CM/LSZH,BU,25M,EA | Category 6A Performance, 28AWG, UTP Patch Cord, CM/LSZH, Blue, 25m. | PC | 1 | 10 | 1 | 1 | 99.14
07498300569 | UTP28X25MGR | Cat6A,28AWG,UTP,PC,CM/LSZH,GR,25M,EA | Category 6A Performance, 28AWG, UTP Patch Cord, CM/LSZH, Green, 25m. | PC | 1 | 10 | 1 | 1 | 99.14
07498303831 | UTP28X25MGY | Cat6A,28AWG,UTP,PC,CM/LSZH,GY,25M,EA | Category 6A Performance, 28AWG, UTP Patch Cord, CM/LSZH, Gray, 25m. | PC | 1 | 10 | 1 | 1 | 99.14
07498300570 | UTP28X25MOR | Cat6A,28AWG,UTP,PC,CM/LSZH,OR,25M,EA | Category 6A Performance, 28AWG, UTP Patch Cord, CM/LSZH, Orange, 25m. | PC | 1 | 10 | 1 | 1 | 99.14
07498300571 | UTP28X25MRD | Cat6A,28AWG,UTP,PC,CM/LSZH,RD,25M,EA | Category 6A Performance, 28AWG, UTP Patch Cord, CM/LSZH, Red, 25m. | PC | 1 | 10 | 1 | 1 | 99.14
07498300574 | UTP28X25MVL | Cat6A,28AWG,UTP,PC,CM/LSZH,VL,25M,EA | Category 6A Performance, 28AWG, UTP Patch Cord, CM/LSZH, Violet, 25m. | PC | 1 | 10 | 1 | 1 | 99.14
07498300572 | UTP28X25MYL | Cat6A,28AWG,UTP,PC,CM/LSZH,YL,25M,EA | Category 6A Performance, 28AWG, UTP Patch Cord, CM/LSZH, Yellow, 25m. | PC | 1 | 10 | 1 | 1 | 99.14
07498331237 | UTP28X25OR | Cat6A,28AWG,UTP,PC,CM/LSZH,OR,25ft,EA | Category 6A Performance, 28AWG, UTP Patch Cord, CM/LSZH, Orange, 25ft. | PC | 1 | 10 | 1 | 1 | 41.8
61305617087 | UTP28X25PK | Cat 6A 28AWG UTP Patch Cord, CM/LSZH, Pi |  | PC | 1 | 10 | 1 | 1 | 41.8
07498331240 | UTP28X25RD | Cat6A,28AWG,UTP,PC,CM/LSZH,RD,25ft,EA | The TX6A-28™ Cat 6A UTP Patch Cord is constructed of 28 AWG, unshielded, twisted pair, solid, CM/LSZH cable with enhanced performance modular plugs. The use of 28 AWG cable ensures that this patch cord has a small diameter, making it easy to install and w | PC | 1 | 10 | 1 | 1 | 41.8
07498331699 | UTP28X25VL | Cat6A,28AWG,UTP,PC,CM/LSZH,VL,25ft,EA | Category 6A Performance, 28AWG, UTP Patch Cord, CM/LSZH, Violet, 25ft. | PC | 1 | 10 | 1 | 1 | 41.8
07498331796 | UTP28X25YL | Cat6A,28AWG,UTP,PC,CM/LSZH,YL,25ft,EA | The TX6A-28™ Cat 6A UTP Patch Cord is constructed of 28 AWG, unshielded, twisted pair, solid, CM/LSZH cable with enhanced performance modular plugs. The use of 28 AWG cable ensures that this patch cord has a small diameter, making it easy to install and w | PC | 1 | 10 | 1 | 1 | 41.8
07498310575 | UTP28X26 | Cat6A,28AWG,UTP,PC,CM/LSZH,IW,26ft,EA | Category 6A Performance, 28AWG, UTP Patch Cord, CM/LSZH, Off White, 26ft. | PC | 1 | 10 | 1 | 1 | 42.78
07498331797 | UTP28X26BL | Cat6A,28AWG,UTP,PC,CM/LSZH,BL,26ft,EA | Category 6A Performance, 28AWG, UTP Patch Cord, CM/LSZH, Black, 26ft. | PC | 1 | 10 | 1 | 1 | 42.78
07498332665 | UTP28X26BU | Cat6A,28AWG,UTP,PC,CM/LSZH,BU,26ft,EA | Category 6A Performance, 28AWG, UTP Patch Cord, CM/LSZH, Blue, 26ft. | PC | 1 | 10 | 1 | 1 | 42.78
07498333209 | UTP28X26GR | Cat6A,28AWG,UTP,PC,CM/LSZH,GR,26ft,EA | Category 6A Performance, 28AWG, UTP Patch Cord, CM/LSZH, Green, 26ft. | PC | 1 | 10 | 1 | 1 | 42.78
07498302988 | UTP28X26GY | Cat6A,28AWG,UTP,PC,CM/LSZH,GY,26ft,EA | Category 6A Performance, 28AWG, UTP Patch Cord, CM/LSZH, Gray, 26ft. | PC | 1 | 10 | 1 | 1 | 42.78
07498333210 | UTP28X26OR | Cat6A,28AWG,UTP,PC,CM/LSZH,OR,26ft,EA | Category 6A Performance, 28AWG, UTP Patch Cord, CM/LSZH, Orange, 26ft. | PC | 1 | 10 | 1 | 1 | 42.78
07498333248 | UTP28X26RD | Cat6A,28AWG,UTP,PC,CM/LSZH,RD,26ft,EA | Category 6A Performance, 28AWG, UTP Patch Cord, CM/LSZH, Red, 26ft. | PC | 1 | 10 | 1 | 1 | 42.78
07498333308 | UTP28X26VL | Cat6A,28AWG,UTP,PC,CM/LSZH,VL,26ft,EA | Category 6A Performance, 28AWG, UTP Patch Cord, CM/LSZH, Violet, 26ft. | PC | 1 | 10 | 1 | 1 | 42.78
07498333397 | UTP28X26YL | Cat6A,28AWG,UTP,PC,CM/LSZH,YL,26ft,EA | Category 6A Performance, 28AWG, UTP Patch Cord, CM/LSZH, Yellow, 26ft. | PC | 1 | 10 | 1 | 1 | 42.78
07498310576 | UTP28X27 | Cat6A,28AWG,UTP,PC,CM/LSZH,IW,27ft,EA | Category 6A Performance, 28AWG, UTP Patch Cord, CM/LSZH, Off White, 27ft. | PC | 1 | 10 | 1 | 1 | 43.78
07498333584 | UTP28X27BL | Cat6A,28AWG,UTP,PC,CM/LSZH,BL,27ft,EA | Category 6A Performance, 28AWG, UTP Patch Cord, CM/LSZH, Black, 27ft. | PC | 1 | 10 | 1 | 1 | 43.78
07498335362 | UTP28X27BU | Cat6A,28AWG,UTP,PC,CM/LSZH,BU,27ft,EA | Category 6A Performance, 28AWG, UTP Patch Cord, CM/LSZH, Blue, 27ft. | PC | 1 | 10 | 1 | 1 | 43.78
07498336246 | UTP28X27GR | Cat6A,28AWG,UTP,PC,CM/LSZH,GR,27ft,EA | Category 6A Performance, 28AWG, UTP Patch Cord, CM/LSZH, Green, 27ft. | PC | 1 | 10 | 1 | 1 | 43.78
07498303022 | UTP28X27GY | Cat6A,28AWG,UTP,PC,CM/LSZH,GY,27ft,EA | Category 6A Performance, 28AWG, UTP Patch Cord, CM/LSZH, Gray, 27ft. | PC | 1 | 10 | 1 | 1 | 43.78
07498337042 | UTP28X27OR | Cat6A,28AWG,UTP,PC,CM/LSZH,OR,27ft,EA | Category 6A Performance, 28AWG, UTP Patch Cord, CM/LSZH, Orange, 27ft. | PC | 1 | 10 | 1 | 1 | 43.78
07498337067 | UTP28X27RD | Cat6A,28AWG,UTP,PC,CM/LSZH,RD,27ft,EA | Category 6A Performance, 28AWG, UTP Patch Cord, CM/LSZH, Red, 27ft. | PC | 1 | 10 | 1 | 1 | 43.78
07498337672 | UTP28X27VL | Cat6A,28AWG,UTP,PC,CM/LSZH,VL,27ft,EA | Category 6A Performance, 28AWG, UTP Patch Cord, CM/LSZH, Violet, 27ft. | PC | 1 | 10 | 1 | 1 | 43.78
07498337805 | UTP28X27YL | Cat6A,28AWG,UTP,PC,CM/LSZH,YL,27ft,EA | Category 6A Performance, 28AWG, UTP Patch Cord, CM/LSZH, Yellow, 27ft. | PC | 1 | 10 | 1 | 1 | 43.78
07498310577 | UTP28X28 | Cat6A,28AWG,UTP,PC,CM/LSZH,IW,28ft,EA | Category 6A Performance, 28AWG, UTP Patch Cord, CM/LSZH, Off White, 28ft. | PC | 1 | 10 | 1 | 1 | 44.82
07498337806 | UTP28X28BL | Cat6A,28AWG,UTP,PC,CM/LSZH,BL,28ft,EA | Category 6A Performance, 28AWG, UTP Patch Cord, CM/LSZH, Black, 28ft. | PC | 1 | 10 | 1 | 1 | 44.82
07498337807 | UTP28X28BU | Cat6A,28AWG,UTP,PC,CM/LSZH,BU,28ft,EA | Category 6A Performance, 28AWG, UTP Patch Cord, CM/LSZH, Blue, 28ft. | PC | 1 | 10 | 1 | 1 | 44.82
07498338428 | UTP28X28GR | Cat6A,28AWG,UTP,PC,CM/LSZH,GR,28ft,EA | Category 6A Performance, 28AWG, UTP Patch Cord, CM/LSZH, Green, 28ft. | PC | 1 | 10 | 1 | 1 | 44.82
07498303036 | UTP28X28GY | Cat6A,28AWG,UTP,PC,CM/LSZH,GY,28ft,EA | Category 6A Performance, 28AWG, UTP Patch Cord, CM/LSZH, Gray, 28ft. | PC | 1 | 10 | 1 | 1 | 44.82
07498341449 | UTP28X28OR | Cat6A,28AWG,UTP,PC,CM/LSZH,OR,28ft,EA | Category 6A Performance, 28AWG, UTP Patch Cord, CM/LSZH, Orange, 28ft. | PC | 1 | 10 | 1 | 1 | 44.82
07498341450 | UTP28X28RD | Cat6A,28AWG,UTP,PC,CM/LSZH,RD,28ft,EA | Category 6A Performance, 28AWG, UTP Patch Cord, CM/LSZH, Red, 28ft. | PC | 1 | 10 | 1 | 1 | 44.82
07498341452 | UTP28X28VL | Cat6A,28AWG,UTP,PC,CM/LSZH,VL,28ft,EA | Category 6A Performance, 28AWG, UTP Patch Cord, CM/LSZH, Violet, 28ft. | PC | 1 | 10 | 1 | 1 | 44.82
07498341451 | UTP28X28YL | Cat6A,28AWG,UTP,PC,CM/LSZH,YL,28ft,EA | Category 6A Performance, 28AWG, UTP Patch Cord, CM/LSZH, Yellow, 28ft. | PC | 1 | 10 | 1 | 1 | 44.82
07498310578 | UTP28X29 | Cat6A,28AWG,UTP,PC,CM/LSZH,IW,29ft,EA | Category 6A Performance, 28AWG, UTP Patch Cord, CM/LSZH, Off White, 29ft. | PC | 1 | 10 | 1 | 1 | 45.82
07498342229 | UTP28X29BL | Cat6A,28AWG,UTP,PC,CM/LSZH,BL,29ft,EA | Category 6A Performance, 28AWG, UTP Patch Cord, CM/LSZH, Black, 29ft. | PC | 1 | 10 | 1 | 1 | 45.82
07498342727 | UTP28X29BU | Cat6A,28AWG,UTP,PC,CM/LSZH,BU,29ft,EA | Category 6A Performance, 28AWG, UTP Patch Cord, CM/LSZH, Blue, 29ft. | PC | 1 | 10 | 1 | 1 | 45.82
07498344226 | UTP28X29GR | Cat6A,28AWG,UTP,PC,CM/LSZH,GR,29ft,EA | Category 6A Performance, 28AWG, UTP Patch Cord, CM/LSZH, Green, 29ft. | PC | 1 | 10 | 1 | 1 | 45.82
07498303037 | UTP28X29GY | Cat6A,28AWG,UTP,PC,CM/LSZH,GY,29ft,EA | Category 6A Performance, 28AWG, UTP Patch Cord, CM/LSZH, Gray, 29ft. | PC | 1 | 10 | 1 | 1 | 45.82
07498344227 | UTP28X29OR | Cat6A,28AWG,UTP,PC,CM/LSZH,OR,29ft,EA | Category 6A Performance, 28AWG, UTP Patch Cord, CM/LSZH, Orange, 29ft. | PC | 1 | 10 | 1 | 1 | 45.82
07498344258 | UTP28X29RD | Cat6A,28AWG,UTP,PC,CM/LSZH,RD,29ft,EA | Category 6A Performance, 28AWG, UTP Patch Cord, CM/LSZH, Red, 29ft. | PC | 1 | 10 | 1 | 1 | 45.82
07498344399 | UTP28X29VL | Cat6A,28AWG,UTP,PC,CM/LSZH,VL,29ft,EA | Category 6A Performance, 28AWG, UTP Patch Cord, CM/LSZH, Violet, 29ft. | PC | 1 | 10 | 1 | 1 | 45.82
07498344504 | UTP28X29YL | Cat6A,28AWG,UTP,PC,CM/LSZH,YL,29ft,EA | Category 6A Performance, 28AWG, UTP Patch Cord, CM/LSZH, Yellow, 29ft. | PC | 1 | 10 | 1 | 1 | 45.82
07498399448 | UTP28X2BL | Cat6A,28AWG,UTP,PC,CM/LSZH,BL,2ft,EA | The TX6A-28™ Cat 6A UTP Patch Cord is constructed of 28 AWG, unshielded, twisted pair, solid, CM/LSZH cable with enhanced performance modular plugs. The use of 28 AWG cable ensures that this patch cord has a small diameter, making it easy to install and w | PC | 1 | 10 | 1 | 1 | 18.64
61305600938 | UTP28X2BL-Q | Category 6A Performance 28 AWG UTP Patch |  | PC | 1 | 25 | 25 | 1 | 18.64
07498399421 | UTP28X2BU | Cat6A,28AWG,UTP,PC,CM/LSZH,BU,2ft,EA | The TX6A-28™ Cat 6A UTP Patch Cord is constructed of 28 AWG, unshielded, twisted pair, solid, CM/LSZH cable with enhanced performance modular plugs. The use of 28 AWG cable ensures that this patch cord has a small diameter, making it easy to install and w | PC | 1 | 10 | 1 | 1 | 18.64
61305600941 | UTP28X2BU-Q | Category 6A Performance 28 AWG UTP Patch |  | PC | 1 | 25 | 25 | 1 | 18.64
07498399449 | UTP28X2GR | Cat6A,28AWG,UTP,PC,CM/LSZH,GR,2ft,EA | The TX6A-28™ Cat 6A UTP Patch Cord is constructed of 28 AWG, unshielded, twisted pair, solid, CM/LSZH cable with enhanced performance modular plugs. The use of 28 AWG cable ensures that this patch cord has a small diameter, making it easy to install and w | PC | 1 | 10 | 1 | 1 | 18.64
61305600942 | UTP28X2GR-Q | Category 6A Performance 28 AWG UTP Patch |  | PC | 1 | 25 | 25 | 1 | 18.64
07498302949 | UTP28X2GY | Cat6A,28AWG,UTP,PC,CM/LSZH,GY,2ft,EA | Category 6A Performance, 28AWG, UTP Patch Cord, CM/LSZH, Gray, 2ft. | PC | 1 | 10 | 1 | 1 | 18.64
61305600943 | UTP28X2GY-Q | Category 6A Performance 28 AWG UTP Patch |  | PC | 1 | 25 | 25 | 1 | 18.64
07498300650 | UTP28X2M | Cat6A,28AWG,UTP,PC,CM/LSZH,IW,2M,EA | The TX6A-28™ Cat 6A UTP Patch Cord is constructed of 28 AWG, unshielded, twisted pair, solid, CM/LSZH cable with enhanced performance modular plugs. The use of 28 AWG cable ensures that this patch cord has a small diameter, making it easy to install and w | PC | 1 | 10 | 1 | 1 | 23.26
61305601140 | UTP28X2M-Q | Category 6A Performance 28 AWG UTP Patch |  | PC | 1 | 25 | 25 | 1 | 23.26
07498300651 | UTP28X2MBL | Cat6A,28AWG,UTP,PC,CM/LSZH,BL,2M,EA | The TX6A-28™ Cat 6A UTP Patch Cord is constructed of 28 AWG, unshielded, twisted pair, solid, CM/LSZH cable with enhanced performance modular plugs. The use of 28 AWG cable ensures that this patch cord has a small diameter, making it easy to install and w | PC | 1 | 10 | 1 | 1 | 23.26
61305601138 | UTP28X2MBL-Q | Category 6A Performance 28 AWG UTP Patch |  | PC | 1 | 25 | 25 | 1 | 23.26
07498300653 | UTP28X2MBU | Cat6A,28AWG,UTP,PC,CM/LSZH,BU,2M,EA | The TX6A-28™ Cat 6A UTP Patch Cord is constructed of 28 AWG, unshielded, twisted pair, solid, CM/LSZH cable with enhanced performance modular plugs. The use of 28 AWG cable ensures that this patch cord has a small diameter, making it easy to install and w | PC | 1 | 10 | 1 | 1 | 23.26
61305601139 | UTP28X2MBU-Q | Category 6A Performance 28 AWG UTP Patch |  | PC | 1 | 25 | 25 | 1 | 23.26
07498300655 | UTP28X2MGR | Cat6A,28AWG,UTP,PC,CM/LSZH,GR,2M,EA | The TX6A-28™ Cat 6A UTP Patch Cord is constructed of 28 AWG, unshielded, twisted pair, solid, CM/LSZH cable with enhanced performance modular plugs. The use of 28 AWG cable ensures that this patch cord has a small diameter, making it easy to install and w | PC | 1 | 10 | 1 | 1 | 23.26
61305601141 | UTP28X2MGR-Q | Category 6A Performance 28 AWG UTP Patch |  | PC | 1 | 25 | 25 | 1 | 23.26
07498303788 | UTP28X2MGY | Cat6A,28AWG,UTP,PC,CM/LSZH,GY,2M,EA | Category 6A Performance, 28AWG, UTP Patch Cord, CM/LSZH, Gray, 2m. | PC | 1 | 10 | 1 | 1 | 23.26
61305601144 | UTP28X2MGY-Q | Category 6A Performance 28 AWG UTP Patch |  | PC | 1 | 25 | 25 | 1 | 23.26
07498300656 | UTP28X2MOR | Cat6A,28AWG,UTP,PC,CM/LSZH,OR,2M,EA | Category 6A Performance, 28AWG, UTP Patch Cord, CM/LSZH, Orange, 2m. | PC | 1 | 10 | 1 | 1 | 23.26
61305601142 | UTP28X2MOR-Q | Category 6A Performance 28 AWG UTP Patch |  | PC | 1 | 25 | 25 | 1 | 23.26
61305656827 | UTP28X2MPK | Cat 6A 28AWG UTP Patch Cord, CM/LSZH, Pi |  | PC | 1 | 10 | 1 | 1 | 23.26
07498300657 | UTP28X2MRD | Cat6A,28AWG,UTP,PC,CM/LSZH,RD,2M,EA | The TX6A-28™ Cat 6A UTP Patch Cord is constructed of 28 AWG, unshielded, twisted pair, solid, CM/LSZH cable with enhanced performance modular plugs. The use of 28 AWG cable ensures that this patch cord has a small diameter, making it easy to install and w | PC | 1 | 10 | 1 | 1 | 23.26
61305601143 | UTP28X2MRD-Q | Category 6A Performance 28 AWG UTP Patch |  | PC | 1 | 25 | 25 | 1 | 23.26
07498300660 | UTP28X2MVL | Cat6A,28AWG,UTP,PC,CM/LSZH,VL,2M,EA | Category 6A Performance, 28AWG, UTP Patch Cord, CM/LSZH, Violet, 2m. | PC | 1 | 10 | 1 | 1 | 23.26
61305601145 | UTP28X2MVL-Q | Category 6A Performance 28 AWG UTP Patch |  | PC | 1 | 25 | 25 | 1 | 23.26
07498300658 | UTP28X2MYL | Cat6A,28AWG,UTP,PC,CM/LSZH,YL,2M,EA | The TX6A-28™ Cat 6A UTP Patch Cord is constructed of 28 AWG, unshielded, twisted pair, solid, CM/LSZH cable with enhanced performance modular plugs. The use of 28 AWG cable ensures that this patch cord has a small diameter, making it easy to install and w | PC | 1 | 10 | 1 | 1 | 23.26
61305601146 | UTP28X2MYL-Q | Category 6A Performance 28 AWG UTP Patch |  | PC | 1 | 25 | 25 | 1 | 23.26
07498399450 | UTP28X2OR | Cat6A,28AWG,UTP,PC,CM/LSZH,OR,2ft,EA | Category 6A Performance, 28AWG, UTP Patch Cord, CM/LSZH, Orange, 2ft. | PC | 1 | 10 | 1 | 1 | 18.64
61305600944 | UTP28X2OR-Q | Category 6A Performance 28 AWG UTP Patch |  | PC | 1 | 25 | 25 | 1 | 18.64
61305623508 | UTP28X2PK | Cat 6A 28AWG UTP Patch Cord, CM/LSZH, Pi |  | PC | 1 | 10 | 1 | 1 | 18.64
07498399451 | UTP28X2RD | Cat6A,28AWG,UTP,PC,CM/LSZH,RD,2ft,EA | The TX6A-28™ Cat 6A UTP Patch Cord is constructed of 28 AWG, unshielded, twisted pair, solid, CM/LSZH cable with enhanced performance modular plugs. The use of 28 AWG cable ensures that this patch cord has a small diameter, making it easy to install and w | PC | 1 | 10 | 1 | 1 | 18.64
61305600945 | UTP28X2RD-Q | Category 6A Performance 28 AWG UTP Patch |  | PC | 1 | 25 | 25 | 1 | 18.64
07498399453 | UTP28X2VL | Cat6A,28AWG,UTP,PC,CM/LSZH,VL,2ft,EA | Category 6A Performance, 28AWG, UTP Patch Cord, CM/LSZH, Violet, 2ft. | PC | 1 | 10 | 1 | 1 | 18.64
61305600946 | UTP28X2VL-Q | Category 6A Performance 28 AWG UTP Patch |  | PC | 1 | 25 | 25 | 1 | 18.64
07498399452 | UTP28X2YL | Cat6A,28AWG,UTP,PC,CM/LSZH,YL,2ft,EA | The TX6A-28™ Cat 6A UTP Patch Cord is constructed of 28 AWG, unshielded, twisted pair, solid, CM/LSZH cable with enhanced performance modular plugs. The use of 28 AWG cable ensures that this patch cord has a small diameter, making it easy to install and w | PC | 1 | 10 | 1 | 1 | 18.64
61305600947 | UTP28X2YL-Q | Category 6A Performance 28 AWG UTP Patch |  | PC | 1 | 25 | 25 | 1 | 18.64
07498399456 | UTP28X3 | Cat6A,28AWG,UTP,PC,CM/LSZH,IW,3ft,EA | The TX6A-28™ Cat 6A UTP Patch Cord is constructed of 28 AWG, unshielded, twisted pair, solid, CM/LSZH cable with enhanced performance modular plugs. The use of 28 AWG cable ensures that this patch cord has a small diameter, making it easy to install and w | PC | 1 | 10 | 1 | 1 | 19.68
61305600948 | UTP28X3-Q | Category 6A Performance 28 AWG UTP Patch |  | PC | 1 | 25 | 25 | 1 | 19.68
07498301649 | UTP28X3.5M | Cat6A,28AWG,UTP,PC,CM/LSZH,IW,3.5M,EA | Category 6A Performance, 28AWG, UTP Patch Cord, CM/LSZH, Off White, 3.5m. | PC | 1 | 10 | 1 | 1 | 28.16
61305601166 | UTP28X3.5M-Q | Category 6A Performance 28 AWG UTP Patch |  | PC | 1 | 25 | 25 | 1 | 28.16
07498301660 | UTP28X3.5MBL | Cat6A,28AWG,UTP,PC,CM/LSZH,BL,3.5M,EA | Category 6A Performance, 28AWG, UTP Patch Cord, CM/LSZH, Black, 3.5m. | PC | 1 | 10 | 1 | 1 | 28.16
61305601165 | UTP28X3.5MBL-Q | Category 6A Performance 28 AWG UTP Patch |  | PC | 1 | 25 | 25 | 1 | 28.16
07498301674 | UTP28X3.5MBU | Cat6A,28AWG,UTP,PC,CM/LSZH,BU,3.5M,EA | Category 6A Performance, 28AWG, UTP Patch Cord, CM/LSZH, Blue, 3.5m. | PC | 1 | 10 | 1 | 1 | 28.16
61305601167 | UTP28X3.5MBU-Q | Category 6A Performance 28 AWG UTP Patch |  | PC | 1 | 25 | 25 | 1 | 28.16
07498301675 | UTP28X3.5MGR | Cat6A,28AWG,UTP,PC,CM/LSZH,GR,3.5M,EA | Category 6A Performance, 28AWG, UTP Patch Cord, CM/LSZH, Green, 3.5m. | PC | 1 | 10 | 1 | 1 | 28.16
61305601168 | UTP28X3.5MGR-Q | Category 6A Performance 28 AWG UTP Patch |  | PC | 1 | 25 | 25 | 1 | 28.16
07498303800 | UTP28X3.5MGY | Cat6A,28AWG,UTP,PC,CM/LSZH,GY,3.5M,EA | Category 6A Performance, 28AWG, UTP Patch Cord, CM/LSZH, Gray, 3.5m. | PC | 1 | 10 | 1 | 1 | 28.16
61305601171 | UTP28X3.5MGY-Q | Category 6A Performance 28 AWG UTP Patch |  | PC | 1 | 25 | 25 | 1 | 28.16
07498301676 | UTP28X3.5MOR | Cat6A,28AWG,UTP,PC,CM/LSZH,OR,3.5M,EA | Category 6A Performance, 28AWG, UTP Patch Cord, CM/LSZH, Orange, 3.5m. | PC | 1 | 10 | 1 | 1 | 28.16
61305601169 | UTP28X3.5MOR-Q | Category 6A Performance 28 AWG UTP Patch |  | PC | 1 | 25 | 25 | 1 | 28.16
61305656854 | UTP28X3.5MPK | Cat 6A 28AWG UTP Patch Cord, CM/LSZH, Pi |  | PC | 1 | 10 | 1 | 1 | 28.16
07498301677 | UTP28X3.5MRD | Cat6A,28AWG,UTP,PC,CM/LSZH,RD,3.5M,EA | Category 6A Performance, 28AWG, UTP Patch Cord, CM/LSZH, Red, 3.5m. | PC | 1 | 10 | 1 | 1 | 28.16
61305601170 | UTP28X3.5MRD-Q | Category 6A Performance 28 AWG UTP Patch |  | PC | 1 | 25 | 25 | 1 | 28.16
07498301691 | UTP28X3.5MVL | Cat6A,28AWG,UTP,PC,CM/LSZH,VL,3.5M,EA | Category 6A Performance, 28AWG, UTP Patch Cord, CM/LSZH, Violet, 3.5m. | PC | 1 | 10 | 1 | 1 | 28.16
61305601172 | UTP28X3.5MVL-Q | Category 6A Performance 28 AWG UTP Patch |  | PC | 1 | 25 | 25 | 1 | 28.16
07498301775 | UTP28X3.5MYL | Cat6A,28AWG,UTP,PC,CM/LSZH,YL,3.5M,EA | Category 6A Performance, 28AWG, UTP Patch Cord, CM/LSZH, Yellow, 3.5m. | PC | 1 | 10 | 1 | 1 | 28.16
61305601173 | UTP28X3.5MYL-Q | Category 6A Performance 28 AWG UTP Patch |  | PC | 1 | 25 | 25 | 1 | 28.16
07498311077 | UTP28X30 | Cat6A,28AWG,UTP,PC,CM/LSZH,IW,30ft,EA | The TX6A-28™ Cat 6A UTP Patch Cord is constructed of 28 AWG, unshielded, twisted pair, solid, CM/LSZH cable with enhanced performance modular plugs. The use of 28 AWG cable ensures that this patch cord has a small diameter, making it easy to install and w | PC | 1 | 10 | 1 | 1 | 46.82
07498344618 | UTP28X30BL | Cat6A,28AWG,UTP,PC,CM/LSZH,BL,30ft,EA | The TX6A-28™ Cat 6A UTP Patch Cord is constructed of 28 AWG, unshielded, twisted pair, solid, CM/LSZH cable with enhanced performance modular plugs. The use of 28 AWG cable ensures that this patch cord has a small diameter, making it easy to install and w | PC | 1 | 10 | 1 | 1 | 46.82
07498344619 | UTP28X30BU | Cat6A,28AWG,UTP,PC,CM/LSZH,BU,30ft,EA | The TX6A-28™ Cat 6A UTP Patch Cord is constructed of 28 AWG, unshielded, twisted pair, solid, CM/LSZH cable with enhanced performance modular plugs. The use of 28 AWG cable ensures that this patch cord has a small diameter, making it easy to install and w | PC | 1 | 10 | 1 | 1 | 46.82
07498344620 | UTP28X30GR | Cat6A,28AWG,UTP,PC,CM/LSZH,GR,30ft,EA | The TX6A-28™ Cat 6A UTP Patch Cord is constructed of 28 AWG, unshielded, twisted pair, solid, CM/LSZH cable with enhanced performance modular plugs. The use of 28 AWG cable ensures that this patch cord has a small diameter, making it easy to install and w | PC | 1 | 10 | 1 | 1 | 46.82
07498303039 | UTP28X30GY | Cat6A,28AWG,UTP,PC,CM/LSZH,GY,30ft,EA | Category 6A Performance, 28AWG, UTP Patch Cord, CM/LSZH, Gray, 30ft. | PC | 1 | 10 | 1 | 1 | 46.82
07498300589 | UTP28X30M | Cat6A,28AWG,UTP,PC,CM/LSZH,IW,30M,EA | Category 6A Performance, 28AWG, UTP Patch Cord, CM/LSZH, Off White, 30m. | PC | 1 | 10 | 1 | 1 | 115.64
07498300578 | UTP28X30MBL | Cat6A,28AWG,UTP,PC,CM/LSZH,BL,30M,EA | Category 6A Performance, 28AWG, UTP Patch Cord, CM/LSZH, Black, 30m. | PC | 1 | 10 | 1 | 1 | 115.64
07498303134 | UTP28X30MBU | Cat6A,28AWG,UTP,PC,CM/LSZH,BU,30M,EA | Category 6A Performance, 28AWG, UTP Patch Cord, CM/LSZH, Blue, 30m. | PC | 1 | 10 | 1 | 1 | 115.64
07498300579 | UTP28X30MGR | Cat6A,28AWG,UTP,PC,CM/LSZH,GR,30M,EA | Category 6A Performance, 28AWG, UTP Patch Cord, CM/LSZH, Green, 30m. | PC | 1 | 10 | 1 | 1 | 115.64
07498303832 | UTP28X30MGY | Cat6A,28AWG,UTP,PC,CM/LSZH,GY,30M,EA | Category 6A Performance, 28AWG, UTP Patch Cord, CM/LSZH, Gray, 30m. | PC | 1 | 10 | 1 | 1 | 115.64
07498300581 | UTP28X30MOR | Cat6A,28AWG,UTP,PC,CM/LSZH,OR,30M,EA | Category 6A Performance, 28AWG, UTP Patch Cord, CM/LSZH, Orange, 30m. | PC | 1 | 10 | 1 | 1 | 115.64
07498300584 | UTP28X30MRD | Cat6A,28AWG,UTP,PC,CM/LSZH,RD,30M,EA | Category 6A Performance, 28AWG, UTP Patch Cord, CM/LSZH, Red, 30m. | PC | 1 | 10 | 1 | 1 | 115.64
07498300585 | UTP28X30MVL | Cat6A,28AWG,UTP,PC,CM/LSZH,VL,30M,EA | Category 6A Performance, 28AWG, UTP Patch Cord, CM/LSZH, Violet, 30m. | PC | 1 | 10 | 1 | 1 | 115.64
07498300587 | UTP28X30MYL | Cat6A,28AWG,UTP,PC,CM/LSZH,YL,30M,EA | Category 6A Performance, 28AWG, UTP Patch Cord, CM/LSZH, Yellow, 30m. | PC | 1 | 10 | 1 | 1 | 115.64
07498346219 | UTP28X30OR | Cat6A,28AWG,UTP,PC,CM/LSZH,OR,30ft,EA | Category 6A Performance, 28AWG, UTP Patch Cord, CM/LSZH, Orange, 30ft. | PC | 1 | 10 | 1 | 1 | 46.82
61305617092 | UTP28X30PK | Cat 6A 28AWG UTP Patch Cord, CM/LSZH, Pi |  | PC | 1 | 10 | 1 | 1 | 46.82
07498346220 | UTP28X30RD | Cat6A,28AWG,UTP,PC,CM/LSZH,RD,30ft,EA | The TX6A-28™ Cat 6A UTP Patch Cord is constructed of 28 AWG, unshielded, twisted pair, solid, CM/LSZH cable with enhanced performance modular plugs. The use of 28 AWG cable ensures that this patch cord has a small diameter, making it easy to install and w | PC | 1 | 10 | 1 | 1 | 46.82
07498346224 | UTP28X30VL | Cat6A,28AWG,UTP,PC,CM/LSZH,VL,30ft,EA | Category 6A Performance, 28AWG, UTP Patch Cord, CM/LSZH, Violet, 30ft. | PC | 1 | 10 | 1 | 1 | 46.82
07498346225 | UTP28X30YL | Cat6A,28AWG,UTP,PC,CM/LSZH,YL,30ft,EA | The TX6A-28™ Cat 6A UTP Patch Cord is constructed of 28 AWG, unshielded, twisted pair, solid, CM/LSZH cable with enhanced performance modular plugs. The use of 28 AWG cable ensures that this patch cord has a small diameter, making it easy to install and w | PC | 1 | 10 | 1 | 1 | 46.82
07498310551 | UTP28X31 | Cat6A,28AWG,UTP,PC,CM/LSZH,IW,31ft,EA | Category 6A Performance, 28AWG, UTP Patch Cord, CM/LSZH, Off White, 31ft. | PC | 1 | 10 | 1 | 1 | 47.82
07498346226 | UTP28X31BL | Cat6A,28AWG,UTP,PC,CM/LSZH,BL,31ft,EA | Category 6A Performance, 28AWG, UTP Patch Cord, CM/LSZH, Black, 31ft. | PC | 1 | 10 | 1 | 1 | 47.82
07498346227 | UTP28X31BU | Cat6A,28AWG,UTP,PC,CM/LSZH,BU,31ft,EA | Category 6A Performance, 28AWG, UTP Patch Cord, CM/LSZH, Blue, 31ft. | PC | 1 | 10 | 1 | 1 | 47.82
07498346228 | UTP28X31GR | Cat6A,28AWG,UTP,PC,CM/LSZH,GR,31ft,EA | Category 6A Performance, 28AWG, UTP Patch Cord, CM/LSZH, Green, 31ft. | PC | 1 | 10 | 1 | 1 | 47.82
07498303040 | UTP28X31GY | Cat6A,28AWG,UTP,PC,CM/LSZH,GY,31ft,EA | Category 6A Performance, 28AWG, UTP Patch Cord, CM/LSZH, Gray, 31ft. | PC | 1 | 10 | 1 | 1 | 47.82
07498346232 | UTP28X31OR | Cat6A,28AWG,UTP,PC,CM/LSZH,OR,31ft,EA | Category 6A Performance, 28AWG, UTP Patch Cord, CM/LSZH, Orange, 31ft. | PC | 1 | 10 | 1 | 1 | 47.82
07498346233 | UTP28X31RD | Cat6A,28AWG,UTP,PC,CM/LSZH,RD,31ft,EA | Category 6A Performance, 28AWG, UTP Patch Cord, CM/LSZH, Red, 31ft. | PC | 1 | 10 | 1 | 1 | 47.82
07498346234 | UTP28X31VL | Cat6A,28AWG,UTP,PC,CM/LSZH,VL,31ft,EA | Category 6A Performance, 28AWG, UTP Patch Cord, CM/LSZH, Violet, 31ft. | PC | 1 | 10 | 1 | 1 | 47.82
07498346235 | UTP28X31YL | Cat6A,28AWG,UTP,PC,CM/LSZH,YL,31ft,EA | Category 6A Performance, 28AWG, UTP Patch Cord, CM/LSZH, Yellow, 31ft. | PC | 1 | 10 | 1 | 1 | 47.82
07498310570 | UTP28X32 | Cat6A,28AWG,UTP,PC,CM/LSZH,IW,32ft,EA | Category 6A Performance, 28AWG, UTP Patch Cord, CM/LSZH, Off White, 32ft. | PC | 1 | 10 | 1 | 1 | 48.84
07498346236 | UTP28X32BL | Cat6A,28AWG,UTP,PC,CM/LSZH,BL,32ft,EA | Category 6A Performance, 28AWG, UTP Patch Cord, CM/LSZH, Black, 32ft. | PC | 1 | 10 | 1 | 1 | 48.84
07498346240 | UTP28X32BU | Cat6A,28AWG,UTP,PC,CM/LSZH,BU,32ft,EA | Category 6A Performance, 28AWG, UTP Patch Cord, CM/LSZH, Blue, 32ft. | PC | 1 | 10 | 1 | 1 | 48.84
07498346241 | UTP28X32GR | Cat6A,28AWG,UTP,PC,CM/LSZH,GR,32ft,EA | Category 6A Performance, 28AWG, UTP Patch Cord, CM/LSZH, Green, 32ft. | PC | 1 | 10 | 1 | 1 | 48.84
07498303041 | UTP28X32GY | Cat6A,28AWG,UTP,PC,CM/LSZH,GY,32ft,EA | Category 6A Performance, 28AWG, UTP Patch Cord, CM/LSZH, Gray, 32ft. | PC | 1 | 10 | 1 | 1 | 48.84
07498346242 | UTP28X32OR | Cat6A,28AWG,UTP,PC,CM/LSZH,OR,32ft,EA | Category 6A Performance, 28AWG, UTP Patch Cord, CM/LSZH, Orange, 32ft. | PC | 1 | 10 | 1 | 1 | 48.84
07498346243 | UTP28X32RD | Cat6A,28AWG,UTP,PC,CM/LSZH,RD,32ft,EA | Category 6A Performance, 28AWG, UTP Patch Cord, CM/LSZH, Red, 32ft. | PC | 1 | 10 | 1 | 1 | 48.84
07498346244 | UTP28X32VL | Cat6A,28AWG,UTP,PC,CM/LSZH,VL,32ft,EA | Category 6A Performance, 28AWG, UTP Patch Cord, CM/LSZH, Violet, 32ft. | PC | 1 | 10 | 1 | 1 | 48.84
07498346264 | UTP28X32YL | Cat6A,28AWG,UTP,PC,CM/LSZH,YL,32ft,EA | Category 6A Performance, 28AWG, UTP Patch Cord, CM/LSZH, Yellow, 32ft. | PC | 1 | 10 | 1 | 1 | 48.84
07498310573 | UTP28X33 | Cat6A,28AWG,UTP,PC,CM/LSZH,IW,33ft,EA | Category 6A Performance, 28AWG, UTP Patch Cord, CM/LSZH, Off White, 33ft. | PC | 1 | 10 | 1 | 1 | 49.84
07498346265 | UTP28X33BL | Cat6A,28AWG,UTP,PC,CM/LSZH,BL,33ft,EA | Category 6A Performance, 28AWG, UTP Patch Cord, CM/LSZH, Black, 33ft. | PC | 1 | 10 | 1 | 1 | 49.84
07498346266 | UTP28X33BU | Cat6A,28AWG,UTP,PC,CM/LSZH,BU,33ft,EA | Category 6A Performance, 28AWG, UTP Patch Cord, CM/LSZH, Blue, 33ft. | PC | 1 | 10 | 1 | 1 | 49.84
07498348349 | UTP28X33GR | Cat6A,28AWG,UTP,PC,CM/LSZH,GR,33ft,EA | Category 6A Performance, 28AWG, UTP Patch Cord, CM/LSZH, Green, 33ft. | PC | 1 | 10 | 1 | 1 | 49.84
07498303042 | UTP28X33GY | Cat6A,28AWG,UTP,PC,CM/LSZH,GY,33ft,EA | Category 6A Performance, 28AWG, UTP Patch Cord, CM/LSZH, Gray, 33ft. | PC | 1 | 10 | 1 | 1 | 49.84
07498348350 | UTP28X33OR | Cat6A,28AWG,UTP,PC,CM/LSZH,OR,33ft,EA | Category 6A Performance, 28AWG, UTP Patch Cord, CM/LSZH, Orange, 33ft. | PC | 1 | 10 | 1 | 1 | 49.84
07498348963 | UTP28X33RD | Cat6A,28AWG,UTP,PC,CM/LSZH,RD,33ft,EA | Category 6A Performance, 28AWG, UTP Patch Cord, CM/LSZH, Red, 33ft. | PC | 1 | 10 | 1 | 1 | 49.84
07498349201 | UTP28X33VL | Cat6A,28AWG,UTP,PC,CM/LSZH,VL,33ft,EA | Category 6A Performance, 28AWG, UTP Patch Cord, CM/LSZH, Violet, 33ft. | PC | 1 | 10 | 1 | 1 | 49.84
07498349202 | UTP28X33YL | Cat6A,28AWG,UTP,PC,CM/LSZH,YL,33ft,EA | Category 6A Performance, 28AWG, UTP Patch Cord, CM/LSZH, Yellow, 33ft. | PC | 1 | 10 | 1 | 1 | 49.84
07498310574 | UTP28X34 | Cat6A,28AWG,UTP,PC,CM/LSZH,IW,34ft,EA | Category 6A Performance, 28AWG, UTP Patch Cord, CM/LSZH, Off White, 34ft. | PC | 1 | 10 | 1 | 1 | 50.84
07498349600 | UTP28X34BL | Cat6A,28AWG,UTP,PC,CM/LSZH,BL,34ft,EA | Category 6A Performance, 28AWG, UTP Patch Cord, CM/LSZH, Black, 34ft. | PC | 1 | 10 | 1 | 1 | 50.84
07498349620 | UTP28X34BU | Cat6A,28AWG,UTP,PC,CM/LSZH,BU,34ft,EA | Category 6A Performance, 28AWG, UTP Patch Cord, CM/LSZH, Blue, 34ft. | PC | 1 | 10 | 1 | 1 | 50.84
07498349621 | UTP28X34GR | Cat6A,28AWG,UTP,PC,CM/LSZH,GR,34ft,EA | Category 6A Performance, 28AWG, UTP Patch Cord, CM/LSZH, Green, 34ft. | PC | 1 | 10 | 1 | 1 | 50.84
07498303043 | UTP28X34GY | Cat6A,28AWG,UTP,PC,CM/LSZH,GY,34ft,EA | Category 6A Performance, 28AWG, UTP Patch Cord, CM/LSZH, Gray, 34ft. | PC | 1 | 10 | 1 | 1 | 50.84
07498349649 | UTP28X34OR | Cat6A,28AWG,UTP,PC,CM/LSZH,OR,34ft,EA | Category 6A Performance, 28AWG, UTP Patch Cord, CM/LSZH, Orange, 34ft. | PC | 1 | 10 | 1 | 1 | 50.84
07498349720 | UTP28X34RD | Cat6A,28AWG,UTP,PC,CM/LSZH,RD,34ft,EA | Category 6A Performance, 28AWG, UTP Patch Cord, CM/LSZH, Red, 34ft. | PC | 1 | 10 | 1 | 1 | 50.84
07498349721 | UTP28X34VL | Cat6A,28AWG,UTP,PC,CM/LSZH,VL,34ft,EA | Category 6A Performance, 28AWG, UTP Patch Cord, CM/LSZH, Violet, 34ft. | PC | 1 | 10 | 1 | 1 | 50.84
07498349722 | UTP28X34YL | Cat6A,28AWG,UTP,PC,CM/LSZH,YL,34ft,EA | Category 6A Performance, 28AWG, UTP Patch Cord, CM/LSZH, Yellow, 34ft. | PC | 1 | 10 | 1 | 1 | 50.84
07498311078 | UTP28X35 | Cat6A,28AWG,UTP,PC,CM/LSZH,IW,35ft,EA | Category 6A Performance, 28AWG, UTP Patch Cord, CM/LSZH, Off White, 35ft. | PC | 1 | 10 | 1 | 1 | 51.86
07498349723 | UTP28X35BL | Cat6A,28AWG,UTP,PC,CM/LSZH,BL,35ft,EA | Category 6A Performance, 28AWG, UTP Patch Cord, CM/LSZH, Black, 35ft. | PC | 1 | 10 | 1 | 1 | 51.86
07498350158 | UTP28X35BU | Cat6A,28AWG,UTP,PC,CM/LSZH,BU,35ft,EA | Category 6A Performance, 28AWG, UTP Patch Cord, CM/LSZH, Blue, 35ft. | PC | 1 | 10 | 1 | 1 | 51.86
07498350162 | UTP28X35GR | Cat6A,28AWG,UTP,PC,CM/LSZH,GR,35ft,EA | Category 6A Performance, 28AWG, UTP Patch Cord, CM/LSZH, Green, 35ft. | PC | 1 | 10 | 1 | 1 | 51.86
07498303054 | UTP28X35GY | Cat6A,28AWG,UTP,PC,CM/LSZH,GY,35ft,EA | Category 6A Performance, 28AWG, UTP Patch Cord, CM/LSZH, Gray, 35ft. | PC | 1 | 10 | 1 | 1 | 51.86
07498300601 | UTP28X35M | Cat6A,28AWG,UTP,PC,CM/LSZH,IW,35M,EA | Category 6A Performance, 28AWG, UTP Patch Cord, CM/LSZH, Off White, 35m. | PC | 1 | 10 | 1 | 1 | 132.16
07498300590 | UTP28X35MBL | Cat6A,28AWG,UTP,PC,CM/LSZH,BL,35M,EA | Category 6A Performance, 28AWG, UTP Patch Cord, CM/LSZH, Black, 35m. | PC | 1 | 10 | 1 | 1 | 132.16
07498303135 | UTP28X35MBU | Cat6A,28AWG,UTP,PC,CM/LSZH,BU,35M,EA | Category 6A Performance, 28AWG, UTP Patch Cord, CM/LSZH, Blue, 35m. | PC | 1 | 10 | 1 | 1 | 132.16
07498300591 | UTP28X35MGR | Cat6A,28AWG,UTP,PC,CM/LSZH,GR,35M,EA | Category 6A Performance, 28AWG, UTP Patch Cord, CM/LSZH, Green, 35m. | PC | 1 | 10 | 1 | 1 | 132.16
07498303833 | UTP28X35MGY | Cat6A,28AWG,UTP,PC,CM/LSZH,GY,35M,EA | Category 6A Performance, 28AWG, UTP Patch Cord, CM/LSZH, Gray, 35m. | PC | 1 | 10 | 1 | 1 | 132.16
07498300592 | UTP28X35MOR | Cat6A,28AWG,UTP,PC,CM/LSZH,OR,35M,EA | Category 6A Performance, 28AWG, UTP Patch Cord, CM/LSZH, Orange, 35m. | PC | 1 | 10 | 1 | 1 | 132.16
07498300597 | UTP28X35MRD | Cat6A,28AWG,UTP,PC,CM/LSZH,RD,35M,EA | Category 6A Performance, 28AWG, UTP Patch Cord, CM/LSZH, Red, 35m. | PC | 1 | 10 | 1 | 1 | 132.16
07498300598 | UTP28X35MVL | Cat6A,28AWG,UTP,PC,CM/LSZH,VL,35M,EA | Category 6A Performance, 28AWG, UTP Patch Cord, CM/LSZH, Violet, 35m. | PC | 1 | 10 | 1 | 1 | 132.16
07498300600 | UTP28X35MYL | Cat6A,28AWG,UTP,PC,CM/LSZH,YL,35M,EA | Category 6A Performance, 28AWG, UTP Patch Cord, CM/LSZH, Yellow, 35m. | PC | 1 | 10 | 1 | 1 | 132.16
07498350196 | UTP28X35OR | Cat6A,28AWG,UTP,PC,CM/LSZH,OR,35ft,EA | Category 6A Performance, 28AWG, UTP Patch Cord, CM/LSZH, Orange, 35ft. | PC | 1 | 10 | 1 | 1 | 51.86
07498350197 | UTP28X35RD | Cat6A,28AWG,UTP,PC,CM/LSZH,RD,35ft,EA | Category 6A Performance, 28AWG, UTP Patch Cord, CM/LSZH, Red, 35ft. | PC | 1 | 10 | 1 | 1 | 51.86
07498350208 | UTP28X35VL | Cat6A,28AWG,UTP,PC,CM/LSZH,VL,35ft,EA | Category 6A Performance, 28AWG, UTP Patch Cord, CM/LSZH, Violet, 35ft. | PC | 1 | 10 | 1 | 1 | 51.86
07498350220 | UTP28X35YL | Cat6A,28AWG,UTP,PC,CM/LSZH,YL,35ft,EA | Category 6A Performance, 28AWG, UTP Patch Cord, CM/LSZH, Yellow, 35ft. | PC | 1 | 10 | 1 | 1 | 51.86
07498311099 | UTP28X36 | Cat6A,28AWG,UTP,PC,CM/LSZH,IW,36ft,EA | Category 6A Performance, 28AWG, UTP Patch Cord, CM/LSZH, Off White, 36ft. | PC | 1 | 10 | 1 | 1 | 52.88
07498350247 | UTP28X36BL | Cat6A,28AWG,UTP,PC,CM/LSZH,BL,36ft,EA | Category 6A Performance, 28AWG, UTP Patch Cord, CM/LSZH, Black, 36ft. | PC | 1 | 10 | 1 | 1 | 52.88
07498350248 | UTP28X36BU | Cat6A,28AWG,UTP,PC,CM/LSZH,BU,36ft,EA | Category 6A Performance, 28AWG, UTP Patch Cord, CM/LSZH, Blue, 36ft. | PC | 1 | 10 | 1 | 1 | 52.88
07498352679 | UTP28X36GR | Cat6A,28AWG,UTP,PC,CM/LSZH,GR,36ft,EA | Category 6A Performance, 28AWG, UTP Patch Cord, CM/LSZH, Green, 36ft. | PC | 1 | 10 | 1 | 1 | 52.88
07498303059 | UTP28X36GY | Cat6A,28AWG,UTP,PC,CM/LSZH,GY,36ft,EA | Category 6A Performance, 28AWG, UTP Patch Cord, CM/LSZH, Gray, 36ft. | PC | 1 | 10 | 1 | 1 | 52.88
07498353419 | UTP28X36OR | Cat6A,28AWG,UTP,PC,CM/LSZH,OR,36ft,EA | Category 6A Performance, 28AWG, UTP Patch Cord, CM/LSZH, Orange, 36ft. | PC | 1 | 10 | 1 | 1 | 52.88
07498355874 | UTP28X36RD | Cat6A,28AWG,UTP,PC,CM/LSZH,RD,36ft,EA | Category 6A Performance, 28AWG, UTP Patch Cord, CM/LSZH, Red, 36ft. | PC | 1 | 10 | 1 | 1 | 52.88
07498356541 | UTP28X36VL | Cat6A,28AWG,UTP,PC,CM/LSZH,VL,36ft,EA | Category 6A Performance, 28AWG, UTP Patch Cord, CM/LSZH, Violet, 36ft. | PC | 1 | 10 | 1 | 1 | 52.88
07498356937 | UTP28X36YL | Cat6A,28AWG,UTP,PC,CM/LSZH,YL,36ft,EA | Category 6A Performance, 28AWG, UTP Patch Cord, CM/LSZH, Yellow, 36ft. | PC | 1 | 10 | 1 | 1 | 52.88
07498311100 | UTP28X37 | Cat6A,28AWG,UTP,PC,CM/LSZH,IW,37ft,EA | Category 6A Performance, 28AWG, UTP Patch Cord, CM/LSZH, Off White, 37ft. | PC | 1 | 10 | 1 | 1 | 53.86
07498357551 | UTP28X37BL | Cat6A,28AWG,UTP,PC,CM/LSZH,BL,37ft,EA | Category 6A Performance, 28AWG, UTP Patch Cord, CM/LSZH, Black, 37ft. | PC | 1 | 10 | 1 | 1 | 53.86
07498358758 | UTP28X37BU | Cat6A,28AWG,UTP,PC,CM/LSZH,BU,37ft,EA | Category 6A Performance, 28AWG, UTP Patch Cord, CM/LSZH, Blue, 37ft. | PC | 1 | 10 | 1 | 1 | 53.86
07498358761 | UTP28X37GR | Cat6A,28AWG,UTP,PC,CM/LSZH,GR,37ft,EA | Category 6A Performance, 28AWG, UTP Patch Cord, CM/LSZH, Green, 37ft. | PC | 1 | 10 | 1 | 1 | 53.86
07498303071 | UTP28X37GY | Cat6A,28AWG,UTP,PC,CM/LSZH,GY,37ft,EA | Category 6A Performance, 28AWG, UTP Patch Cord, CM/LSZH, Gray, 37ft. | PC | 1 | 10 | 1 | 1 | 53.86
07498358774 | UTP28X37OR | Cat6A,28AWG,UTP,PC,CM/LSZH,OR,37ft,EA | Category 6A Performance, 28AWG, UTP Patch Cord, CM/LSZH, Orange, 37ft. | PC | 1 | 10 | 1 | 1 | 53.86
07498361412 | UTP28X37RD | Cat6A,28AWG,UTP,PC,CM/LSZH,RD,37ft,EA | Category 6A Performance, 28AWG, UTP Patch Cord, CM/LSZH, Red, 37ft. | PC | 1 | 10 | 1 | 1 | 53.86
07498361651 | UTP28X37VL | Cat6A,28AWG,UTP,PC,CM/LSZH,VL,37ft,EA | Category 6A Performance, 28AWG, UTP Patch Cord, CM/LSZH, Violet, 37ft. | PC | 1 | 10 | 1 | 1 | 53.86
07498361575 | UTP28X37YL | Cat6A,28AWG,UTP,PC,CM/LSZH,YL,37ft,EA | Category 6A Performance, 28AWG, UTP Patch Cord, CM/LSZH, Yellow, 37ft. | PC | 1 | 10 | 1 | 1 | 53.86
07498311281 | UTP28X38 | Cat6A,28AWG,UTP,PC,CM/LSZH,IW,38ft,EA | Category 6A Performance, 28AWG, UTP Patch Cord, CM/LSZH, Off White, 38ft. | PC | 1 | 10 | 1 | 1 | 54.88
07498362734 | UTP28X38BL | Cat6A,28AWG,UTP,PC,CM/LSZH,BL,38ft,EA | Category 6A Performance, 28AWG, UTP Patch Cord, CM/LSZH, Black, 38ft. | PC | 1 | 10 | 1 | 1 | 54.88
07498362735 | UTP28X38BU | Cat6A,28AWG,UTP,PC,CM/LSZH,BU,38ft,EA | Category 6A Performance, 28AWG, UTP Patch Cord, CM/LSZH, Blue, 38ft. | PC | 1 | 10 | 1 | 1 | 54.88
07498363014 | UTP28X38GR | Cat6A,28AWG,UTP,PC,CM/LSZH,GR,38ft,EA | Category 6A Performance, 28AWG, UTP Patch Cord, CM/LSZH, Green, 38ft. | PC | 1 | 10 | 1 | 1 | 54.88
07498303102 | UTP28X38GY | Cat6A,28AWG,UTP,PC,CM/LSZH,GY,38ft,EA | Category 6A Performance, 28AWG, UTP Patch Cord, CM/LSZH, Gray, 38ft. | PC | 1 | 10 | 1 | 1 | 54.88
07498364164 | UTP28X38OR | Cat6A,28AWG,UTP,PC,CM/LSZH,OR,38ft,EA | Category 6A Performance, 28AWG, UTP Patch Cord, CM/LSZH, Orange, 38ft. | PC | 1 | 10 | 1 | 1 | 54.88
07498365586 | UTP28X38RD | Cat6A,28AWG,UTP,PC,CM/LSZH,RD,38ft,EA | Category 6A Performance, 28AWG, UTP Patch Cord, CM/LSZH, Red, 38ft. | PC | 1 | 10 | 1 | 1 | 54.88
07498365607 | UTP28X38VL | Cat6A,28AWG,UTP,PC,CM/LSZH,VL,38ft,EA | Category 6A Performance, 28AWG, UTP Patch Cord, CM/LSZH, Violet, 38ft. | PC | 1 | 10 | 1 | 1 | 54.88
07498368638 | UTP28X38YL | Cat6A,28AWG,UTP,PC,CM/LSZH,YL,38ft,EA | Category 6A Performance, 28AWG, UTP Patch Cord, CM/LSZH, Yellow, 38ft. | PC | 1 | 10 | 1 | 1 | 54.88
07498311554 | UTP28X39 | Cat6A,28AWG,UTP,PC,CM/LSZH,IW,39ft,EA | Category 6A Performance, 28AWG, UTP Patch Cord, CM/LSZH, Off White, 39ft. | PC | 1 | 10 | 1 | 1 | 55.86
07498368640 | UTP28X39BL | Cat6A,28AWG,UTP,PC,CM/LSZH,BL,39ft,EA | Category 6A Performance, 28AWG, UTP Patch Cord, CM/LSZH, Black, 39ft. | PC | 1 | 10 | 1 | 1 | 55.86
07498368641 | UTP28X39BU | Cat6A,28AWG,UTP,PC,CM/LSZH,BU,39ft,EA | Category 6A Performance, 28AWG, UTP Patch Cord, CM/LSZH, Blue, 39ft. | PC | 1 | 10 | 1 | 1 | 55.86
07498368718 | UTP28X39GR | Cat6A,28AWG,UTP,PC,CM/LSZH,GR,39ft,EA | Category 6A Performance, 28AWG, UTP Patch Cord, CM/LSZH, Green, 39ft. | PC | 1 | 10 | 1 | 1 | 55.86
07498303103 | UTP28X39GY | Cat6A,28AWG,UTP,PC,CM/LSZH,GY,39ft,EA | Category 6A Performance, 28AWG, UTP Patch Cord, CM/LSZH, Gray, 39ft. | PC | 1 | 10 | 1 | 1 | 55.86
07498371746 | UTP28X39OR | Cat6A,28AWG,UTP,PC,CM/LSZH,OR,39ft,EA | Category 6A Performance, 28AWG, UTP Patch Cord, CM/LSZH, Orange, 39ft. | PC | 1 | 10 | 1 | 1 | 55.86
07498372246 | UTP28X39RD | Cat6A,28AWG,UTP,PC,CM/LSZH,RD,39ft,EA | Category 6A Performance, 28AWG, UTP Patch Cord, CM/LSZH, Red, 39ft. | PC | 1 | 10 | 1 | 1 | 55.86
07498373229 | UTP28X39VL | Cat6A,28AWG,UTP,PC,CM/LSZH,VL,39ft,EA | Category 6A Performance, 28AWG, UTP Patch Cord, CM/LSZH, Violet, 39ft. | PC | 1 | 10 | 1 | 1 | 55.86
07498373230 | UTP28X39YL | Cat6A,28AWG,UTP,PC,CM/LSZH,YL,39ft,EA | Category 6A Performance, 28AWG, UTP Patch Cord, CM/LSZH, Yellow, 39ft. | PC | 1 | 10 | 1 | 1 | 55.86
07498399621 | UTP28X3BL | Cat6A,28AWG,UTP,PC,CM/LSZH,BL,3ft,EA | The TX6A-28™ Cat 6A UTP Patch Cord is constructed of 28 AWG, unshielded, twisted pair, solid, CM/LSZH cable with enhanced performance modular plugs. The use of 28 AWG cable ensures that this patch cord has a small diameter, making it easy to install and w | PC | 1 | 10 | 1 | 1 | 19.68
61305600939 | UTP28X3BL-Q | Category 6A Performance 28 AWG UTP Patch |  | PC | 1 | 25 | 25 | 1 | 19.68
07498399619 | UTP28X3BU | Cat6A,28AWG,UTP,PC,CM/LSZH,BU,3ft,EA | The TX6A-28™ Cat 6A UTP Patch Cord is constructed of 28 AWG, unshielded, twisted pair, solid, CM/LSZH cable with enhanced performance modular plugs. The use of 28 AWG cable ensures that this patch cord has a small diameter, making it easy to install and w | PC | 1 | 10 | 1 | 1 | 19.68
61305600949 | UTP28X3BU-Q | Category 6A Performance 28 AWG UTP Patch |  | PC | 1 | 25 | 25 | 1 | 19.68
07498399650 | UTP28X3GR | Cat6A,28AWG,UTP,PC,CM/LSZH,GR,3ft,EA | The TX6A-28™ Cat 6A UTP Patch Cord is constructed of 28 AWG, unshielded, twisted pair, solid, CM/LSZH cable with enhanced performance modular plugs. The use of 28 AWG cable ensures that this patch cord has a small diameter, making it easy to install and w | PC | 1 | 10 | 1 | 1 | 19.68
61305600950 | UTP28X3GR-Q | Category 6A Performance 28 AWG UTP Patch |  | PC | 1 | 25 | 25 | 1 | 19.68
07498302950 | UTP28X3GY | Cat6A,28AWG,UTP,PC,CM/LSZH,GY,3ft,EA | Category 6A Performance, 28AWG, UTP Patch Cord, CM/LSZH, Gray, 3ft. | PC | 1 | 10 | 1 | 1 | 19.68
61305600951 | UTP28X3GY-Q | Category 6A Performance 28 AWG UTP Patch |  | PC | 1 | 25 | 25 | 1 | 19.68
07498300662 | UTP28X3M | Cat6A,28AWG,UTP,PC,CM/LSZH,IW,3M,EA | The TX6A-28™ Cat 6A UTP Patch Cord is constructed of 28 AWG, unshielded, twisted pair, solid, CM/LSZH cable with enhanced performance modular plugs. The use of 28 AWG cable ensures that this patch cord has a small diameter, making it easy to install and w | PC | 1 | 10 | 1 | 1 | 26.52
61305601157 | UTP28X3M-Q | Category 6A Performance 28 AWG UTP Patch |  | PC | 1 | 25 | 25 | 1 | 26.52
07498300664 | UTP28X3MBL | Cat6A,28AWG,UTP,PC,CM/LSZH,BL,3M,EA | The TX6A-28™ Cat 6A UTP Patch Cord is constructed of 28 AWG, unshielded, twisted pair, solid, CM/LSZH cable with enhanced performance modular plugs. The use of 28 AWG cable ensures that this patch cord has a small diameter, making it easy to install and w | PC | 1 | 10 | 1 | 1 | 26.52
61305601156 | UTP28X3MBL-Q | Category 6A Performance 28 AWG UTP Patch |  | PC | 1 | 25 | 25 | 1 | 26.52
07498313250 | UTP28X3MBU | Cat6A,28AWG,UTP,PC,CM/LSZH,BU,3M,EA | The TX6A-28™ Cat 6A UTP Patch Cord is constructed of 28 AWG, unshielded, twisted pair, solid, CM/LSZH cable with enhanced performance modular plugs. The use of 28 AWG cable ensures that this patch cord has a small diameter, making it easy to install and w | PC | 1 | 10 | 1 | 1 | 26.52
61305601158 | UTP28X3MBU-Q | Category 6A Performance 28 AWG UTP Patch |  | PC | 1 | 25 | 25 | 1 | 26.52
07498300665 | UTP28X3MGR | Cat6A,28AWG,UTP,PC,CM/LSZH,GR,3M,EA | The TX6A-28™ Cat 6A UTP Patch Cord is constructed of 28 AWG, unshielded, twisted pair, solid, CM/LSZH cable with enhanced performance modular plugs. The use of 28 AWG cable ensures that this patch cord has a small diameter, making it easy to install and w | PC | 1 | 10 | 1 | 1 | 26.52
61305601159 | UTP28X3MGR-Q | Category 6A Performance 28 AWG UTP Patch |  | PC | 1 | 25 | 25 | 1 | 26.52
07498303799 | UTP28X3MGY | Cat6A,28AWG,UTP,PC,CM/LSZH,GY,3M,EA | Category 6A Performance, 28AWG, UTP Patch Cord, CM/LSZH, Gray, 3m. | PC | 1 | 10 | 1 | 1 | 26.52
61305601160 | UTP28X3MGY-Q | Category 6A Performance 28 AWG UTP Patch |  | PC | 1 | 25 | 25 | 1 | 26.52
07498300667 | UTP28X3MOR | Cat6A,28AWG,UTP,PC,CM/LSZH,OR,3M,EA | Category 6A Performance, 28AWG, UTP Patch Cord, CM/LSZH, Orange, 3m. | PC | 1 | 10 | 1 | 1 | 26.52
61305601161 | UTP28X3MOR-Q | Category 6A Performance 28 AWG UTP Patch |  | PC | 1 | 25 | 25 | 1 | 26.52
61305656828 | UTP28X3MPK | Cat 6A 28AWG UTP Patch Cord, CM/LSZH, Pi |  | PC | 1 | 10 | 1 | 1 | 26.52
07498300668 | UTP28X3MRD | Cat6A,28AWG,UTP,PC,CM/LSZH,RD,3M,EA | The TX6A-28™ Cat 6A UTP Patch Cord is constructed of 28 AWG, unshielded, twisted pair, solid, CM/LSZH cable with enhanced performance modular plugs. The use of 28 AWG cable ensures that this patch cord has a small diameter, making it easy to install and w | PC | 1 | 10 | 1 | 1 | 26.52
61305601162 | UTP28X3MRD-Q | Category 6A Performance 28 AWG UTP Patch |  | PC | 1 | 25 | 25 | 1 | 26.52
07498300669 | UTP28X3MVL | Cat6A,28AWG,UTP,PC,CM/LSZH,VL,3M,EA | Category 6A Performance, 28AWG, UTP Patch Cord, CM/LSZH, Violet, 3m. | PC | 1 | 10 | 1 | 1 | 26.52
61305601163 | UTP28X3MVL-Q | Category 6A Performance 28 AWG UTP Patch |  | PC | 1 | 25 | 25 | 1 | 26.52
07498300670 | UTP28X3MYL | Cat6A,28AWG,UTP,PC,CM/LSZH,YL,3M,EA | The TX6A-28™ Cat 6A UTP Patch Cord is constructed of 28 AWG, unshielded, twisted pair, solid, CM/LSZH cable with enhanced performance modular plugs. The use of 28 AWG cable ensures that this patch cord has a small diameter, making it easy to install and w | PC | 1 | 10 | 1 | 1 | 26.52
61305601164 | UTP28X3MYL-Q | Category 6A Performance 28 AWG UTP Patch |  | PC | 1 | 25 | 25 | 1 | 26.52
07498399653 | UTP28X3OR | Cat6A,28AWG,UTP,PC,CM/LSZH,OR,3ft,EA | Category 6A Performance, 28AWG, UTP Patch Cord, CM/LSZH, Orange, 3ft. | PC | 1 | 10 | 1 | 1 | 19.68
61305601219 | UTP28X3OR-Q | Category 6A Performance 28 AWG UTP Patch |  | PC | 1 | 25 | 25 | 1 | 19.68
61305617066 | UTP28X3PK | Cat 6A 28AWG UTP Patch Cord, CM/LSZH, Pi |  | PC | 1 | 10 | 1 | 1 | 19.68
07498399656 | UTP28X3RD | Cat6A,28AWG,UTP,PC,CM/LSZH,RD,3ft,EA | The TX6A-28™ Cat 6A UTP Patch Cord is constructed of 28 AWG, unshielded, twisted pair, solid, CM/LSZH cable with enhanced performance modular plugs. The use of 28 AWG cable ensures that this patch cord has a small diameter, making it easy to install and w | PC | 1 | 10 | 1 | 1 | 19.68
61305600952 | UTP28X3RD-Q | Category 6A Performance 28 AWG UTP Patch |  | PC | 1 | 25 | 25 | 1 | 19.68
07498399632 | UTP28X3VL | Cat6A,28AWG,UTP,PC,CM/LSZH,VL,3ft,EA | Category 6A Performance, 28AWG, UTP Patch Cord, CM/LSZH, Violet, 3ft. | PC | 1 | 10 | 1 | 1 | 19.68
61305600954 | UTP28X3VL-Q | Category 6A Performance 28 AWG UTP Patch |  | PC | 1 | 25 | 25 | 1 | 19.68
07498399628 | UTP28X3YL | Cat6A,28AWG,UTP,PC,CM/LSZH,YL,3ft,EA | The TX6A-28™ Cat 6A UTP Patch Cord is constructed of 28 AWG, unshielded, twisted pair, solid, CM/LSZH cable with enhanced performance modular plugs. The use of 28 AWG cable ensures that this patch cord has a small diameter, making it easy to install and w | PC | 1 | 10 | 1 | 1 | 19.68
61305600953 | UTP28X3YL-Q | Category 6A Performance 28 AWG UTP Patch |  | PC | 1 | 25 | 25 | 1 | 19.68
07498399953 | UTP28X4 | Cat6A,28AWG,UTP,PC,CM/LSZH,IW,4ft,EA | The TX6A-28™ Cat 6A UTP Patch Cord is constructed of 28 AWG, unshielded, twisted pair, solid, CM/LSZH cable with enhanced performance modular plugs. The use of 28 AWG cable ensures that this patch cord has a small diameter, making it easy to install and w | PC | 1 | 10 | 1 | 1 | 20.66
61305600956 | UTP28X4-Q | Category 6A Performance 28 AWG UTP Patch |  | PC | 1 | 25 | 25 | 1 | 20.66
07498301776 | UTP28X4.5M | Cat6A,28AWG,UTP,PC,CM/LSZH,IW,4.5M,EA | Category 6A Performance, 28AWG, UTP Patch Cord, CM/LSZH, Off White, 4.5m. | PC | 1 | 10 | 1 | 1 | 31.48
61305601184 | UTP28X4.5M-Q | Category 6A Performance 28 AWG UTP Patch |  | PC | 1 | 25 | 25 | 1 | 31.48
07498301990 | UTP28X4.5MBL | Cat6A,28AWG,UTP,PC,CM/LSZH,BL,4.5M,EA | Category 6A Performance, 28AWG, UTP Patch Cord, CM/LSZH, Black, 4.5m. | PC | 1 | 10 | 1 | 1 | 31.48
61305601183 | UTP28X4.5MBL-Q | Category 6A Performance 28 AWG UTP Patch |  | PC | 1 | 25 | 25 | 1 | 31.48
07498301991 | UTP28X4.5MBU | Cat6A,28AWG,UTP,PC,CM/LSZH,BU,4.5M,EA | Category 6A Performance, 28AWG, UTP Patch Cord, CM/LSZH, Blue, 4.5m. | PC | 1 | 10 | 1 | 1 | 31.48
61305601185 | UTP28X4.5MBU-Q | Category 6A Performance 28 AWG UTP Patch |  | PC | 1 | 25 | 25 | 1 | 31.48
07498302005 | UTP28X4.5MGR | Cat6A,28AWG,UTP,PC,CM/LSZH,GR,4.5M,EA | Category 6A Performance, 28AWG, UTP Patch Cord, CM/LSZH, Green, 4.5m. | PC | 1 | 10 | 1 | 1 | 31.48
61305601186 | UTP28X4.5MGR-Q | Category 6A Performance 28 AWG UTP Patch |  | PC | 1 | 25 | 25 | 1 | 31.48
07498303809 | UTP28X4.5MGY | Cat6A,28AWG,UTP,PC,CM/LSZH,GY,4.5M,EA | Category 6A Performance, 28AWG, UTP Patch Cord, CM/LSZH, Gray, 4.5m. | PC | 1 | 10 | 1 | 1 | 31.48
61305601187 | UTP28X4.5MGY-Q | Category 6A Performance 28 AWG UTP Patch |  | PC | 1 | 25 | 25 | 1 | 31.48
07498302009 | UTP28X4.5MOR | Cat6A,28AWG,UTP,PC,CM/LSZH,OR,4.5M,EA | Category 6A Performance, 28AWG, UTP Patch Cord, CM/LSZH, Orange, 4.5m. | PC | 1 | 10 | 1 | 1 | 31.48
61305601188 | UTP28X4.5MOR-Q | Category 6A Performance 28 AWG UTP Patch |  | PC | 1 | 25 | 25 | 1 | 31.48
61305656856 | UTP28X4.5MPK | Cat 6A 28AWG UTP Patch Cord, CM/LSZH, Pi |  | PC | 1 | 10 | 1 | 1 | 31.48
07498302010 | UTP28X4.5MRD | Cat6A,28AWG,UTP,PC,CM/LSZH,RD,4.5M,EA | Category 6A Performance, 28AWG, UTP Patch Cord, CM/LSZH, Red, 4.5m. | PC | 1 | 10 | 1 | 1 | 31.48
61305601189 | UTP28X4.5MRD-Q | Category 6A Performance 28 AWG UTP Patch |  | PC | 1 | 25 | 25 | 1 | 31.48
07498302011 | UTP28X4.5MVL | Cat6A,28AWG,UTP,PC,CM/LSZH,VL,4.5M,EA | Category 6A Performance, 28AWG, UTP Patch Cord, CM/LSZH, Violet, 4.5m. | PC | 1 | 10 | 1 | 1 | 31.48
61305601190 | UTP28X4.5MVL-Q | Category 6A Performance 28 AWG UTP Patch |  | PC | 1 | 25 | 25 | 1 | 31.48
07498302012 | UTP28X4.5MYL | Cat6A,28AWG,UTP,PC,CM/LSZH,YL,4.5M,EA | Category 6A Performance, 28AWG, UTP Patch Cord, CM/LSZH, Yellow, 4.5m. | PC | 1 | 10 | 1 | 1 | 31.48
61305601191 | UTP28X4.5MYL-Q | Category 6A Performance 28 AWG UTP Patch |  | PC | 1 | 25 | 25 | 1 | 31.48
07498311555 | UTP28X40 | Cat6A,28AWG,UTP,PC,CM/LSZH,IW,40ft,EA | Category 6A Performance, 28AWG, UTP Patch Cord, CM/LSZH, Off White, 40ft. | PC | 1 | 10 | 1 | 1 | 56.88
07498373529 | UTP28X40BL | Cat6A,28AWG,UTP,PC,CM/LSZH,BL,40ft,EA | Category 6A Performance, 28AWG, UTP Patch Cord, CM/LSZH, Black, 40ft. | PC | 1 | 10 | 1 | 1 | 56.88
07498375605 | UTP28X40BU | Cat6A,28AWG,UTP,PC,CM/LSZH,BU,40ft,EA | Category 6A Performance, 28AWG, UTP Patch Cord, CM/LSZH, Blue, 40ft. | PC | 1 | 10 | 1 | 1 | 56.88
07498375719 | UTP28X40GR | Cat6A,28AWG,UTP,PC,CM/LSZH,GR,40ft,EA | Category 6A Performance, 28AWG, UTP Patch Cord, CM/LSZH, Green, 40ft. | PC | 1 | 10 | 1 | 1 | 56.88
07498303104 | UTP28X40GY | Cat6A,28AWG,UTP,PC,CM/LSZH,GY,40ft,EA | Category 6A Performance, 28AWG, UTP Patch Cord, CM/LSZH, Gray, 40ft. | PC | 1 | 10 | 1 | 1 | 56.88
07498300609 | UTP28X40M | Cat6A,28AWG,UTP,PC,CM/LSZH,IW,40M,EA | Category 6A Performance, 28AWG, UTP Patch Cord, CM/LSZH, Off White, 40m. | PC | 1 | 10 | 1 | 1 | 148.66
07498300602 | UTP28X40MBL | Cat6A,28AWG,UTP,PC,CM/LSZH,BL,40M,EA | Category 6A Performance, 28AWG, UTP Patch Cord, CM/LSZH, Black, 40m. | PC | 1 | 10 | 1 | 1 | 148.66
07498303136 | UTP28X40MBU | Cat6A,28AWG,UTP,PC,CM/LSZH,BU,40M,EA | Category 6A Performance, 28AWG, UTP Patch Cord, CM/LSZH, Blue, 40m. | PC | 1 | 10 | 1 | 1 | 148.66
07498300604 | UTP28X40MGR | Cat6A,28AWG,UTP,PC,CM/LSZH,GR,40M,EA | Category 6A Performance, 28AWG, UTP Patch Cord, CM/LSZH, Green, 40m. | PC | 1 | 10 | 1 | 1 | 148.66
07498303834 | UTP28X40MGY | Cat6A,28AWG,UTP,PC,CM/LSZH,GY,40M,EA | Category 6A Performance, 28AWG, UTP Patch Cord, CM/LSZH, Gray, 40m. | PC | 1 | 10 | 1 | 1 | 148.66
07498300605 | UTP28X40MOR | Cat6A,28AWG,UTP,PC,CM/LSZH,OR,40M,EA | Category 6A Performance, 28AWG, UTP Patch Cord, CM/LSZH, Red, 40m, Orange. | PC | 1 | 10 | 1 | 1 | 148.66
07498300606 | UTP28X40MRD | Cat6A,28AWG,UTP,PC,CM/LSZH,RD,40M,EA | Category 6A Performance, 28AWG, UTP Patch Cord, CM/LSZH, Red, 40m, Red. | PC | 1 | 10 | 1 | 1 | 148.66
07498300607 | UTP28X40MVL | Cat6A,28AWG,UTP,PC,CM/LSZH,VL,40M,EA | Category 6A Performance, 28AWG, UTP Patch Cord, CM/LSZH, Violet, 40m. | PC | 1 | 10 | 1 | 1 | 148.66
07498300608 | UTP28X40MYL | Cat6A,28AWG,UTP,PC,CM/LSZH,YL,40M,EA | Category 6A Performance, 28AWG, UTP Patch Cord, CM/LSZH, Yellow, 40m. | PC | 1 | 10 | 1 | 1 | 148.66
07498376237 | UTP28X40OR | Cat6A,28AWG,UTP,PC,CM/LSZH,OR,40ft,EA | Category 6A Performance, 28AWG, UTP Patch Cord, CM/LSZH, Orange, 40ft. | PC | 1 | 10 | 1 | 1 | 56.88
07498376709 | UTP28X40RD | Cat6A,28AWG,UTP,PC,CM/LSZH,RD,40ft,EA | Category 6A Performance, 28AWG, UTP Patch Cord, CM/LSZH, Red, 40ft. | PC | 1 | 10 | 1 | 1 | 56.88
07498377049 | UTP28X40VL | Cat6A,28AWG,UTP,PC,CM/LSZH,VL,40ft,EA | Category 6A Performance, 28AWG, UTP Patch Cord, CM/LSZH, Violet, 40ft. | PC | 1 | 10 | 1 | 1 | 56.88
07498377380 | UTP28X40YL | Cat6A,28AWG,UTP,PC,CM/LSZH,YL,40ft,EA | Category 6A Performance, 28AWG, UTP Patch Cord, CM/LSZH, Yellow, 40ft. | PC | 1 | 10 | 1 | 1 | 56.88
07498312068 | UTP28X41 | Cat6A,28AWG,UTP,PC,CM/LSZH,IW,41ft,EA | Category 6A Performance, 28AWG, UTP Patch Cord, CM/LSZH, Off White, 41ft. | PC | 1 | 10 | 1 | 1 | 57.88
07498377745 | UTP28X41BL | Cat6A,28AWG,UTP,PC,CM/LSZH,BL,41ft,EA | Category 6A Performance, 28AWG, UTP Patch Cord, CM/LSZH, Black, 41ft. | PC | 1 | 10 | 1 | 1 | 57.88
07498377981 | UTP28X41BU | Cat6A,28AWG,UTP,PC,CM/LSZH,BU,41ft,EA | Category 6A Performance, 28AWG, UTP Patch Cord, CM/LSZH, Blue, 41ft. | PC | 1 | 10 | 1 | 1 | 57.88
07498378067 | UTP28X41GR | Cat6A,28AWG,UTP,PC,CM/LSZH,GR,41ft,EA | Category 6A Performance, 28AWG, UTP Patch Cord, CM/LSZH, Green, 41ft. | PC | 1 | 10 | 1 | 1 | 57.88
07498303105 | UTP28X41GY | Cat6A,28AWG,UTP,PC,CM/LSZH,GY,41ft,EA | Category 6A Performance, 28AWG, UTP Patch Cord, CM/LSZH, Gray, 41ft. | PC | 1 | 10 | 1 | 1 | 57.88
07498378123 | UTP28X41OR | Cat6A,28AWG,UTP,PC,CM/LSZH,OR,41ft,EA | Category 6A Performance, 28AWG, UTP Patch Cord, CM/LSZH, Orange, 41ft. | PC | 1 | 10 | 1 | 1 | 57.88
07498379043 | UTP28X41RD | Cat6A,28AWG,UTP,PC,CM/LSZH,RD,41ft,EA | Category 6A Performance, 28AWG, UTP Patch Cord, CM/LSZH, Red, 41ft. | PC | 1 | 10 | 1 | 1 | 57.88
07498379045 | UTP28X41VL | Cat6A,28AWG,UTP,PC,CM/LSZH,VL,41ft,EA | Category 6A Performance, 28AWG, UTP Patch Cord, CM/LSZH, Violet, 41ft. | PC | 1 | 10 | 1 | 1 | 57.88
07498379044 | UTP28X41YL | Cat6A,28AWG,UTP,PC,CM/LSZH,YL,41ft,EA | Category 6A Performance, 28AWG, UTP Patch Cord, CM/LSZH, Yellow, 41ft. | PC | 1 | 10 | 1 | 1 | 57.88
07498312443 | UTP28X42 | Cat6A,28AWG,UTP,PC,CM/LSZH,IW,42ft,EA | Category 6A Performance, 28AWG, UTP Patch Cord, CM/LSZH, Off White, 42ft. | PC | 1 | 10 | 1 | 1 | 58.88
07498379047 | UTP28X42BL | Cat6A,28AWG,UTP,PC,CM/LSZH,BL,42ft,EA | Category 6A Performance, 28AWG, UTP Patch Cord, CM/LSZH, Black, 42ft. | PC | 1 | 10 | 1 | 1 | 58.88
07498379714 | UTP28X42BU | Cat6A,28AWG,UTP,PC,CM/LSZH,BU,42ft,EA | Category 6A Performance, 28AWG, UTP Patch Cord, CM/LSZH, Blue, 42ft. | PC | 1 | 10 | 1 | 1 | 58.88
07498379865 | UTP28X42GR | Cat6A,28AWG,UTP,PC,CM/LSZH,GR,42ft,EA | Category 6A Performance, 28AWG, UTP Patch Cord, CM/LSZH, Green, 42ft. | PC | 1 | 10 | 1 | 1 | 58.88
07498303106 | UTP28X42GY | Cat6A,28AWG,UTP,PC,CM/LSZH,GY,42ft,EA | Category 6A Performance, 28AWG, UTP Patch Cord, CM/LSZH, Gray, 42ft. | PC | 1 | 10 | 1 | 1 | 58.88
07498383039 | UTP28X42OR | Cat6A,28AWG,UTP,PC,CM/LSZH,OR,42ft,EA | Category 6A Performance, 28AWG, UTP Patch Cord, CM/LSZH, Orange, 42ft. | PC | 1 | 10 | 1 | 1 | 58.88
07498383211 | UTP28X42RD | Cat6A,28AWG,UTP,PC,CM/LSZH,RD,42ft,EA | Category 6A Performance, 28AWG, UTP Patch Cord, CM/LSZH, Red, 42ft. | PC | 1 | 10 | 1 | 1 | 58.88
07498383412 | UTP28X42VL | Cat6A,28AWG,UTP,PC,CM/LSZH,VL,42ft,EA | Category 6A Performance, 28AWG, UTP Patch Cord, CM/LSZH, Violet, 42ft. | PC | 1 | 10 | 1 | 1 | 58.88
07498383213 | UTP28X42YL | Cat6A,28AWG,UTP,PC,CM/LSZH,YL,42ft,EA | Category 6A Performance, 28AWG, UTP Patch Cord, CM/LSZH, Yellow, 42ft. | PC | 1 | 10 | 1 | 1 | 58.88
07498312653 | UTP28X43 | Cat6A,28AWG,UTP,PC,CM/LSZH,IW,43ft,EA | Category 6A Performance, 28AWG, UTP Patch Cord, CM/LSZH, Off White, 43ft. | PC | 1 | 10 | 1 | 1 | 59.9
07498383417 | UTP28X43BL | Cat6A,28AWG,UTP,PC,CM/LSZH,BL,43ft,EA | Category 6A Performance, 28AWG, UTP Patch Cord, CM/LSZH, Black, 43ft. | PC | 1 | 10 | 1 | 1 | 59.9
07498383665 | UTP28X43BU | Cat6A,28AWG,UTP,PC,CM/LSZH,BU,43ft,EA | Category 6A Performance, 28AWG, UTP Patch Cord, CM/LSZH, Blue, 43ft. | PC | 1 | 10 | 1 | 1 | 59.9
07498383828 | UTP28X43GR | Cat6A,28AWG,UTP,PC,CM/LSZH,GR,43ft,EA | Category 6A Performance, 28AWG, UTP Patch Cord, CM/LSZH, Green, 43ft. | PC | 1 | 10 | 1 | 1 | 59.9
07498303107 | UTP28X43GY | Cat6A,28AWG,UTP,PC,CM/LSZH,GY,43ft,EA | Category 6A Performance, 28AWG, UTP Patch Cord, CM/LSZH, Gray, 43ft. | PC | 1 | 10 | 1 | 1 | 59.9
07498383829 | UTP28X43OR | Cat6A,28AWG,UTP,PC,CM/LSZH,OR,43ft,EA | Category 6A Performance, 28AWG, UTP Patch Cord, CM/LSZH, Orange, 43ft. | PC | 1 | 10 | 1 | 1 | 59.9
07498383830 | UTP28X43RD | Cat6A,28AWG,UTP,PC,CM/LSZH,RD,43ft,EA | Category 6A Performance, 28AWG, UTP Patch Cord, CM/LSZH, Red, 43ft. | PC | 1 | 10 | 1 | 1 | 59.9
07498383831 | UTP28X43VL | Cat6A,28AWG,UTP,PC,CM/LSZH,VL,43ft,EA | Category 6A Performance, 28AWG, UTP Patch Cord, CM/LSZH, Violet, 43ft. | PC | 1 | 10 | 1 | 1 | 59.9
07498383913 | UTP28X43YL | Cat6A,28AWG,UTP,PC,CM/LSZH,YL,43ft,EA | Category 6A Performance, 28AWG, UTP Patch Cord, CM/LSZH, Yellow, 43ft. | PC | 1 | 10 | 1 | 1 | 59.9
07498312744 | UTP28X44 | Cat6A,28AWG,UTP,PC,CM/LSZH,IW,44ft,EA | Category 6A Performance, 28AWG, UTP Patch Cord, CM/LSZH, Off White, 44ft. | PC | 1 | 10 | 1 | 1 | 60.88
07498383918 | UTP28X44BL | Cat6A,28AWG,UTP,PC,CM/LSZH,BL,44ft,EA | Category 6A Performance, 28AWG, UTP Patch Cord, CM/LSZH, Black, 44ft. | PC | 1 | 10 | 1 | 1 | 60.88
07498384803 | UTP28X44BU | Cat6A,28AWG,UTP,PC,CM/LSZH,BU,44ft,EA | Category 6A Performance, 28AWG, UTP Patch Cord, CM/LSZH, Blue, 44ft. | PC | 1 | 10 | 1 | 1 | 60.88
07498384804 | UTP28X44GR | Cat6A,28AWG,UTP,PC,CM/LSZH,GR,44ft,EA | Category 6A Performance, 28AWG, UTP Patch Cord, CM/LSZH, Green, 44ft. | PC | 1 | 10 | 1 | 1 | 60.88
07498303108 | UTP28X44GY | Cat6A,28AWG,UTP,PC,CM/LSZH,GY,44ft,EA | Category 6A Performance, 28AWG, UTP Patch Cord, CM/LSZH, Gray, 44ft. | PC | 1 | 10 | 1 | 1 | 60.88
07498384805 | UTP28X44OR | Cat6A,28AWG,UTP,PC,CM/LSZH,OR,44ft,EA | Category 6A Performance, 28AWG, UTP Patch Cord, CM/LSZH, Orange, 44ft. | PC | 1 | 10 | 1 | 1 | 60.88
07498384806 | UTP28X44RD | Cat6A,28AWG,UTP,PC,CM/LSZH,RD,44ft,EA | Category 6A Performance, 28AWG, UTP Patch Cord, CM/LSZH, Red, 44ft. | PC | 1 | 10 | 1 | 1 | 60.88
07498384807 | UTP28X44VL | Cat6A,28AWG,UTP,PC,CM/LSZH,VL,44ft,EA | Category 6A Performance, 28AWG, UTP Patch Cord, CM/LSZH, Violet, 44ft. | PC | 1 | 10 | 1 | 1 | 60.88
07498384808 | UTP28X44YL | Cat6A,28AWG,UTP,PC,CM/LSZH,YL,44ft,EA | Category 6A Performance, 28AWG, UTP Patch Cord, CM/LSZH, Yellow, 44ft. | PC | 1 | 10 | 1 | 1 | 60.88
07498314837 | UTP28X45 | Cat6A,28AWG,UTP,PC,CM/LSZH,IW,45ft,EA | Category 6A Performance, 28AWG, UTP Patch Cord, CM/LSZH, Off White, 45ft. | PC | 1 | 10 | 1 | 1 | 61.92
07498384809 | UTP28X45BL | Cat6A,28AWG,UTP,PC,CM/LSZH,BL,45ft,EA | Category 6A Performance, 28AWG, UTP Patch Cord, CM/LSZH, Black, 45ft. | PC | 1 | 10 | 1 | 1 | 61.92
07498384810 | UTP28X45BU | Cat6A,28AWG,UTP,PC,CM/LSZH,BU,45ft,EA | Category 6A Performance, 28AWG, UTP Patch Cord, CM/LSZH, Blue, 45ft. | PC | 1 | 10 | 1 | 1 | 61.92
07498384811 | UTP28X45GR | Cat6A,28AWG,UTP,PC,CM/LSZH,GR,45ft,EA | Category 6A Performance, 28AWG, UTP Patch Cord, CM/LSZH, Green, 45ft. | PC | 1 | 10 | 1 | 1 | 61.92
07498303109 | UTP28X45GY | Cat6A,28AWG,UTP,PC,CM/LSZH,GY,45ft,EA | Category 6A Performance, 28AWG, UTP Patch Cord, CM/LSZH, Gray, 45ft. | PC | 1 | 10 | 1 | 1 | 61.92
07498384812 | UTP28X45OR | Cat6A,28AWG,UTP,PC,CM/LSZH,OR,45ft,EA | Category 6A Performance, 28AWG, UTP Patch Cord, CM/LSZH, Orange, 45ft. | PC | 1 | 10 | 1 | 1 | 61.92
07498384813 | UTP28X45RD | Cat6A,28AWG,UTP,PC,CM/LSZH,RD,45ft,EA | Category 6A Performance, 28AWG, UTP Patch Cord, CM/LSZH, Red, 45ft. | PC | 1 | 10 | 1 | 1 | 61.92
07498384815 | UTP28X45VL | Cat6A,28AWG,UTP,PC,CM/LSZH,VL,45ft,EA | Category 6A Performance, 28AWG, UTP Patch Cord, CM/LSZH, Violet, 45ft. | PC | 1 | 10 | 1 | 1 | 61.92
07498384816 | UTP28X45YL | Cat6A,28AWG,UTP,PC,CM/LSZH,YL,45ft,EA | Category 6A Performance, 28AWG, UTP Patch Cord, CM/LSZH, Yellow, 45ft. | PC | 1 | 10 | 1 | 1 | 61.92
07498314838 | UTP28X46 | Cat6A,28AWG,UTP,PC,CM/LSZH,IW,46ft,EA | Category 6A Performance, 28AWG, UTP Patch Cord, CM/LSZH, Off White, 46ft. | PC | 1 | 10 | 1 | 1 | 62.92
07498384817 | UTP28X46BL | Cat6A,28AWG,UTP,PC,CM/LSZH,BL,46ft,EA | Category 6A Performance, 28AWG, UTP Patch Cord, CM/LSZH, Black, 46ft. | PC | 1 | 10 | 1 | 1 | 62.92
07498384818 | UTP28X46BU | Cat6A,28AWG,UTP,PC,CM/LSZH,BU,46ft,EA | Category 6A Performance, 28AWG, UTP Patch Cord, CM/LSZH, Blue, 46ft. | PC | 1 | 10 | 1 | 1 | 62.92
07498384819 | UTP28X46GR | Cat6A,28AWG,UTP,PC,CM/LSZH,GR,46ft,EA | Category 6A Performance, 28AWG, UTP Patch Cord, CM/LSZH, Green, 46ft. | PC | 1 | 10 | 1 | 1 | 62.92
07498303110 | UTP28X46GY | Cat6A,28AWG,UTP,PC,CM/LSZH,GY,46ft,EA | Category 6A Performance, 28AWG, UTP Patch Cord, CM/LSZH, Gray, 46ft. | PC | 1 | 10 | 1 | 1 | 62.92
07498384820 | UTP28X46OR | Cat6A,28AWG,UTP,PC,CM/LSZH,OR,46ft,EA | Category 6A Performance, 28AWG, UTP Patch Cord, CM/LSZH, Orange, 46ft. | PC | 1 | 10 | 1 | 1 | 62.92
07498384821 | UTP28X46RD | Cat6A,28AWG,UTP,PC,CM/LSZH,RD,46ft,EA | Category 6A Performance, 28AWG, UTP Patch Cord, CM/LSZH, Red, 46ft. | PC | 1 | 10 | 1 | 1 | 62.92
07498384823 | UTP28X46VL | Cat6A,28AWG,UTP,PC,CM/LSZH,VL,46ft,EA | Category 6A Performance, 28AWG, UTP Patch Cord, CM/LSZH, Violet, 46ft. | PC | 1 | 10 | 1 | 1 | 62.92
07498384822 | UTP28X46YL | Cat6A,28AWG,UTP,PC,CM/LSZH,YL,46ft,EA | Category 6A Performance, 28AWG, UTP Patch Cord, CM/LSZH, Yellow, 46ft. | PC | 1 | 10 | 1 | 1 | 62.92
07498316672 | UTP28X47 | Cat6A,28AWG,UTP,PC,CM/LSZH,IW,47ft,EA | Category 6A Performance, 28AWG, UTP Patch Cord, CM/LSZH, Off White, 47ft. | PC | 1 | 10 | 1 | 1 | 63.94
07498302873 | UTP28X47BL | Cat6A,28AWG,UTP,PC,CM/LSZH,BL,47ft,EA | Category 6A Performance, 28AWG, UTP Patch Cord, CM/LSZH, Black, 47ft. | PC | 1 | 10 | 1 | 1 | 63.94
07498384824 | UTP28X47BU | Cat6A,28AWG,UTP,PC,CM/LSZH,BU,47ft,EA | Category 6A Performance, 28AWG, UTP Patch Cord, CM/LSZH, Blue, 47ft. | PC | 1 | 10 | 1 | 1 | 63.94
07498384938 | UTP28X47GR | Cat6A,28AWG,UTP,PC,CM/LSZH,GR,47ft,EA | Category 6A Performance, 28AWG, UTP Patch Cord, CM/LSZH, Green, 47ft. | PC | 1 | 10 | 1 | 1 | 63.94
07498303111 | UTP28X47GY | Cat6A,28AWG,UTP,PC,CM/LSZH,GY,47ft,EA | Category 6A Performance, 28AWG, UTP Patch Cord, CM/LSZH, Gray, 47ft. | PC | 1 | 10 | 1 | 1 | 63.94
07498384939 | UTP28X47OR | Cat6A,28AWG,UTP,PC,CM/LSZH,OR,47ft,EA | Category 6A Performance, 28AWG, UTP Patch Cord, CM/LSZH, Orange, 47ft. | PC | 1 | 10 | 1 | 1 | 63.94
07498384940 | UTP28X47RD | Cat6A,28AWG,UTP,PC,CM/LSZH,RD,47ft,EA | Category 6A Performance, 28AWG, UTP Patch Cord, CM/LSZH, Red, 47ft. | PC | 1 | 10 | 1 | 1 | 63.94
07498384941 | UTP28X47VL | Cat6A,28AWG,UTP,PC,CM/LSZH,VL,47ft,EA | Category 6A Performance, 28AWG, UTP Patch Cord, CM/LSZH, Violet, 47ft. | PC | 1 | 10 | 1 | 1 | 63.94
07498384942 | UTP28X47YL | Cat6A,28AWG,UTP,PC,CM/LSZH,YL,47ft,EA | Category 6A Performance, 28AWG, UTP Patch Cord, CM/LSZH, Yellow, 47ft. | PC | 1 | 10 | 1 | 1 | 63.94
07498316673 | UTP28X48 | Cat6A,28AWG,UTP,PC,CM/LSZH,IW,48ft,EA | Category 6A Performance, 28AWG, UTP Patch Cord, CM/LSZH, Off White, 48ft. | PC | 1 | 10 | 1 | 1 | 64.92
07498384943 | UTP28X48BL | Cat6A,28AWG,UTP,PC,CM/LSZH,BL,48ft,EA | Category 6A Performance, 28AWG, UTP Patch Cord, CM/LSZH, Black, 48ft. | PC | 1 | 10 | 1 | 1 | 64.92
07498384944 | UTP28X48BU | Cat6A,28AWG,UTP,PC,CM/LSZH,BU,48ft,EA | Category 6A Performance, 28AWG, UTP Patch Cord, CM/LSZH, Blue, 48ft. | PC | 1 | 10 | 1 | 1 | 64.92
07498384954 | UTP28X48GR | Cat6A,28AWG,UTP,PC,CM/LSZH,GR,48ft,EA | Category 6A Performance, 28AWG, UTP Patch Cord, CM/LSZH, Green, 48ft. | PC | 1 | 10 | 1 | 1 | 64.92
07498303112 | UTP28X48GY | Cat6A,28AWG,UTP,PC,CM/LSZH,GY,48ft,EA | Category 6A Performance, 28AWG, UTP Patch Cord, CM/LSZH, Gray, 48ft. | PC | 1 | 10 | 1 | 1 | 64.92
07498384958 | UTP28X48OR | Cat6A,28AWG,UTP,PC,CM/LSZH,OR,48ft,EA | Category 6A Performance, 28AWG, UTP Patch Cord, CM/LSZH, Orange, 48ft. | PC | 1 | 10 | 1 | 1 | 64.92
07498384960 | UTP28X48RD | Cat6A,28AWG,UTP,PC,CM/LSZH,RD,48ft,EA | Category 6A Performance, 28AWG, UTP Patch Cord, CM/LSZH, Red, 48ft. | PC | 1 | 10 | 1 | 1 | 64.92
07498384964 | UTP28X48VL | Cat6A,28AWG,UTP,PC,CM/LSZH,VL,48ft,EA | Category 6A Performance, 28AWG, UTP Patch Cord, CM/LSZH, Violet, 48ft. | PC | 1 | 10 | 1 | 1 | 64.92
07498384962 | UTP28X48YL | Cat6A,28AWG,UTP,PC,CM/LSZH,YL,48ft,EA | Category 6A Performance, 28AWG, UTP Patch Cord, CM/LSZH, Yellow, 48ft. | PC | 1 | 10 | 1 | 1 | 64.92
07498316674 | UTP28X49 | Cat6A,28AWG,UTP,PC,CM/LSZH,IW,49ft,EA | Category 6A Performance, 28AWG, UTP Patch Cord, CM/LSZH, Off White, 49ft. | PC | 1 | 10 | 1 | 1 | 65.94
07498384965 | UTP28X49BL | Cat6A,28AWG,UTP,PC,CM/LSZH,BL,49ft,EA | Category 6A Performance, 28AWG, UTP Patch Cord, CM/LSZH, Black, 49ft. | PC | 1 | 10 | 1 | 1 | 65.94
07498384967 | UTP28X49BU | Cat6A,28AWG,UTP,PC,CM/LSZH,BU,49ft,EA | Category 6A Performance, 28AWG, UTP Patch Cord, CM/LSZH, Blue, 49ft. | PC | 1 | 10 | 1 | 1 | 65.94
07498384969 | UTP28X49GR | Cat6A,28AWG,UTP,PC,CM/LSZH,GR,49ft,EA | Category 6A Performance, 28AWG, UTP Patch Cord, CM/LSZH, Green, 49ft. | PC | 1 | 10 | 1 | 1 | 65.94
07498303113 | UTP28X49GY | Cat6A,28AWG,UTP,PC,CM/LSZH,GY,49ft,EA | Category 6A Performance, 28AWG, UTP Patch Cord, CM/LSZH, Gray, 49ft. | PC | 1 | 10 | 1 | 1 | 65.94
07498384982 | UTP28X49OR | Cat6A,28AWG,UTP,PC,CM/LSZH,OR,49ft,EA | Category 6A Performance, 28AWG, UTP Patch Cord, CM/LSZH, Orange, 49ft. | PC | 1 | 10 | 1 | 1 | 65.94
07498384983 | UTP28X49RD | Cat6A,28AWG,UTP,PC,CM/LSZH,RD,49ft,EA | Category 6A Performance, 28AWG, UTP Patch Cord, CM/LSZH, Red, 49ft. | PC | 1 | 10 | 1 | 1 | 65.94
07498384984 | UTP28X49VL | Cat6A,28AWG,UTP,PC,CM/LSZH,VL,49ft,EA | Category 6A Performance, 28AWG, UTP Patch Cord, CM/LSZH, Violet, 49ft. | PC | 1 | 10 | 1 | 1 | 65.94
07498384985 | UTP28X49YL | Cat6A,28AWG,UTP,PC,CM/LSZH,YL,49ft,EA | Category 6A Performance, 28AWG, UTP Patch Cord, CM/LSZH, Yellow, 49ft. | PC | 1 | 10 | 1 | 1 | 65.94
07498399974 | UTP28X4BL | Cat6A,28AWG,UTP,PC,CM/LSZH,BL,4ft,EA | The TX6A-28™ Cat 6A UTP Patch Cord is constructed of 28 AWG, unshielded, twisted pair, solid, CM/LSZH cable with enhanced performance modular plugs. The use of 28 AWG cable ensures that this patch cord has a small diameter, making it easy to install and w | PC | 1 | 10 | 1 | 1 | 20.66
61305600955 | UTP28X4BL-Q | Category 6A Performance 28 AWG UTP Patch |  | PC | 1 | 25 | 25 | 1 | 20.66
07498399973 | UTP28X4BU | Cat6A,28AWG,UTP,PC,CM/LSZH,BU,4ft,EA | The TX6A-28™ Cat 6A UTP Patch Cord is constructed of 28 AWG, unshielded, twisted pair, solid, CM/LSZH cable with enhanced performance modular plugs. The use of 28 AWG cable ensures that this patch cord has a small diameter, making it easy to install and w | PC | 1 | 10 | 1 | 1 | 20.66
61305600957 | UTP28X4BU-Q | Category 6A Performance 28 AWG UTP Patch |  | PC | 1 | 25 | 25 | 1 | 20.66
07498399975 | UTP28X4GR | Cat6A,28AWG,UTP,PC,CM/LSZH,GR,4ft,EA | The TX6A-28™ Cat 6A UTP Patch Cord is constructed of 28 AWG, unshielded, twisted pair, solid, CM/LSZH cable with enhanced performance modular plugs. The use of 28 AWG cable ensures that this patch cord has a small diameter, making it easy to install and w | PC | 1 | 10 | 1 | 1 | 20.66
61305600958 | UTP28X4GR-Q | Category 6A Performance 28 AWG UTP Patch |  | PC | 1 | 25 | 25 | 1 | 20.66
07498302951 | UTP28X4GY | Cat6A,28AWG,UTP,PC,CM/LSZH,GY,4ft,EA | Category 6A Performance, 28AWG, UTP Patch Cord, CM/LSZH, Gray, 4ft. | PC | 1 | 10 | 1 | 1 | 20.66
61305600959 | UTP28X4GY-Q | Category 6A Performance 28 AWG UTP Patch |  | PC | 1 | 25 | 25 | 1 | 20.66
07498300671 | UTP28X4M | Cat6A,28AWG,UTP,PC,CM/LSZH,IW,4M,EA | Category 6A Performance, 28AWG, UTP Patch Cord, CM/LSZH, Off White, 4m. | PC | 1 | 10 | 1 | 1 | 29.82
61305601175 | UTP28X4M-Q | Category 6A Performance 28 AWG UTP Patch |  | PC | 1 | 25 | 25 | 1 | 29.82
07498300672 | UTP28X4MBL | Cat6A,28AWG,UTP,PC,CM/LSZH,BL,4M,EA | Category 6A Performance, 28AWG, UTP Patch Cord, CM/LSZH, Black, 4m. | PC | 1 | 10 | 1 | 1 | 29.82
61305601174 | UTP28X4MBL-Q | Category 6A Performance 28 AWG UTP Patch |  | PC | 1 | 25 | 25 | 1 | 29.82
07498300673 | UTP28X4MBU | Cat6A,28AWG,UTP,PC,CM/LSZH,BU,4M,EA | Category 6A Performance, 28AWG, UTP Patch Cord, CM/LSZH, Blue, 4m. | PC | 1 | 10 | 1 | 1 | 29.82
61305601176 | UTP28X4MBU-Q | Category 6A Performance 28 AWG UTP Patch |  | PC | 1 | 25 | 25 | 1 | 29.82
07498300674 | UTP28X4MGR | Cat6A,28AWG,UTP,PC,CM/LSZH,GR,4M,EA | Category 6A Performance, 28AWG, UTP Patch Cord, CM/LSZH, Green, 4m. | PC | 1 | 10 | 1 | 1 | 29.82
61305601177 | UTP28X4MGR-Q | Category 6A Performance 28 AWG UTP Patch |  | PC | 1 | 25 | 25 | 1 | 29.82
07498303801 | UTP28X4MGY | Cat6A,28AWG,UTP,PC,CM/LSZH,GY,4M,EA | Category 6A Performance, 28AWG, UTP Patch Cord, CM/LSZH, Gray, 4m. | PC | 1 | 10 | 1 | 1 | 29.82
61305601180 | UTP28X4MGY-Q | Category 6A Performance 28 AWG UTP Patch |  | PC | 1 | 25 | 25 | 1 | 29.82
07498300675 | UTP28X4MOR | Cat6A,28AWG,UTP,PC,CM/LSZH,OR,4M,EA | Category 6A Performance, 28AWG, UTP Patch Cord, CM/LSZH, Orange, 4m. | PC | 1 | 10 | 1 | 1 | 29.82
61305601178 | UTP28X4MOR-Q | Category 6A Performance 28 AWG UTP Patch |  | PC | 1 | 25 | 25 | 1 | 29.82
61305656855 | UTP28X4MPK | Cat 6A 28AWG UTP Patch Cord, CM/LSZH, Pi |  | PC | 1 | 10 | 1 | 1 | 29.82
07498300676 | UTP28X4MRD | Cat6A,28AWG,UTP,PC,CM/LSZH,RD,4M,EA | Category 6A Performance, 28AWG, UTP Patch Cord, CM/LSZH, Red, 4m. | PC | 1 | 10 | 1 | 1 | 29.82
61305601179 | UTP28X4MRD-Q | Category 6A Performance 28 AWG UTP Patch |  | PC | 1 | 25 | 25 | 1 | 29.82
07498300677 | UTP28X4MVL | Cat6A,28AWG,UTP,PC,CM/LSZH,VL,4M,EA | Category 6A Performance, 28AWG, UTP Patch Cord, CM/LSZH, Violet, 4m. | PC | 1 | 10 | 1 | 1 | 29.82
61305601181 | UTP28X4MVL-Q | Category 6A Performance 28 AWG UTP Patch |  | PC | 1 | 25 | 25 | 1 | 29.82
07498300782 | UTP28X4MYL | Cat6A,28AWG,UTP,PC,CM/LSZH,YL,4M,EA | Category 6A Performance, 28AWG, UTP Patch Cord, CM/LSZH, Yellow, 4m. | PC | 1 | 10 | 1 | 1 | 29.82
61305601182 | UTP28X4MYL-Q | Category 6A Performance 28 AWG UTP Patch |  | PC | 1 | 25 | 25 | 1 | 29.82
07498399976 | UTP28X4OR | Cat6A,28AWG,UTP,PC,CM/LSZH,OR,4ft,EA | Category 6A Performance, 28AWG, UTP Patch Cord, CM/LSZH, Orange, 4ft. | PC | 1 | 10 | 1 | 1 | 20.66
61305600960 | UTP28X4OR-Q | Category 6A Performance 28 AWG UTP Patch |  | PC | 1 | 25 | 25 | 1 | 20.66
61305617067 | UTP28X4PK | Cat 6A 28AWG UTP Patch Cord, CM/LSZH, Pi |  | PC | 1 | 10 | 1 | 1 | 20.66
07498399977 | UTP28X4RD | Cat6A,28AWG,UTP,PC,CM/LSZH,RD,4ft,EA | The TX6A-28™ Cat 6A UTP Patch Cord is constructed of 28 AWG, unshielded, twisted pair, solid, CM/LSZH cable with enhanced performance modular plugs. The use of 28 AWG cable ensures that this patch cord has a small diameter, making it easy to install and w | PC | 1 | 10 | 1 | 1 | 20.66
61305600961 | UTP28X4RD-Q | Category 6A Performance 28 AWG UTP Patch |  | PC | 1 | 25 | 25 | 1 | 20.66
07498399979 | UTP28X4VL | Cat6A,28AWG,UTP,PC,CM/LSZH,VL,4ft,EA | Category 6A Performance, 28AWG, UTP Patch Cord, CM/LSZH, Violet, 4ft. | PC | 1 | 10 | 1 | 1 | 20.66
61305600962 | UTP28X4VL-Q | Category 6A Performance 28 AWG UTP Patch |  | PC | 1 | 25 | 25 | 1 | 20.66
07498399978 | UTP28X4YL | Cat6A,28AWG,UTP,PC,CM/LSZH,YL,4ft,EA | The TX6A-28™ Cat 6A UTP Patch Cord is constructed of 28 AWG, unshielded, twisted pair, solid, CM/LSZH cable with enhanced performance modular plugs. The use of 28 AWG cable ensures that this patch cord has a small diameter, making it easy to install and w | PC | 1 | 10 | 1 | 1 | 20.66
61305600963 | UTP28X4YL-Q | Category 6A Performance 28 AWG UTP Patch |  | PC | 1 | 25 | 25 | 1 | 20.66
07498399955 | UTP28X5 | Cat6A,28AWG,UTP,PC,CM/LSZH,IW,5ft,EA | The TX6A-28™ Cat 6A UTP Patch Cord is constructed of 28 AWG, unshielded, twisted pair, solid, CM/LSZH cable with enhanced performance modular plugs. The use of 28 AWG cable ensures that this patch cord has a small diameter, making it easy to install and w | PC | 1 | 10 | 1 | 1 | 21.66
61305600965 | UTP28X5-Q | Category 6A Performance 28 AWG UTP Patch |  | PC | 1 | 25 | 25 | 1 | 21.66
07498302013 | UTP28X5.5M | Cat6A,28AWG,UTP,PC,CM/LSZH,IW,5.5M,EA | Category 6A Performance, 28AWG, UTP Patch Cord, CM/LSZH, Off White, 5.5m. | PC | 1 | 10 | 1 | 1 | 34.8
61305601203 | UTP28X5.5M-Q | Category 6A Performance 28 AWG UTP Patch |  | PC | 1 | 25 | 25 | 1 | 34.8
07498302014 | UTP28X5.5MBL | Cat6A,28AWG,UTP,PC,CM/LSZH,BL,5.5M,EA | Category 6A Performance, 28AWG, UTP Patch Cord, CM/LSZH, Black, 5.5m. | PC | 1 | 10 | 1 | 1 | 34.8
61305601201 | UTP28X5.5MBL-Q | Category 6A Performance 28 AWG UTP Patch |  | PC | 1 | 25 | 25 | 1 | 34.8
07498302015 | UTP28X5.5MBU | Cat6A,28AWG,UTP,PC,CM/LSZH,BU,5.5M,EA | Category 6A Performance, 28AWG, UTP Patch Cord, CM/LSZH, Blue, 5.5m. | PC | 1 | 10 | 1 | 1 | 34.8
61305601202 | UTP28X5.5MBU-Q | Category 6A Performance 28 AWG UTP Patch |  | PC | 1 | 25 | 25 | 1 | 34.8
07498302016 | UTP28X5.5MGR | Cat6A,28AWG,UTP,PC,CM/LSZH,GR,5.5M,EA | Category 6A Performance, 28AWG, UTP Patch Cord, CM/LSZH, Green, 5.5m. | PC | 1 | 10 | 1 | 1 | 34.8
61305601204 | UTP28X5.5MGR-Q | Category 6A Performance 28 AWG UTP Patch |  | PC | 1 | 25 | 25 | 1 | 34.8
07498303811 | UTP28X5.5MGY | Cat6A,28AWG,UTP,PC,CM/LSZH,GY,5.5M,EA | Category 6A Performance, 28AWG, UTP Patch Cord, CM/LSZH, Gray, 5.5m. | PC | 1 | 10 | 1 | 1 | 34.8
61305601205 | UTP28X5.5MGY-Q | Category 6A Performance 28 AWG UTP Patch |  | PC | 1 | 25 | 25 | 1 | 34.8
07498302017 | UTP28X5.5MOR | Cat6A,28AWG,UTP,PC,CM/LSZH,OR,5.5M,EA | Category 6A Performance, 28AWG, UTP Patch Cord, CM/LSZH, Orange, 5.5m. | PC | 1 | 10 | 1 | 1 | 34.8
61305601206 | UTP28X5.5MOR-Q | Category 6A Performance 28 AWG UTP Patch |  | PC | 1 | 25 | 25 | 1 | 34.8
61305656857 | UTP28X5.5MPK | Cat 6A 28AWG UTP Patch Cord, CM/LSZH, Pi |  | PC | 1 | 10 | 1 | 1 | 34.8
07498302018 | UTP28X5.5MRD | Cat6A,28AWG,UTP,PC,CM/LSZH,RD,5.5M,EA | Category 6A Performance, 28AWG, UTP Patch Cord, CM/LSZH, Red, 5.5m. | PC | 1 | 10 | 1 | 1 | 34.8
61305601207 | UTP28X5.5MRD-Q | Category 6A Performance 28 AWG UTP Patch |  | PC | 1 | 25 | 25 | 1 | 34.8
07498302019 | UTP28X5.5MVL | Cat6A,28AWG,UTP,PC,CM/LSZH,VL,5.5M,EA | Category 6A Performance, 28AWG, UTP Patch Cord, CM/LSZH, Violet, 5.5m. | PC | 1 | 10 | 1 | 1 | 34.8
61305601208 | UTP28X5.5MVL-Q | Category 6A Performance 28 AWG UTP Patch |  | PC | 1 | 25 | 25 | 1 | 34.8
07498302021 | UTP28X5.5MYL | Cat6A,28AWG,UTP,PC,CM/LSZH,YL,5.5M,EA | Category 6A Performance, 28AWG, UTP Patch Cord, CM/LSZH, Yellow, 5.5m. | PC | 1 | 10 | 1 | 1 | 34.8
61305601209 | UTP28X5.5MYL-Q | Category 6A Performance 28 AWG UTP Patch |  | PC | 1 | 25 | 25 | 1 | 34.8
07498316675 | UTP28X50 | Cat6A,28AWG,UTP,PC,CM/LSZH,IW,50ft,EA | Category 6A Performance, 28AWG, UTP Patch Cord, CM/LSZH, Off White, 50ft. | PC | 1 | 10 | 1 | 1 | 66.96
07498384986 | UTP28X50BL | Cat6A,28AWG,UTP,PC,CM/LSZH,BL,50ft,EA | Category 6A Performance, 28AWG, UTP Patch Cord, CM/LSZH, Black, 50ft. | PC | 1 | 10 | 1 | 1 | 66.96
07498384987 | UTP28X50BU | Cat6A,28AWG,UTP,PC,CM/LSZH,BU,50ft,EA | Category 6A Performance, 28AWG, UTP Patch Cord, CM/LSZH, Blue, 50ft. | PC | 1 | 10 | 1 | 1 | 66.96
07498384988 | UTP28X50GR | Cat6A,28AWG,UTP,PC,CM/LSZH,GR,50ft,EA | Category 6A Performance, 28AWG, UTP Patch Cord, CM/LSZH, Green, 50ft. | PC | 1 | 10 | 1 | 1 | 66.96
07498303114 | UTP28X50GY | Cat6A,28AWG,UTP,PC,CM/LSZH,GY,50ft,EA | Category 6A Performance, 28AWG, UTP Patch Cord, CM/LSZH, Gray, 50ft. | PC | 1 | 10 | 1 | 1 | 66.96
07498385032 | UTP28X50OR | Cat6A,28AWG,UTP,PC,CM/LSZH,OR,50ft,EA | Category 6A Performance, 28AWG, UTP Patch Cord, CM/LSZH, Orange, 50ft. | PC | 1 | 10 | 1 | 1 | 66.96
07498385033 | UTP28X50RD | Cat6A,28AWG,UTP,PC,CM/LSZH,RD,50ft,EA | Category 6A Performance, 28AWG, UTP Patch Cord, CM/LSZH, Red, 50ft. | PC | 1 | 10 | 1 | 1 | 66.96
07498385038 | UTP28X50VL | Cat6A,28AWG,UTP,PC,CM/LSZH,VL,50ft,EA | Category 6A Performance, 28AWG, UTP Patch Cord, CM/LSZH, Violet, 50ft. | PC | 1 | 10 | 1 | 1 | 66.96
07498385034 | UTP28X50YL | Cat6A,28AWG,UTP,PC,CM/LSZH,YL,50ft,EA | Category 6A Performance, 28AWG, UTP Patch Cord, CM/LSZH, Yellow, 50ft. | PC | 1 | 10 | 1 | 1 | 66.96
07498316676 | UTP28X55 | Cat6A,28AWG,UTP,PC,CM/LSZH,IW,55ft,EA | Category 6A Performance, 28AWG, UTP Patch Cord, CM/LSZH, Off White, 55ft. | PC | 1 | 10 | 1 | 1 | 71.96
07498385039 | UTP28X55BL | Cat6A,28AWG,UTP,PC,CM/LSZH,BL,55ft,EA | Category 6A Performance, 28AWG, UTP Patch Cord, CM/LSZH, Black, 55ft. | PC | 1 | 10 | 1 | 1 | 71.96
07498385080 | UTP28X55BU | Cat6A,28AWG,UTP,PC,CM/LSZH,BU,55ft,EA | Category 6A Performance, 28AWG, UTP Patch Cord, CM/LSZH, Blue, 55ft. | PC | 1 | 10 | 1 | 1 | 71.96
07498385081 | UTP28X55GR | Cat6A,28AWG,UTP,PC,CM/LSZH,GR,55ft,EA | Category 6A Performance, 28AWG, UTP Patch Cord, CM/LSZH, Green, 55ft. | PC | 1 | 10 | 1 | 1 | 71.96
07498303118 | UTP28X55GY | Cat6A,28AWG,UTP,PC,CM/LSZH,GY,55ft,EA | Category 6A Performance, 28AWG, UTP Patch Cord, CM/LSZH, Gray, 55ft. | PC | 1 | 10 | 1 | 1 | 71.96
07498385082 | UTP28X55OR | Cat6A,28AWG,UTP,PC,CM/LSZH,OR,55ft,EA | Category 6A Performance, 28AWG, UTP Patch Cord, CM/LSZH, Orange, 55ft. | PC | 1 | 10 | 1 | 1 | 71.96
07498385083 | UTP28X55RD | Cat6A,28AWG,UTP,PC,CM/LSZH,RD,55ft,EA | Category 6A Performance, 28AWG, UTP Patch Cord, CM/LSZH, Red, 55ft. | PC | 1 | 10 | 1 | 1 | 71.96
07498385084 | UTP28X55VL | Cat6A,28AWG,UTP,PC,CM/LSZH,VL,55ft,EA | Category 6A Performance, 28AWG, UTP Patch Cord, CM/LSZH, Violet, 55ft. | PC | 1 | 10 | 1 | 1 | 71.96
07498385085 | UTP28X55YL | Cat6A,28AWG,UTP,PC,CM/LSZH,YL,55ft,EA | Category 6A Performance, 28AWG, UTP Patch Cord, CM/LSZH, Yellow, 55ft. | PC | 1 | 10 | 1 | 1 | 71.96
07498399980 | UTP28X5BL | Cat6A,28AWG,UTP,PC,CM/LSZH,BL,5ft,EA | The TX6A-28™ Cat 6A UTP Patch Cord is constructed of 28 AWG, unshielded, twisted pair, solid, CM/LSZH cable with enhanced performance modular plugs. The use of 28 AWG cable ensures that this patch cord has a small diameter, making it easy to install and w | PC | 1 | 10 | 1 | 1 | 21.66
61305600964 | UTP28X5BL-Q | Category 6A Performance 28 AWG UTP Patch |  | PC | 1 | 25 | 25 | 1 | 21.66
07498399981 | UTP28X5BU | Cat6A,28AWG,UTP,PC,CM/LSZH,BU,5ft,EA | The TX6A-28™ Cat 6A UTP Patch Cord is constructed of 28 AWG, unshielded, twisted pair, solid, CM/LSZH cable with enhanced performance modular plugs. The use of 28 AWG cable ensures that this patch cord has a small diameter, making it easy to install and w | PC | 1 | 10 | 1 | 1 | 21.66
61305600966 | UTP28X5BU-Q | Category 6A Performance 28 AWG UTP Patch |  | PC | 1 | 25 | 25 | 1 | 21.66
07498399982 | UTP28X5GR | Cat6A,28AWG,UTP,PC,CM/LSZH,GR,5ft,EA | The TX6A-28™ Cat 6A UTP Patch Cord is constructed of 28 AWG, unshielded, twisted pair, solid, CM/LSZH cable with enhanced performance modular plugs. The use of 28 AWG cable ensures that this patch cord has a small diameter, making it easy to install and w | PC | 1 | 10 | 1 | 1 | 21.66
61305600967 | UTP28X5GR-Q | Category 6A Performance 28 AWG UTP Patch |  | PC | 1 | 25 | 25 | 1 | 21.66
07498302952 | UTP28X5GY | Cat6A,28AWG,UTP,PC,CM/LSZH,GY,5ft,EA | Category 6A Performance, 28AWG, UTP Patch Cord, CM/LSZH, Gray, 5ft. | PC | 1 | 10 | 1 | 1 | 21.66
61305600968 | UTP28X5GY-Q | Category 6A Performance 28 AWG UTP Patch |  | PC | 1 | 25 | 25 | 1 | 21.66
07498300898 | UTP28X5M | Cat6A,28AWG,UTP,PC,CM/LSZH,IW,5M,EA | The TX6A-28™ Cat 6A UTP Patch Cord is constructed of 28 AWG, unshielded, twisted pair, solid, CM/LSZH cable with enhanced performance modular plugs. The use of 28 AWG cable ensures that this patch cord has a small diameter, making it easy to install and w | PC | 1 | 10 | 1 | 1 | 33.14
61305601194 | UTP28X5M-Q | Category 6A Performance 28 AWG UTP Patch |  | PC | 1 | 25 | 25 | 1 | 33.14
07498300894 | UTP28X5MBL | Cat6A,28AWG,UTP,PC,CM/LSZH,BL,5M,EA | The TX6A-28™ Cat 6A UTP Patch Cord is constructed of 28 AWG, unshielded, twisted pair, solid, CM/LSZH cable with enhanced performance modular plugs. The use of 28 AWG cable ensures that this patch cord has a small diameter, making it easy to install and w | PC | 1 | 10 | 1 | 1 | 33.14
61305601192 | UTP28X5MBL-Q | Category 6A Performance 28 AWG UTP Patch |  | PC | 1 | 25 | 25 | 1 | 33.14
07498300881 | UTP28X5MBU | Cat6A,28AWG,UTP,PC,CM/LSZH,BU,5M,EA | The TX6A-28™ Cat 6A UTP Patch Cord is constructed of 28 AWG, unshielded, twisted pair, solid, CM/LSZH cable with enhanced performance modular plugs. The use of 28 AWG cable ensures that this patch cord has a small diameter, making it easy to install and w | PC | 1 | 10 | 1 | 1 | 33.14
61305601193 | UTP28X5MBU-Q | Category 6A Performance 28 AWG UTP Patch |  | PC | 1 | 25 | 25 | 1 | 33.14
07498300899 | UTP28X5MGR | Cat6A,28AWG,UTP,PC,CM/LSZH,GR,5M,EA | The TX6A-28™ Cat 6A UTP Patch Cord is constructed of 28 AWG, unshielded, twisted pair, solid, CM/LSZH cable with enhanced performance modular plugs. The use of 28 AWG cable ensures that this patch cord has a small diameter, making it easy to install and w | PC | 1 | 10 | 1 | 1 | 33.14
61305601195 | UTP28X5MGR-Q | Category 6A Performance 28 AWG UTP Patch |  | PC | 1 | 25 | 25 | 1 | 33.14
07498303810 | UTP28X5MGY | Cat6A,28AWG,UTP,PC,CM/LSZH,GY,5M,EA | Category 6A Performance, 28AWG, UTP Patch Cord, CM/LSZH, Gray, 5m. | PC | 1 | 10 | 1 | 1 | 33.14
61305601196 | UTP28X5MGY-Q | Category 6A Performance 28 AWG UTP Patch |  | PC | 1 | 25 | 25 | 1 | 33.14
07498300903 | UTP28X5MOR | Cat6A,28AWG,UTP,PC,CM/LSZH,OR,5M,EA | Category 6A Performance, 28AWG, UTP Patch Cord, CM/LSZH, Orange, 5m. | PC | 1 | 10 | 1 | 1 | 33.14
61305601197 | UTP28X5MOR-Q | Category 6A Performance 28 AWG UTP Patch |  | PC | 1 | 25 | 25 | 1 | 33.14
61305656829 | UTP28X5MPK | Cat 6A 28AWG UTP Patch Cord, CM/LSZH, Pi |  | PC | 1 | 10 | 1 | 1 | 33.14
07498300909 | UTP28X5MRD | Cat6A,28AWG,UTP,PC,CM/LSZH,RD,5M,EA | The TX6A-28™ Cat 6A UTP Patch Cord is constructed of 28 AWG, unshielded, twisted pair, solid, CM/LSZH cable with enhanced performance modular plugs. The use of 28 AWG cable ensures that this patch cord has a small diameter, making it easy to install and w | PC | 1 | 10 | 1 | 1 | 33.14
61305601198 | UTP28X5MRD-Q | Category 6A Performance 28 AWG UTP Patch |  | PC | 1 | 25 | 25 | 1 | 33.14
07498300911 | UTP28X5MVL | Cat6A,28AWG,UTP,PC,CM/LSZH,VL,5M,EA | Category 6A Performance, 28AWG, UTP Patch Cord, CM/LSZH, Violet, 5m. | PC | 1 | 10 | 1 | 1 | 33.14
61305601199 | UTP28X5MVL-Q | Category 6A Performance 28 AWG UTP Patch |  | PC | 1 | 25 | 25 | 1 | 33.14
07498300910 | UTP28X5MYL | Cat6A,28AWG,UTP,PC,CM/LSZH,YL,5M,EA | The TX6A-28™ Cat 6A UTP Patch Cord is constructed of 28 AWG, unshielded, twisted pair, solid, CM/LSZH cable with enhanced performance modular plugs. The use of 28 AWG cable ensures that this patch cord has a small diameter, making it easy to install and w | PC | 1 | 10 | 1 | 1 | 33.14
61305601200 | UTP28X5MYL-Q | Category 6A Performance 28 AWG UTP Patch |  | PC | 1 | 25 | 25 | 1 | 33.14
07498399983 | UTP28X5OR | Cat6A,28AWG,UTP,PC,CM/LSZH,OR,5ft,EA | Category 6A Performance, 28AWG, UTP Patch Cord, CM/LSZH, Orange, 5ft. | PC | 1 | 10 | 1 | 1 | 21.66
61305600969 | UTP28X5OR-Q | Category 6A Performance 28 AWG UTP Patch |  | PC | 1 | 25 | 25 | 1 | 21.66
61305617068 | UTP28X5PK | Cat 6A 28AWG UTP Patch Cord, CM/LSZH, Pi |  | PC | 1 | 10 | 1 | 1 | 21.66
07498399984 | UTP28X5RD | Cat6A,28AWG,UTP,PC,CM/LSZH,RD,5ft,EA | The TX6A-28™ Cat 6A UTP Patch Cord is constructed of 28 AWG, unshielded, twisted pair, solid, CM/LSZH cable with enhanced performance modular plugs. The use of 28 AWG cable ensures that this patch cord has a small diameter, making it easy to install and w | PC | 1 | 10 | 1 | 1 | 21.66
61305600970 | UTP28X5RD-Q | Category 6A Performance 28 AWG UTP Patch |  | PC | 1 | 25 | 25 | 1 | 21.66
07498399986 | UTP28X5VL | Cat6A,28AWG,UTP,PC,CM/LSZH,VL,5ft,EA | Category 6A Performance, 28AWG, UTP Patch Cord, CM/LSZH, Violet, 5ft. | PC | 1 | 10 | 1 | 1 | 21.66
61305600971 | UTP28X5VL-Q | Category 6A Performance 28 AWG UTP Patch |  | PC | 1 | 25 | 25 | 1 | 21.66
07498399985 | UTP28X5YL | Cat6A,28AWG,UTP,PC,CM/LSZH,YL,5ft,EA | The TX6A-28™ Cat 6A UTP Patch Cord is constructed of 28 AWG, unshielded, twisted pair, solid, CM/LSZH cable with enhanced performance modular plugs. The use of 28 AWG cable ensures that this patch cord has a small diameter, making it easy to install and w | PC | 1 | 10 | 1 | 1 | 21.66
61305600972 | UTP28X5YL-Q | Category 6A Performance 28 AWG UTP Patch |  | PC | 1 | 25 | 25 | 1 | 21.66
07498399957 | UTP28X6 | Cat6A,28AWG,UTP,PC,CM/LSZH,IW,6ft,EA | The TX6A-28™ Cat 6A UTP Patch Cord is constructed of 28 AWG, unshielded, twisted pair, solid, CM/LSZH cable with enhanced performance modular plugs. The use of 28 AWG cable ensures that this patch cord has a small diameter, making it easy to install and w | PC | 1 | 10 | 1 | 1 | 22.68
61305600976 | UTP28X6-Q | Category 6A Performance 28 AWG UTP Patch |  | PC | 1 | 25 | 25 | 1 | 22.68
07498302036 | UTP28X6.5M | Cat6A,28AWG,UTP,PC,CM/LSZH,IW,6.5M,EA | Category 6A Performance, 28AWG, UTP Patch Cord, CM/LSZH, Off White, 6.5m. | PC | 1 | 10 | 1 | 1 | 38.08
07498302037 | UTP28X6.5MBL | Cat6A,28AWG,UTP,PC,CM/LSZH,BL,6.5M,EA | Category 6A Performance, 28AWG, UTP Patch Cord, CM/LSZH, Black, 6.5m. | PC | 1 | 10 | 1 | 1 | 38.08
07498302038 | UTP28X6.5MBU | Cat6A,28AWG,UTP,PC,CM/LSZH,BU,6.5M,EA | Category 6A Performance, 28AWG, UTP Patch Cord, CM/LSZH, Blue, 6.5m. | PC | 1 | 10 | 1 | 1 | 38.08
07498302039 | UTP28X6.5MGR | Cat6A,28AWG,UTP,PC,CM/LSZH,GR,6.5M,EA | Category 6A Performance, 28AWG, UTP Patch Cord, CM/LSZH, Green, 6.5m. | PC | 1 | 10 | 1 | 1 | 38.08
07498303813 | UTP28X6.5MGY | Cat6A,28AWG,UTP,PC,CM/LSZH,GY,6.5M,EA | Category 6A Performance, 28AWG, UTP Patch Cord, CM/LSZH, Gray, 6.5m. | PC | 1 | 10 | 1 | 1 | 38.08
07498302040 | UTP28X6.5MOR | Cat6A,28AWG,UTP,PC,CM/LSZH,OR,6.5M,EA | Category 6A Performance, 28AWG, UTP Patch Cord, CM/LSZH, Orange, 6.5m. | PC | 1 | 10 | 1 | 1 | 38.08
61305656859 | UTP28X6.5MPK | Cat 6A 28AWG UTP Patch Cord, CM/LSZH, Pi |  | PC | 1 | 10 | 1 | 1 | 38.08
07498302041 | UTP28X6.5MRD | Cat6A,28AWG,UTP,PC,CM/LSZH,RD,6.5M,EA | Category 6A Performance, 28AWG, UTP Patch Cord, CM/LSZH, Red, 6.5m. | PC | 1 | 10 | 1 | 1 | 38.08
07498302042 | UTP28X6.5MVL | Cat6A,28AWG,UTP,PC,CM/LSZH,VL,6.5M,EA | Category 6A Performance, 28AWG, UTP Patch Cord, CM/LSZH, Violet, 6.5m. | PC | 1 | 10 | 1 | 1 | 38.08
07498302023 | UTP28X6.5MYL | Cat6A,28AWG,UTP,PC,CM/LSZH,YL,6.5M,EA | Category 6A Performance, 28AWG, UTP Patch Cord, CM/LSZH, Yellow, 6.5m. | PC | 1 | 10 | 1 | 1 | 38.08
07498316678 | UTP28X60 | Cat6A,28AWG,UTP,PC,CM/LSZH,IW,60ft,EA | Category 6A Performance, 28AWG, UTP Patch Cord, CM/LSZH, Off White, 60ft. | PC | 1 | 10 | 1 | 1 | 77
07498385368 | UTP28X60BL | Cat6A,28AWG,UTP,PC,CM/LSZH,BL,60ft,EA | Category 6A Performance, 28AWG, UTP Patch Cord, CM/LSZH, Black, 60ft. | PC | 1 | 10 | 1 | 1 | 77
07498392008 | UTP28X60BU | Cat6A,28AWG,UTP,PC,CM/LSZH,BU,60ft,EA | Category 6A Performance, 28AWG, UTP Patch Cord, CM/LSZH, Blue, 60ft. | PC | 1 | 10 | 1 | 1 | 77
07498397655 | UTP28X60GR | Cat6A,28AWG,UTP,PC,CM/LSZH,GR,60ft,EA | Category 6A Performance, 28AWG, UTP Patch Cord, CM/LSZH, Green, 60ft. | PC | 1 | 10 | 1 | 1 | 77
07498303119 | UTP28X60GY | Cat6A,28AWG,UTP,PC,CM/LSZH,GY,60ft,EA | Category 6A Performance, 28AWG, UTP Patch Cord, CM/LSZH, Gray, 60ft. | PC | 1 | 10 | 1 | 1 | 77
07498398885 | UTP28X60OR | Cat6A,28AWG,UTP,PC,CM/LSZH,OR,60ft,EA | Category 6A Performance, 28AWG, UTP Patch Cord, CM/LSZH, Orange, 60ft. | PC | 1 | 10 | 1 | 1 | 77
07498399624 | UTP28X60RD | Cat6A,28AWG,UTP,PC,CM/LSZH,RD,60ft,EA | Category 6A Performance, 28AWG, UTP Patch Cord, CM/LSZH, Red, 60ft. | PC | 1 | 10 | 1 | 1 | 77
07498399625 | UTP28X60VL | Cat6A,28AWG,UTP,PC,CM/LSZH,VL,60ft,EA | Category 6A Performance, 28AWG, UTP Patch Cord, CM/LSZH, Violet, 60ft. | PC | 1 | 10 | 1 | 1 | 77
07498399637 | UTP28X60YL | Cat6A,28AWG,UTP,PC,CM/LSZH,YL,60ft,EA | Category 6A Performance, 28AWG, UTP Patch Cord, CM/LSZH, Yellow, 60ft. | PC | 1 | 10 | 1 | 1 | 77
07498316679 | UTP28X65 | Cat6A,28AWG,UTP,PC,CM/LSZH,IW,65ft,EA | Category 6A Performance, 28AWG, UTP Patch Cord, CM/LSZH, Off White, 65ft. | PC | 1 | 10 | 1 | 1 | 82.04
07498399638 | UTP28X65BL | Cat6A,28AWG,UTP,PC,CM/LSZH,BL,65ft,EA | Category 6A Performance, 28AWG, UTP Patch Cord, CM/LSZH, Black, 65ft. | PC | 1 | 10 | 1 | 1 | 82.04
07498399640 | UTP28X65BU | Cat6A,28AWG,UTP,PC,CM/LSZH,BU,65ft,EA | Category 6A Performance, 28AWG, UTP Patch Cord, CM/LSZH, Blue, 65ft. | PC | 1 | 10 | 1 | 1 | 82.04
07498399641 | UTP28X65GR | Cat6A,28AWG,UTP,PC,CM/LSZH,GR,65ft,EA | Category 6A Performance, 28AWG, UTP Patch Cord, CM/LSZH, Green, 65ft. | PC | 1 | 10 | 1 | 1 | 82.04
07498303120 | UTP28X65GY | Cat6A,28AWG,UTP,PC,CM/LSZH,GY,65ft,EA | Category 6A Performance, 28AWG, UTP Patch Cord, CM/LSZH, Gray, 65ft. | PC | 1 | 10 | 1 | 1 | 82.04
07498399644 | UTP28X65OR | Cat6A,28AWG,UTP,PC,CM/LSZH,OR,65ft,EA | Category 6A Performance, 28AWG, UTP Patch Cord, CM/LSZH, Orange, 65ft. | PC | 1 | 10 | 1 | 1 | 82.04
07498399646 | UTP28X65RD | Cat6A,28AWG,UTP,PC,CM/LSZH,RD,65ft,EA | Category 6A Performance, 28AWG, UTP Patch Cord, CM/LSZH, Red, 65ft. | PC | 1 | 10 | 1 | 1 | 82.04
07498399649 | UTP28X65VL | Cat6A,28AWG,UTP,PC,CM/LSZH,VL,65ft,EA | Category 6A Performance, 28AWG, UTP Patch Cord, CM/LSZH, Violet, 65ft. | PC | 1 | 10 | 1 | 1 | 82.04
07498399647 | UTP28X65YL | Cat6A,28AWG,UTP,PC,CM/LSZH,YL,65ft,EA | Category 6A Performance, 28AWG, UTP Patch Cord, CM/LSZH, Yellow, 65ft. | PC | 1 | 10 | 1 | 1 | 82.04
07498399987 | UTP28X6BL | Cat6A,28AWG,UTP,PC,CM/LSZH,BL,6ft,EA | The TX6A-28™ Cat 6A UTP Patch Cord is constructed of 28 AWG, unshielded, twisted pair, solid, CM/LSZH cable with enhanced performance modular plugs. The use of 28 AWG cable ensures that this patch cord has a small diameter, making it easy to install and w | PC | 1 | 10 | 1 | 1 | 22.68
61305600973 | UTP28X6BL-Q | Category 6A Performance 28 AWG UTP Patch |  | PC | 1 | 25 | 25 | 1 | 22.68
07498399988 | UTP28X6BU | Cat6A,28AWG,UTP,PC,CM/LSZH,BU,6ft,EA | The TX6A-28™ Cat 6A UTP Patch Cord is constructed of 28 AWG, unshielded, twisted pair, solid, CM/LSZH cable with enhanced performance modular plugs. The use of 28 AWG cable ensures that this patch cord has a small diameter, making it easy to install and w | PC | 1 | 10 | 1 | 1 | 22.68
61305600977 | UTP28X6BU-Q | Category 6A Performance 28 AWG UTP Patch |  | PC | 1 | 25 | 25 | 1 | 22.68
07498399989 | UTP28X6GR | Cat6A,28AWG,UTP,PC,CM/LSZH,GR,6ft,EA | The TX6A-28™ Cat 6A UTP Patch Cord is constructed of 28 AWG, unshielded, twisted pair, solid, CM/LSZH cable with enhanced performance modular plugs. The use of 28 AWG cable ensures that this patch cord has a small diameter, making it easy to install and w | PC | 1 | 10 | 1 | 1 | 22.68
61305600978 | UTP28X6GR-Q | Category 6A Performance 28 AWG UTP Patch |  | PC | 1 | 25 | 25 | 1 | 22.68
07498302953 | UTP28X6GY | Cat6A,28AWG,UTP,PC,CM/LSZH,GY,6ft,EA | Category 6A Performance, 28AWG, UTP Patch Cord, CM/LSZH, Gray, 6ft. | PC | 1 | 10 | 1 | 1 | 22.68
61305600979 | UTP28X6GY-Q | Category 6A Performance 28 AWG UTP Patch |  | PC | 1 | 25 | 25 | 1 | 22.68
07498399423 | UTP28X6IN | Cat6A,28AWG,UTP,PC,CM/LSZH,6IN,IW,EA | The TX6A-28™ Cat 6A UTP Patch Cord is constructed of 28 AWG, unshielded, twisted pair, solid, CM/LSZH cable with enhanced performance modular plugs. The use of 28 AWG cable ensures that this patch cord has a small diameter, making it easy to install and w | PC | 1 | 10 | 1 | 1 | 17.12
61305601241 | UTP28X6IN-48 | Cat6A,28AWG,UTPCrd,CM,LSZH,OWHT,6IN,PK48 | Category 6A Performance 28 AWG UTP Patch Cord, CM/LSZH, Off White, 6 inches, Pack of 48. | PC | 1 | 48 | 48 | 1 | 17.12
07498399422 | UTP28X6INBL | Cat6A,28AWG,UTP,PC,CM/LSZH,6IN,BL,EA | The TX6A-28™ Cat 6A UTP Patch Cord is constructed of 28 AWG, unshielded, twisted pair, solid, CM/LSZH cable with enhanced performance modular plugs. The use of 28 AWG cable ensures that this patch cord has a small diameter, making it easy to install and w | PC | 1 | 10 | 1 | 1 | 17.12
61305601243 | UTP28X6INBL-48 | Cat6A,28AWG,UTPPCrd,CM,LSZH,BLK,6IN,PK48 | Category 6A Performance 28 AWG UTP Patch Cord, CM/LSZH, Black, 6 inches, Pack of 48. | PC | 1 | 48 | 48 | 1 | 17.12
07498399416 | UTP28X6INBU | Cat6A,28AWG,UTP,PC,CM/LSZH,6IN,BU,EA | The TX6A-28™ Cat 6A UTP Patch Cord is constructed of 28 AWG, unshielded, twisted pair, solid, CM/LSZH cable with enhanced performance modular plugs. The use of 28 AWG cable ensures that this patch cord has a small diameter, making it easy to install and w | PC | 1 | 10 | 1 | 1 | 17.12
61305601244 | UTP28X6INBU-48 | Cat6A,Perf28AWGUTP,PC,CM/LSZH,BU,6,PK48 | Category 6A Performance 28 AWG UTP Patch Cord, CM/LSZH, Blue, 6 inches, Pack of 48. | PC | 1 | 48 | 48 | 1 | 17.12
07498399424 | UTP28X6INGR | Cat6A,28AWG,UTP,PC,CM/LSZH,6IN,GR,EA | The TX6A-28™ Cat 6A UTP Patch Cord is constructed of 28 AWG, unshielded, twisted pair, solid, CM/LSZH cable with enhanced performance modular plugs. The use of 28 AWG cable ensures that this patch cord has a small diameter, making it easy to install and w | PC | 1 | 10 | 1 | 1 | 17.12
61305601245 | UTP28X6INGR-48 | Cat6A,28AWG,UTPPCrd,CM,LSZH,GRN,6IN,PK48 | Category 6A Performance 28 AWG UTP Patch Cord, CM/LSZH, Green, 6 inches, Pack of 48. | PC | 1 | 48 | 48 | 1 | 17.12
07498302945 | UTP28X6INGY | Cat6A,28AWG,UTP,PC,CM/LSZH,6IN,GY,EA | Category 6A Performance, 28AWG, UTP Patch Cord, CM/LSZH, Gray, 6in. | PC | 1 | 10 | 1 | 1 | 17.12
61305601246 | UTP28X6INGY-48 | Cat6A,28AWG,UTPPCrd,CM,LSZH,GRY,6IN,PK48 | Category 6A Performance 28 AWG UTP Patch Cord, CM/LSZH, Gray, 6 inches, Pack of 48. | PC | 1 | 48 | 48 | 1 | 17.12
07498399428 | UTP28X6INOR | Cat6A,28AWG,UTP,PC,CM/LSZH,6IN,OR,EA | Category 6A Performance, 28AWG, UTP Patch Cord, CM/LSZH, Orange, 6in. | PC | 1 | 10 | 1 | 1 | 17.12
61305601247 | UTP28X6INOR-48 | Cat6A,28AWG,UTPPCrd,CM,LSZH,ORG,6IN,PK48 | Category 6A Performance 28 AWG UTP Patch Cord, CM/LSZH, Orange, 6 inches, Pack of 48. | PC | 1 | 48 | 48 | 1 | 17.12
07498399427 | UTP28X6INRD | Cat6A,28AWG,UTP,PC,CM/LSZH,6IN,RD,EA | The TX6A-28™ Cat 6A UTP Patch Cord is constructed of 28 AWG, unshielded, twisted pair, solid, CM/LSZH cable with enhanced performance modular plugs. The use of 28 AWG cable ensures that this patch cord has a small diameter, making it easy to install and w | PC | 1 | 10 | 1 | 1 | 17.12
61305601248 | UTP28X6INRD-48 | Cat6A,28AWG,UTPPCrd,CM,LSZH,RED,6IN,PK48 | Category 6A Performance 28 AWG UTP Patch Cord, CM/LSZH, Red, 6 inches, Pack of 48. | PC | 1 | 48 | 48 | 1 | 17.12
07498399430 | UTP28X6INVL | Cat6A,28AWG,UTP,PC,CM/LSZH,6IN,VL,EA | Category 6A Performance, 28AWG, UTP Patch Cord, CM/LSZH, Violet, 6in. | PC | 1 | 10 | 1 | 1 | 17.12
61305601249 | UTP28X6INVL-48 | Cat6A,28AWG,UTPPCrd,CM,LSZH,VLT,6IN,PK48 | Category 6A Performance 28 AWG UTP Patch Cord, CM/LSZH, Violet, 6 inches, Pack of 48. | PC | 1 | 48 | 48 | 1 | 17.12
07498399429 | UTP28X6INYL | Cat6A,28AWG,UTP,PC,CM/LSZH,6IN,YL,EA | The TX6A-28™ Cat 6A UTP Patch Cord is constructed of 28 AWG, unshielded, twisted pair, solid, CM/LSZH cable with enhanced performance modular plugs. The use of 28 AWG cable ensures that this patch cord has a small diameter, making it easy to install and w | PC | 1 | 10 | 1 | 1 | 17.12
61305601250 | UTP28X6INYL-48 | Cat6A,28AWG,UTPPCrd,CM,LSZH,YEL,6IN,PK48 | Category 6A Performance 28 AWG UTP Patch Cord, CM/LSZH, Yellow, 6 inches, Pack of 48. | PC | 1 | 48 | 48 | 1 | 17.12
07498300912 | UTP28X6M | Cat6A,28AWG,UTP,PC,CM/LSZH,IW,6M,EA | Category 6A Performance, 28AWG, UTP Patch Cord, CM/LSZH, Off White, 6m. | PC | 1 | 10 | 1 | 1 | 36.42
61305601211 | UTP28X6M-Q | Category 6A Performance 28 AWG UTP Patch |  | PC | 1 | 25 | 25 | 1 | 36.42
07498300914 | UTP28X6MBL | Cat6A,28AWG,UTP,PC,CM/LSZH,BL,6M,EA | Category 6A Performance, 28AWG, UTP Patch Cord, CM/LSZH, Black, 6m. | PC | 1 | 10 | 1 | 1 | 36.42
61305601210 | UTP28X6MBL-Q | Category 6A Performance 28 AWG UTP Patch |  | PC | 1 | 25 | 25 | 1 | 36.42
07498300920 | UTP28X6MBU | Cat6A,28AWG,UTP,PC,CM/LSZH,BU,6M,EA | Category 6A Performance, 28AWG, UTP Patch Cord, CM/LSZH, Blue, 6m. | PC | 1 | 10 | 1 | 1 | 36.42
61305601212 | UTP28X6MBU-Q | Category 6A Performance 28 AWG UTP Patch |  | PC | 1 | 25 | 25 | 1 | 36.42
07498300924 | UTP28X6MGR | Cat6A,28AWG,UTP,PC,CM/LSZH,GR,6M,EA | Category 6A Performance, 28AWG, UTP Patch Cord, CM/LSZH, Green, 6m. | PC | 1 | 10 | 1 | 1 | 36.42
61305601213 | UTP28X6MGR-Q | Category 6A Performance 28 AWG UTP Patch |  | PC | 1 | 25 | 25 | 1 | 36.42
07498303812 | UTP28X6MGY | Cat6A,28AWG,UTP,PC,CM/LSZH,GY,6M,EA | Category 6A Performance, 28AWG, UTP Patch Cord, CM/LSZH, Gray, 6m. | PC | 1 | 10 | 1 | 1 | 36.42
61305601216 | UTP28X6MGY-Q | Category 6A Performance 28 AWG UTP Patch |  | PC | 1 | 25 | 25 | 1 | 36.42
07498300925 | UTP28X6MOR | Cat6A,28AWG,UTP,PC,CM/LSZH,OR,6M,EA | Category 6A Performance, 28AWG, UTP Patch Cord, CM/LSZH, Orange, 6m. | PC | 1 | 10 | 1 | 1 | 36.42
61305601214 | UTP28X6MOR-Q | Category 6A Performance 28 AWG UTP Patch |  | PC | 1 | 25 | 25 | 1 | 36.42
61305656858 | UTP28X6MPK | Cat 6A 28AWG UTP Patch Cord, CM/LSZH, Pi |  | PC | 1 | 10 | 1 | 1 | 36.42
07498300926 | UTP28X6MRD | Cat6A,28AWG,UTP,PC,CM/LSZH,RD,6M,EA | Category 6A Performance, 28AWG, UTP Patch Cord, CM/LSZH, Red, 6m. | PC | 1 | 10 | 1 | 1 | 36.42
61305601215 | UTP28X6MRD-Q | Category 6A Performance 28 AWG UTP Patch |  | PC | 1 | 25 | 25 | 1 | 36.42
07498300928 | UTP28X6MVL | Cat6A,28AWG,UTP,PC,CM/LSZH,VL,6M,EA | Category 6A Performance, 28AWG, UTP Patch Cord, CM/LSZH, Violet, 6m. | PC | 1 | 10 | 1 | 1 | 36.42
61305601218 | UTP28X6MVL-Q | Category 6A Performance 28 AWG UTP Patch |  | PC | 1 | 25 | 25 | 1 | 36.42
07498300927 | UTP28X6MYL | Cat6A,28AWG,UTP,PC,CM/LSZH,YL,6M,EA | Category 6A Performance, 28AWG, UTP Patch Cord, CM/LSZH, Yellow, 6m. | PC | 1 | 10 | 1 | 1 | 36.42
61305601217 | UTP28X6MYL-Q | Category 6A Performance 28 AWG UTP Patch |  | PC | 1 | 25 | 25 | 1 | 36.42
07498304964 | UTP28X6OR | Cat6A,28AWG,UTP,PC,CM/LSZH,OR,6ft,EA | Category 6A Performance, 28AWG, UTP Patch Cord, CM/LSZH, Orange, 6ft. | PC | 1 | 10 | 1 | 1 | 22.68
61305600980 | UTP28X6OR-Q | Category 6A Performance 28 AWG UTP Patch |  | PC | 1 | 25 | 25 | 1 | 22.68
61305617069 | UTP28X6PK | Cat 6A 28AWG UTP Patch Cord, CM/LSZH, Pi |  | PC | 1 | 10 | 1 | 1 | 22.68
07498304965 | UTP28X6RD | Cat6A,28AWG,UTP,PC,CM/LSZH,RD,6ft,EA | The TX6A-28™ Cat 6A UTP Patch Cord is constructed of 28 AWG, unshielded, twisted pair, solid, CM/LSZH cable with enhanced performance modular plugs. The use of 28 AWG cable ensures that this patch cord has a small diameter, making it easy to install and w | PC | 1 | 10 | 1 | 1 | 22.68
61305600981 | UTP28X6RD-Q | Category 6A Performance 28 AWG UTP Patch |  | PC | 1 | 25 | 25 | 1 | 22.68
07498304966 | UTP28X6VL | Cat6A,28AWG,UTP,PC,CM/LSZH,VL,6ft,EA | Category 6A Performance, 28AWG, UTP Patch Cord, CM/LSZH, Violet, 6ft. | PC | 1 | 10 | 1 | 1 | 22.68
61305600982 | UTP28X6VL-Q | Category 6A Performance 28 AWG UTP Patch |  | PC | 1 | 25 | 25 | 1 | 22.68
07498304967 | UTP28X6YL | Cat6A,28AWG,UTP,PC,CM/LSZH,YL,6ft,EA | The TX6A-28™ Cat 6A UTP Patch Cord is constructed of 28 AWG, unshielded, twisted pair, solid, CM/LSZH cable with enhanced performance modular plugs. The use of 28 AWG cable ensures that this patch cord has a small diameter, making it easy to install and w | PC | 1 | 10 | 1 | 1 | 22.68
61305600983 | UTP28X6YL-Q | Category 6A Performance 28 AWG UTP Patch |  | PC | 1 | 25 | 25 | 1 | 22.68
07498399959 | UTP28X7 | Cat6A,28AWG,UTP,PC,CM/LSZH,IW,7ft,EA | The TX6A-28™ Cat 6A UTP Patch Cord is constructed of 28 AWG, unshielded, twisted pair, solid, CM/LSZH cable with enhanced performance modular plugs. The use of 28 AWG cable ensures that this patch cord has a small diameter, making it easy to install and w | PC | 1 | 10 | 1 | 1 | 23.7
61305600986 | UTP28X7-Q | Category 6A Performance 28 AWG UTP Patch |  | PC | 1 | 25 | 25 | 1 | 23.7
07498302043 | UTP28X7.5M | Cat6A,28AWG,UTP,PC,CM/LSZH,IW,7.5M,EA | Category 6A Performance, 28AWG, UTP Patch Cord, CM/LSZH, Off White, 7.5m. | PC | 1 | 10 | 1 | 1 | 41.4
07498302044 | UTP28X7.5MBL | Cat6A,28AWG,UTP,PC,CM/LSZH,BL,7.5M,EA | Category 6A Performance, 28AWG, UTP Patch Cord, CM/LSZH, Black, 7.5m. | PC | 1 | 10 | 1 | 1 | 41.4
07498302045 | UTP28X7.5MBU | Cat6A,28AWG,UTP,PC,CM/LSZH,BU,7.5M,EA | Category 6A Performance, 28AWG, UTP Patch Cord, CM/LSZH, Blue, 7.5m. | PC | 1 | 10 | 1 | 1 | 41.4
07498302046 | UTP28X7.5MGR | Cat6A,28AWG,UTP,PC,CM/LSZH,GR,7.5M,EA | Category 6A Performance, 28AWG, UTP Patch Cord, CM/LSZH, Green, 7.5m. | PC | 1 | 10 | 1 | 1 | 41.4
07498303815 | UTP28X7.5MGY | Cat6A,28AWG,UTP,PC,CM/LSZH,GY,7.5M,EA | Category 6A Performance, 28AWG, UTP Patch Cord, CM/LSZH, Gray, 7.5m. | PC | 1 | 10 | 1 | 1 | 41.4
07498302047 | UTP28X7.5MOR | Cat6A,28AWG,UTP,PC,CM/LSZH,OR,7.5M,EA | Category 6A Performance, 28AWG, UTP Patch Cord, CM/LSZH, Orange, 7.5m. | PC | 1 | 10 | 1 | 1 | 41.4
61305656861 | UTP28X7.5MPK | Cat 6A 28AWG UTP Patch Cord, CM/LSZH, Pi |  | PC | 1 | 10 | 1 | 1 | 41.4
07498302048 | UTP28X7.5MRD | Cat6A,28AWG,UTP,PC,CM/LSZH,RD,7.5M,EA | Category 6A Performance, 28AWG, UTP Patch Cord, CM/LSZH, Red, 7.5m. | PC | 1 | 10 | 1 | 1 | 41.4
07498302050 | UTP28X7.5MVL | Cat6A,28AWG,UTP,PC,CM/LSZH,VL,7.5M,EA | Category 6A Performance, 28AWG, UTP Patch Cord, CM/LSZH, Violet, 7.5m. | PC | 1 | 10 | 1 | 1 | 41.4
07498302049 | UTP28X7.5MYL | Cat6A,28AWG,UTP,PC,CM/LSZH,YL,7.5M,EA | Category 6A Performance, 28AWG, UTP Patch Cord, CM/LSZH, Yellow, 7.5m. | PC | 1 | 10 | 1 | 1 | 41.4
07498316680 | UTP28X70 | Cat6A,28AWG,UTP,PC,CM/LSZH,IW,70ft,EA | Category 6A Performance, 28AWG, UTP Patch Cord, CM/LSZH, Off White, 70ft. | PC | 1 | 10 | 1 | 1 | 87.06
61305600183 | UTP28X70BL | Cat6A,28AWG,UTP,PC,CM/LSZH,BL,70ft,EA | Category 6A Performance, 28AWG, UTP Patch Cord, CM/LSZH, Black, 70ft. | PC | 1 | 10 | 1 | 1 | 87.06
07498310242 | UTP28X70BU | Cat6A,28AWG,UTP,PC,CM/LSZH,BU,70ft,EA | Category 6A Performance, 28AWG, UTP Patch Cord, CM/LSZH, Blue, 70ft. | PC | 1 | 10 | 1 | 1 | 87.06
07498310284 | UTP28X70GR | Cat6A,28AWG,UTP,PC,CM/LSZH,GR,70ft,EA | Category 6A Performance, 28AWG, UTP Patch Cord, CM/LSZH, Green, 70ft. | PC | 1 | 10 | 1 | 1 | 87.06
07498303122 | UTP28X70GY | Cat6A,28AWG,UTP,PC,CM/LSZH,GY,70ft,EA | Category 6A Performance, 28AWG, UTP Patch Cord, CM/LSZH, Gray, 70ft. | PC | 1 | 10 | 1 | 1 | 87.06
07498310299 | UTP28X70OR | Cat6A,28AWG,UTP,PC,CM/LSZH,OR,70ft,EA | Category 6A Performance, 28AWG, UTP Patch Cord, CM/LSZH, Orange, 70ft. | PC | 1 | 10 | 1 | 1 | 87.06
07498310310 | UTP28X70RD | Cat6A,28AWG,UTP,PC,CM/LSZH,RD,70ft,EA | Category 6A Performance, 28AWG, UTP Patch Cord, CM/LSZH, Red, 70ft. | PC | 1 | 10 | 1 | 1 | 87.06
07498310321 | UTP28X70VL | Cat6A,28AWG,UTP,PC,CM/LSZH,VL,70ft,EA | Category 6A Performance, 28AWG, UTP Patch Cord, CM/LSZH, Violet, 70ft. | PC | 1 | 10 | 1 | 1 | 87.06
07498310332 | UTP28X70YL | Cat6A,28AWG,UTP,PC,CM/LSZH,YL,70ft,EA | Category 6A Performance, 28AWG, UTP Patch Cord, CM/LSZH, Yellow, 70ft. | PC | 1 | 10 | 1 | 1 | 87.06
07498316682 | UTP28X75 | Cat6A,28AWG,UTP,PC,CM/LSZH,IW,75ft,EA | Category 6A Performance, 28AWG, UTP Patch Cord, CM/LSZH, Off White, 75ft. | PC | 1 | 10 | 1 | 1 | 92.1
07498310247 | UTP28X75BL | Cat6A,28AWG,UTP,PC,CM/LSZH,BL,75ft,EA | Category 6A Performance, 28AWG, UTP Patch Cord, CM/LSZH, Black, 75ft. | PC | 1 | 10 | 1 | 1 | 92.1
07498310273 | UTP28X75BU | Cat6A,28AWG,UTP,PC,CM/LSZH,BU,75ft,EA | Category 6A Performance, 28AWG, UTP Patch Cord, CM/LSZH, Blue, 75ft. | PC | 1 | 10 | 1 | 1 | 92.1
07498310285 | UTP28X75GR | Cat6A,28AWG,UTP,PC,CM/LSZH,GR,75ft,EA | Category 6A Performance, 28AWG, UTP Patch Cord, CM/LSZH, Green, 75ft. | PC | 1 | 10 | 1 | 1 | 92.1
07498303125 | UTP28X75GY | Cat6A,28AWG,UTP,PC,CM/LSZH,GY,75ft,EA | Category 6A Performance, 28AWG, UTP Patch Cord, CM/LSZH, Gray, 75ft. | PC | 1 | 10 | 1 | 1 | 92.1
07498310300 | UTP28X75OR | Cat6A,28AWG,UTP,PC,CM/LSZH,OR,75ft,EA | Category 6A Performance, 28AWG, UTP Patch Cord, CM/LSZH, Orange, 75ft. | PC | 1 | 10 | 1 | 1 | 92.1
07498310311 | UTP28X75RD | Cat6A,28AWG,UTP,PC,CM/LSZH,RD,75ft,EA | Category 6A Performance, 28AWG, UTP Patch Cord, CM/LSZH, Red, 75ft. | PC | 1 | 10 | 1 | 1 | 92.1
07498310322 | UTP28X75VL | Cat6A,28AWG,UTP,PC,CM/LSZH,VL,75ft,EA | Category 6A Performance, 28AWG, UTP Patch Cord, CM/LSZH, Violet, 75ft. | PC | 1 | 10 | 1 | 1 | 92.1
07498310333 | UTP28X75YL | Cat6A,28AWG,UTP,PC,CM/LSZH,YL,75ft,EA | Category 6A Performance, 28AWG, UTP Patch Cord, CM/LSZH, Yellow, 75ft. | PC | 1 | 10 | 1 | 1 | 92.1
07498304899 | UTP28X7BL | Cat6A,28AWG,UTP,PC,CM/LSZH,BL,7ft,EA | The TX6A-28™ Cat 6A UTP Patch Cord is constructed of 28 AWG, unshielded, twisted pair, solid, CM/LSZH cable with enhanced performance modular plugs. The use of 28 AWG cable ensures that this patch cord has a small diameter, making it easy to install and w | PC | 1 | 10 | 1 | 1 | 23.7
61305600984 | UTP28X7BL-Q | Category 6A Performance 28 AWG UTP Patch |  | PC | 1 | 25 | 25 | 1 | 23.7
07498304900 | UTP28X7BU | Cat6A,28AWG,UTP,PC,CM/LSZH,BU,7ft,EA | The TX6A-28™ Cat 6A UTP Patch Cord is constructed of 28 AWG, unshielded, twisted pair, solid, CM/LSZH cable with enhanced performance modular plugs. The use of 28 AWG cable ensures that this patch cord has a small diameter, making it easy to install and w | PC | 1 | 10 | 1 | 1 | 23.7
61305600985 | UTP28X7BU-Q | Category 6A Performance 28 AWG UTP Patch |  | PC | 1 | 25 | 25 | 1 | 23.7
07498304901 | UTP28X7GR | Cat6A,28AWG,UTP,PC,CM/LSZH,GR,7ft,EA | The TX6A-28™ Cat 6A UTP Patch Cord is constructed of 28 AWG, unshielded, twisted pair, solid, CM/LSZH cable with enhanced performance modular plugs. The use of 28 AWG cable ensures that this patch cord has a small diameter, making it easy to install and w | PC | 1 | 10 | 1 | 1 | 23.7
61305600987 | UTP28X7GR-Q | Category 6A Performance 28 AWG UTP Patch |  | PC | 1 | 25 | 25 | 1 | 23.7
07498302954 | UTP28X7GY | Cat6A,28AWG,UTP,PC,CM/LSZH,GY,7ft,EA | Category 6A Performance, 28AWG, UTP Patch Cord, CM/LSZH, Gray, 7ft. | PC | 1 | 10 | 1 | 1 | 23.7
61305600990 | UTP28X7GY-Q | Category 6A Performance 28 AWG UTP Patch |  | PC | 1 | 25 | 25 | 1 | 23.7
07498300951 | UTP28X7M | Cat6A,28AWG,UTP,PC,CM/LSZH,IW,7M,EA | The TX6A-28™ Cat 6A UTP Patch Cord is constructed of 28 AWG, unshielded, twisted pair, solid, CM/LSZH cable with enhanced performance modular plugs. The use of 28 AWG cable ensures that this patch cord has a small diameter, making it easy to install and w | PC | 1 | 10 | 1 | 1 | 39.72
07498300952 | UTP28X7MBL | Cat6A,28AWG,UTP,PC,CM/LSZH,BL,7M,EA | The TX6A-28™ Cat 6A UTP Patch Cord is constructed of 28 AWG, unshielded, twisted pair, solid, CM/LSZH cable with enhanced performance modular plugs. The use of 28 AWG cable ensures that this patch cord has a small diameter, making it easy to install and w | PC | 1 | 10 | 1 | 1 | 39.72
07498313152 | UTP28X7MBU | Cat6A,28AWG,UTP,PC,CM/LSZH,BU,7M,EA | The TX6A-28™ Cat 6A UTP Patch Cord is constructed of 28 AWG, unshielded, twisted pair, solid, CM/LSZH cable with enhanced performance modular plugs. The use of 28 AWG cable ensures that this patch cord has a small diameter, making it easy to install and w | PC | 1 | 10 | 1 | 1 | 39.72
07498300960 | UTP28X7MGR | Cat6A,28AWG,UTP,PC,CM/LSZH,GR,7M,EA | The TX6A-28™ Cat 6A UTP Patch Cord is constructed of 28 AWG, unshielded, twisted pair, solid, CM/LSZH cable with enhanced performance modular plugs. The use of 28 AWG cable ensures that this patch cord has a small diameter, making it easy to install and w | PC | 1 | 10 | 1 | 1 | 39.72
07498303814 | UTP28X7MGY | Cat6A,28AWG,UTP,PC,CM/LSZH,GY,7M,EA | Category 6A Performance, 28AWG, UTP Patch Cord, CM/LSZH, Gray, 7m. | PC | 1 | 10 | 1 | 1 | 39.72
07498300993 | UTP28X7MOR | Cat6A,28AWG,UTP,PC,CM/LSZH,OR,7M,EA | Category 6A Performance, 28AWG, UTP Patch Cord, CM/LSZH, Orange, 7m. | PC | 1 | 10 | 1 | 1 | 39.72
61305656860 | UTP28X7MPK | Cat 6A 28AWG UTP Patch Cord, CM/LSZH, Pi |  | PC | 1 | 10 | 1 | 1 | 39.72
07498300995 | UTP28X7MRD | Cat6A,28AWG,UTP,PC,CM/LSZH,RD,7M,EA | The TX6A-28™ Cat 6A UTP Patch Cord is constructed of 28 AWG, unshielded, twisted pair, solid, CM/LSZH cable with enhanced performance modular plugs. The use of 28 AWG cable ensures that this patch cord has a small diameter, making it easy to install and w | PC | 1 | 10 | 1 | 1 | 39.72
07498301005 | UTP28X7MVL | Cat6A,28AWG,UTP,PC,CM/LSZH,VL,7M,EA | Category 6A Performance, 28AWG, UTP Patch Cord, CM/LSZH, Violet, 7m. | PC | 1 | 10 | 1 | 1 | 39.72
07498301039 | UTP28X7MYL | Cat6A,28AWG,UTP,PC,CM/LSZH,YL,7M,EA | The TX6A-28™ Cat 6A UTP Patch Cord is constructed of 28 AWG, unshielded, twisted pair, solid, CM/LSZH cable with enhanced performance modular plugs. The use of 28 AWG cable ensures that this patch cord has a small diameter, making it easy to install and w | PC | 1 | 10 | 1 | 1 | 39.72
07498304962 | UTP28X7OR | Cat6A,28AWG,UTP,PC,CM/LSZH,OR,7ft,EA | Category 6A Performance, 28AWG, UTP Patch Cord, CM/LSZH, Orange, 7ft. | PC | 1 | 10 | 1 | 1 | 23.7
61305600988 | UTP28X7OR-Q | Category 6A Performance 28 AWG UTP Patch |  | PC | 1 | 25 | 25 | 1 | 23.7
61305617070 | UTP28X7PK | Cat 6A 28AWG UTP Patch Cord, CM/LSZH, Pi |  | PC | 1 | 10 | 1 | 1 | 23.7
07498304963 | UTP28X7RD | Cat6A,28AWG,UTP,PC,CM/LSZH,RD,7ft,EA | The TX6A-28™ Cat 6A UTP Patch Cord is constructed of 28 AWG, unshielded, twisted pair, solid, CM/LSZH cable with enhanced performance modular plugs. The use of 28 AWG cable ensures that this patch cord has a small diameter, making it easy to install and w | PC | 1 | 10 | 1 | 1 | 23.7
61305600989 | UTP28X7RD-Q | Category 6A Performance 28 AWG UTP Patch |  | PC | 1 | 25 | 25 | 1 | 23.7
07498304897 | UTP28X7VL | Cat6A,28AWG,UTP,PC,CM/LSZH,VL,7ft,EA | Category 6A Performance, 28AWG, UTP Patch Cord, CM/LSZH, Violet, 7ft. | PC | 1 | 10 | 1 | 1 | 23.7
61305600991 | UTP28X7VL-Q | Category 6A Performance 28 AWG UTP Patch |  | PC | 1 | 25 | 25 | 1 | 23.7
07498304898 | UTP28X7YL | Cat6A,28AWG,UTP,PC,CM/LSZH,YL,7ft,EA | The TX6A-28™ Cat 6A UTP Patch Cord is constructed of 28 AWG, unshielded, twisted pair, solid, CM/LSZH cable with enhanced performance modular plugs. The use of 28 AWG cable ensures that this patch cord has a small diameter, making it easy to install and w | PC | 1 | 10 | 1 | 1 | 23.7
61305600992 | UTP28X7YL-Q | Category 6A Performance 28 AWG UTP Patch |  | PC | 1 | 25 | 25 | 1 | 23.7
07498399961 | UTP28X8 | Cat6A,28AWG,UTP,PC,CM/LSZH,IW,8ft,EA | The TX6A-28™ Cat 6A UTP Patch Cord is constructed of 28 AWG, unshielded, twisted pair, solid, CM/LSZH cable with enhanced performance modular plugs. The use of 28 AWG cable ensures that this patch cord has a small diameter, making it easy to install and w | PC | 1 | 10 | 1 | 1 | 24.68
61305600994 | UTP28X8-Q | Category 6A Performance 28 AWG UTP Patch |  | PC | 1 | 25 | 25 | 1 | 24.68
07498302052 | UTP28X8.5M | Cat6A,28AWG,UTP,PC,CM/LSZH,IW,8.5M,EA | Category 6A Performance, 28AWG, UTP Patch Cord, CM/LSZH, Off White, 8.5m. | PC | 1 | 10 | 1 | 1 | 44.7
07498302053 | UTP28X8.5MBL | Cat6A,28AWG,UTP,PC,CM/LSZH,BL,8.5M,EA | Category 6A Performance, 28AWG, UTP Patch Cord, CM/LSZH, Black, 8.5m. | PC | 1 | 10 | 1 | 1 | 44.7
07498302054 | UTP28X8.5MBU | Cat6A,28AWG,UTP,PC,CM/LSZH,BU,8.5M,EA | Category 6A Performance, 28AWG, UTP Patch Cord, CM/LSZH, Blue, 8.5m. | PC | 1 | 10 | 1 | 1 | 44.7
07498302055 | UTP28X8.5MGR | Cat6A,28AWG,UTP,PC,CM/LSZH,GR,8.5M,EA | Category 6A Performance, 28AWG, UTP Patch Cord, CM/LSZH, Green, 8.5m. | PC | 1 | 10 | 1 | 1 | 44.7
07498303816 | UTP28X8.5MGY | Cat6A,28AWG,UTP,PC,CM/LSZH,GY,8.5M,EA | Category 6A Performance, 28AWG, UTP Patch Cord, CM/LSZH, Gray, 8.5m. | PC | 1 | 10 | 1 | 1 | 44.7
07498302056 | UTP28X8.5MOR | Cat6A,28AWG,UTP,PC,CM/LSZH,OR,8.5M,EA | Category 6A Performance, 28AWG, UTP Patch Cord, CM/LSZH, Orange, 8.5m. | PC | 1 | 10 | 1 | 1 | 44.7
61305656862 | UTP28X8.5MPK | Cat 6A 28AWG UTP Patch Cord, CM/LSZH, Pi |  | PC | 1 | 10 | 1 | 1 | 44.7
07498302057 | UTP28X8.5MRD | Cat6A,28AWG,UTP,PC,CM/LSZH,RD,8.5M,EA | Category 6A Performance, 28AWG, UTP Patch Cord, CM/LSZH, Red, 8.5m. | PC | 1 | 10 | 1 | 1 | 44.7
07498302051 | UTP28X8.5MVL | Cat6A,28AWG,UTP,PC,CM/LSZH,VL,8.5M,EA | Category 6A Performance, 28AWG, UTP Patch Cord, CM/LSZH, Violet, 8.5m. | PC | 1 | 10 | 1 | 1 | 44.7
07498302058 | UTP28X8.5MYL | Cat6A,28AWG,UTP,PC,CM/LSZH,YL,8.5M,EA | Category 6A Performance, 28AWG, UTP Patch Cord, CM/LSZH, Yellow, 8.5m. | PC | 1 | 10 | 1 | 1 | 44.7
07498316683 | UTP28X80 | Cat6A,28AWG,UTP,PC,CM/LSZH,IW,80ft,EA | Category 6A Performance, 28AWG, UTP Patch Cord, CM/LSZH, Off White, 80ft. | PC | 1 | 10 | 1 | 1 | 97.12
07498310248 | UTP28X80BL | Cat6A,28AWG,UTP,PC,CM/LSZH,BL,80ft,EA | Category 6A Performance, 28AWG, UTP Patch Cord, CM/LSZH, Black, 80ft. | PC | 1 | 10 | 1 | 1 | 97.12
07498310243 | UTP28X80BU | Cat6A,28AWG,UTP,PC,CM/LSZH,BU,80ft,EA | Category 6A Performance, 28AWG, UTP Patch Cord, CM/LSZH, Blue, 80ft. | PC | 1 | 10 | 1 | 1 | 97.12
07498310286 | UTP28X80GR | Cat6A,28AWG,UTP,PC,CM/LSZH,GR,80ft,EA | Category 6A Performance, 28AWG, UTP Patch Cord, CM/LSZH, Green, 80ft. | PC | 1 | 10 | 1 | 1 | 97.12
07498303161 | UTP28X80GY | Cat6A,28AWG,UTP,PC,CM/LSZH,GY,80ft,EA | Category 6A Performance, 28AWG, UTP Patch Cord, CM/LSZH, Gray, 80ft. | PC | 1 | 10 | 1 | 1 | 97.12
07498310301 | UTP28X80OR | Cat6A,28AWG,UTP,PC,CM/LSZH,OR,80ft,EA | Category 6A Performance, 28AWG, UTP Patch Cord, CM/LSZH, Orange, 80ft. | PC | 1 | 10 | 1 | 1 | 97.12
07498310312 | UTP28X80RD | Cat6A,28AWG,UTP,PC,CM/LSZH,RD,80ft,EA | Category 6A Performance, 28AWG, UTP Patch Cord, CM/LSZH, Red, 80ft. | PC | 1 | 10 | 1 | 1 | 97.12
07498310323 | UTP28X80VL | Cat6A,28AWG,UTP,PC,CM/LSZH,VL,80ft,EA | Category 6A Performance, 28AWG, UTP Patch Cord, CM/LSZH, Violet, 80ft. | PC | 1 | 10 | 1 | 1 | 97.12
07498310334 | UTP28X80YL | Cat6A,28AWG,UTP,PC,CM/LSZH,YL,80ft,EA | Category 6A Performance, 28AWG, UTP Patch Cord, CM/LSZH, Yellow, 80ft. | PC | 1 | 10 | 1 | 1 | 97.12
07498316684 | UTP28X85 | Cat6A,28AWG,UTP,PC,CM/LSZH,IW,85ft,EA | Category 6A Performance, 28AWG, UTP Patch Cord, CM/LSZH, Off White, 85ft. | PC | 1 | 10 | 1 | 1 | 102.14
07498310249 | UTP28X85BL | Cat6A,28AWG,UTP,PC,CM/LSZH,BL,85ft,EA | Category 6A Performance, 28AWG, UTP Patch Cord, CM/LSZH, Black, 85ft. | PC | 1 | 10 | 1 | 1 | 102.14
07498310274 | UTP28X85BU | Cat6A,28AWG,UTP,PC,CM/LSZH,BU,85ft,EA | Category 6A Performance, 28AWG, UTP Patch Cord, CM/LSZH, Blue, 85ft. | PC | 1 | 10 | 1 | 1 | 102.14
07498310287 | UTP28X85GR | Cat6A,28AWG,UTP,PC,CM/LSZH,GR,85ft,EA | Category 6A Performance, 28AWG, UTP Patch Cord, CM/LSZH, Green, 85ft. | PC | 1 | 10 | 1 | 1 | 102.14
07498303372 | UTP28X85GY | Cat6A,28AWG,UTP,PC,CM/LSZH,GY,85ft,EA | Category 6A Performance, 28AWG, UTP Patch Cord, CM/LSZH, Gray, 85ft. | PC | 1 | 10 | 1 | 1 | 102.14
07498310302 | UTP28X85OR | Cat6A,28AWG,UTP,PC,CM/LSZH,OR,85ft,EA | Category 6A Performance, 28AWG, UTP Patch Cord, CM/LSZH, Orange, 85ft. | PC | 1 | 10 | 1 | 1 | 102.14
07498310313 | UTP28X85RD | Cat6A,28AWG,UTP,PC,CM/LSZH,RD,85ft,EA | Category 6A Performance, 28AWG, UTP Patch Cord, CM/LSZH, Red, 85ft. | PC | 1 | 10 | 1 | 1 | 102.14
07498310324 | UTP28X85VL | Cat6A,28AWG,UTP,PC,CM/LSZH,VL,85ft,EA | Category 6A Performance, 28AWG, UTP Patch Cord, CM/LSZH, Violet, 85ft. | PC | 1 | 10 | 1 | 1 | 102.14
07498310335 | UTP28X85YL | Cat6A,28AWG,UTP,PC,CM/LSZH,YL,85ft,EA | Category 6A Performance, 28AWG, UTP Patch Cord, CM/LSZH, Yellow, 85ft. | PC | 1 | 10 | 1 | 1 | 102.14
07498304843 | UTP28X8BL | Cat6A,28AWG,UTP,PC,CM/LSZH,BL,8ft,EA | The TX6A-28™ Cat 6A UTP Patch Cord is constructed of 28 AWG, unshielded, twisted pair, solid, CM/LSZH cable with enhanced performance modular plugs. The use of 28 AWG cable ensures that this patch cord has a small diameter, making it easy to install and w | PC | 1 | 10 | 1 | 1 | 24.68
61305600993 | UTP28X8BL-Q | Category 6A Performance 28 AWG UTP Patch |  | PC | 1 | 25 | 25 | 1 | 24.68
07498304844 | UTP28X8BU | Cat6A,28AWG,UTP,PC,CM/LSZH,BU,8ft,EA | The TX6A-28™ Cat 6A UTP Patch Cord is constructed of 28 AWG, unshielded, twisted pair, solid, CM/LSZH cable with enhanced performance modular plugs. The use of 28 AWG cable ensures that this patch cord has a small diameter, making it easy to install and w | PC | 1 | 10 | 1 | 1 | 24.68
61305600995 | UTP28X8BU-Q | Category 6A Performance 28 AWG UTP Patch |  | PC | 1 | 25 | 25 | 1 | 24.68
07498304845 | UTP28X8GR | Cat6A,28AWG,UTP,PC,CM/LSZH,GR,8ft,EA | The TX6A-28™ Cat 6A UTP Patch Cord is constructed of 28 AWG, unshielded, twisted pair, solid, CM/LSZH cable with enhanced performance modular plugs. The use of 28 AWG cable ensures that this patch cord has a small diameter, making it easy to install and w | PC | 1 | 10 | 1 | 1 | 24.68
61305600996 | UTP28X8GR-Q | Category 6A Performance 28 AWG UTP Patch |  | PC | 1 | 25 | 25 | 1 | 24.68
07498302955 | UTP28X8GY | Cat6A,28AWG,UTP,PC,CM/LSZH,GY,8ft,EA | Category 6A Performance, 28AWG, UTP Patch Cord, CM/LSZH, Gray, 8ft. | PC | 1 | 10 | 1 | 1 | 24.68
61305600997 | UTP28X8GY-Q | Category 6A Performance 28 AWG UTP Patch |  | PC | 1 | 25 | 25 | 1 | 24.68
07498399439 | UTP28X8IN | Cat6A,28AWG,UTP,PC,CM/LSZH,8IN,IW,EA | The TX6A-28™ Cat 6A UTP Patch Cord is constructed of 28 AWG, unshielded, twisted pair, solid, CM/LSZH cable with enhanced performance modular plugs. The use of 28 AWG cable ensures that this patch cord has a small diameter, making it easy to install and w | PC | 1 | 10 | 1 | 1 | 17.28
61305601242 | UTP28X8IN-48 | Cat6A,28AWG,UTPCrd,CM,LSZH,OWHT,8IN,PK48 | Category 6A Performance 28 AWG UTP Patch Cord, CM/LSZH, Off White, 8 inches, Pack of 48. | PC | 1 | 48 | 48 | 1 | 17.28
07498399431 | UTP28X8INBL | Cat6A,28AWG,UTP,PC,CM/LSZH,8IN,BL,EA | The TX6A-28™ Cat 6A UTP Patch Cord is constructed of 28 AWG, unshielded, twisted pair, solid, CM/LSZH cable with enhanced performance modular plugs. The use of 28 AWG cable ensures that this patch cord has a small diameter, making it easy to install and w | PC | 1 | 10 | 1 | 1 | 17.28
61305601251 | UTP28X8INBL-48 | Cat6A,28AWG,UTPPCrd,CM,LSZH,BLK,8IN,PK48 | Category 6A Performance 28 AWG UTP Patch Cord, CM/LSZH, Black, 8 inches, Pack of 48. | PC | 1 | 48 | 48 | 1 | 17.28
07498399417 | UTP28X8INBU | Cat6A,28AWG,UTP,PC,CM/LSZH,8IN,BU,EA | The TX6A-28™ Cat 6A UTP Patch Cord is constructed of 28 AWG, unshielded, twisted pair, solid, CM/LSZH cable with enhanced performance modular plugs. The use of 28 AWG cable ensures that this patch cord has a small diameter, making it easy to install and w | PC | 1 | 10 | 1 | 1 | 17.28
61305601252 | UTP28X8INBU-48 | Cat6A,Perf28AWGUTP,PC,CM/LSZH,BU,82,PK48 | Category 6A Performance 28 AWG UTP Patch Cord, CM/LSZH, Blue, 8 inches, Pack of 48. | PC | 1 | 48 | 48 | 1 | 17.28
07498399433 | UTP28X8INGR | Cat6A,28AWG,UTP,PC,CM/LSZH,8IN,GR,EA | The TX6A-28™ Cat 6A UTP Patch Cord is constructed of 28 AWG, unshielded, twisted pair, solid, CM/LSZH cable with enhanced performance modular plugs. The use of 28 AWG cable ensures that this patch cord has a small diameter, making it easy to install and w | PC | 1 | 10 | 1 | 1 | 17.28
61305601253 | UTP28X8INGR-48 | Cat6A,28AWG,UTPPCrd,CM,LSZH,GRN,8IN,PK48 | Category 6A Performance 28 AWG UTP Patch Cord, CM/LSZH, Green, 8 inches, Pack of 48. | PC | 1 | 48 | 48 | 1 | 17.28
07498302946 | UTP28X8INGY | Cat6A,28AWG,UTP,PC,CM/LSZH,8IN,GY,EA | Category 6A Performance, 28AWG, UTP Patch Cord, CM/LSZH, Gray, 8in. | PC | 1 | 10 | 1 | 1 | 17.28
61305601254 | UTP28X8INGY-48 | Category 6A Performance 28 AWG UTP Patch |  | PC | 1 | 48 | 48 | 1 | 17.28
07498399434 | UTP28X8INOR | Cat6A,28AWG,UTP,PC,CM/LSZH,8IN,OR,EA | Category 6A Performance, 28AWG, UTP Patch Cord, CM/LSZH, Orange, 8in. | PC | 1 | 10 | 1 | 1 | 17.28
61305601255 | UTP28X8INOR-48 | Cat6A,28AWG,UTPPCrd,CM,LSZH,ORG,8IN,PK48 | Category 6A Performance 28 AWG UTP Patch Cord, CM/LSZH, Orange, 8 inches, Pack of 48. | PC | 1 | 48 | 48 | 1 | 17.28
07498399435 | UTP28X8INRD | Cat6A,28AWG,UTP,PC,CM/LSZH,8IN,RD,EA | The TX6A-28™ Cat 6A UTP Patch Cord is constructed of 28 AWG, unshielded, twisted pair, solid, CM/LSZH cable with enhanced performance modular plugs. The use of 28 AWG cable ensures that this patch cord has a small diameter, making it easy to install and w | PC | 1 | 10 | 1 | 1 | 17.28
61305601256 | UTP28X8INRD-48 | Cat6A,28AWG,UTPPCrd,CM,LSZH,RED,8IN,PK48 | Category 6A Performance 28 AWG UTP Patch Cord, CM/LSZH, Red, 8 inches, Pack of 48. | PC | 1 | 48 | 48 | 1 | 17.28
07498399437 | UTP28X8INVL | Cat6A,28AWG,UTP,PC,CM/LSZH,8IN,VL,EA | Category 6A Performance, 28AWG, UTP Patch Cord, CM/LSZH, Violet, 8in. | PC | 1 | 10 | 1 | 1 | 17.28
61305601257 | UTP28X8INVL-48 | Cat6A,28AWG,UTPPCrd,CM,LSZH,VLT,8IN,PK48 | Category 6A Performance 28 AWG UTP Patch Cord, CM/LSZH, Violet, 8 inches, Pack of 48. | PC | 1 | 48 | 48 | 1 | 17.28
07498399436 | UTP28X8INYL | Cat6A,28AWG,UTP,PC,CM/LSZH,8IN,YL,EA | The TX6A-28™ Cat 6A UTP Patch Cord is constructed of 28 AWG, unshielded, twisted pair, solid, CM/LSZH cable with enhanced performance modular plugs. The use of 28 AWG cable ensures that this patch cord has a small diameter, making it easy to install and w | PC | 1 | 10 | 1 | 1 | 17.28
61305601258 | UTP28X8INYL-48 | Category 6A Performance 28 AWG UTP Patch | Category 6A Performance 28 AWG UTP Patch Cord, CM/LSZH, Yellow, 8 inches, Pack of 48. | PC | 1 | 48 | 48 | 1 | 17.28
07498301067 | UTP28X8M | Cat6A,28AWG,UTP,PC,CM/LSZH,IW,8M,EA | Category 6A Performance, 28AWG, UTP Patch Cord, CM/LSZH, Off White, 8m. | PC | 1 | 10 | 1 | 1 | 43.04
07498301068 | UTP28X8MBL | Cat6A,28AWG,UTP,PC,CM/LSZH,BL,8M,EA | Category 6A Performance, 28AWG, UTP Patch Cord, CM/LSZH, Black, 8m. | PC | 1 | 10 | 1 | 1 | 43.04
07498313136 | UTP28X8MBU | Cat6A,28AWG,UTP,PC,CM/LSZH,BU,8M,EA | Category 6A Performance, 28AWG, UTP Patch Cord, CM/LSZH, Blue, 8m. | PC | 1 | 10 | 1 | 1 | 43.04
07498301124 | UTP28X8MGR | Cat6A,28AWG,UTP,PC,CM/LSZH,GR,8M,EA | Category 6A Performance, 28AWG, UTP Patch Cord, CM/LSZH, Green, 8m. | PC | 1 | 10 | 1 | 1 | 43.04
07498303817 | UTP28X8MGY | Cat6A,28AWG,UTP,PC,CM/LSZH,GY,8M,EA | Category 6A Performance, 28AWG, UTP Patch Cord, CM/LSZH, Gray, 8m. | PC | 1 | 10 | 1 | 1 | 43.04
07498301150 | UTP28X8MOR | Cat6A,28AWG,UTP,PC,CM/LSZH,OR,8M,EA | Category 6A Performance, 28AWG, UTP Patch Cord, CM/LSZH, Orange, 8m. | PC | 1 | 10 | 1 | 1 | 43.04
61305656864 | UTP28X8MPK | Cat 6A 28AWG UTP Patch Cord, CM/LSZH, Pi |  | PC | 1 | 10 | 1 | 1 | 43.04
07498313144 | UTP28X8MRD | Cat6A,28AWG,UTP,PC,CM/LSZH,RD,8M,EA | Category 6A Performance, 28AWG, UTP Patch Cord, CM/LSZH, Red, 8m. | PC | 1 | 10 | 1 | 1 | 43.04
07498301176 | UTP28X8MVL | Cat6A,28AWG,UTP,PC,CM/LSZH,VL,8M,EA | Category 6A Performance, 28AWG, UTP Patch Cord, CM/LSZH, Violet, 8m. | PC | 1 | 10 | 1 | 1 | 43.04
07498301202 | UTP28X8MYL | Cat6A,28AWG,UTP,PC,CM/LSZH,YL,8M,EA | Category 6A Performance, 28AWG, UTP Patch Cord, CM/LSZH, Yellow, 8m. | PC | 1 | 10 | 1 | 1 | 43.04
07498304846 | UTP28X8OR | Cat6A,28AWG,UTP,PC,CM/LSZH,OR,8ft,EA | Category 6A Performance, 28AWG, UTP Patch Cord, CM/LSZH, Orange, 8ft. | PC | 1 | 10 | 1 | 1 | 24.68
61305600998 | UTP28X8OR-Q | Category 6A Performance 28 AWG UTP Patch |  | PC | 1 | 25 | 25 | 1 | 24.68
61305617071 | UTP28X8PK | Cat 6A 28AWG UTP Patch Cord, CM/LSZH, Pi |  | PC | 1 | 10 | 1 | 1 | 24.68
07498304848 | UTP28X8RD | Cat6A,28AWG,UTP,PC,CM/LSZH,RD,8ft,EA | The TX6A-28™ Cat 6A UTP Patch Cord is constructed of 28 AWG, unshielded, twisted pair, solid, CM/LSZH cable with enhanced performance modular plugs. The use of 28 AWG cable ensures that this patch cord has a small diameter, making it easy to install and w | PC | 1 | 10 | 1 | 1 | 24.68
61305600999 | UTP28X8RD-Q | Category 6A Performance 28 AWG UTP Patch |  | PC | 1 | 25 | 25 | 1 | 24.68
07498304896 | UTP28X8VL | Cat6A,28AWG,UTP,PC,CM/LSZH,VL,8ft,EA | Category 6A Performance, 28AWG, UTP Patch Cord, CM/LSZH, Violet, 8ft. | PC | 1 | 10 | 1 | 1 | 24.68
61305601000 | UTP28X8VL-Q | Category 6A Performance 28 AWG UTP Patch |  | PC | 1 | 25 | 25 | 1 | 24.68
07498304849 | UTP28X8YL | Cat6A,28AWG,UTP,PC,CM/LSZH,YL,8ft,EA | The TX6A-28™ Cat 6A UTP Patch Cord is constructed of 28 AWG, unshielded, twisted pair, solid, CM/LSZH cable with enhanced performance modular plugs. The use of 28 AWG cable ensures that this patch cord has a small diameter, making it easy to install and w | PC | 1 | 10 | 1 | 1 | 24.68
61305601001 | UTP28X8YL-Q | Category 6A Performance 28 AWG UTP Patch |  | PC | 1 | 25 | 25 | 1 | 24.68
07498399964 | UTP28X9 | Cat6A,28AWG,UTP,PC,CM/LSZH,IW,9ft,EA | The TX6A-28™ Cat 6A UTP Patch Cord is constructed of 28 AWG, unshielded, twisted pair, solid, CM/LSZH cable with enhanced performance modular plugs. The use of 28 AWG cable ensures that this patch cord has a small diameter, making it easy to install and w | PC | 1 | 10 | 1 | 1 | 25.68
61305601003 | UTP28X9-Q | Category 6A Performance 28 AWG UTP Patch |  | PC | 1 | 25 | 25 | 1 | 25.68
07498302069 | UTP28X9.5M | Cat6A,28AWG,UTP,PC,CM/LSZH,IW,9.5M,EA | Category 6A Performance, 28AWG, UTP Patch Cord, CM/LSZH, Off White, 9.5m. | PC | 1 | 10 | 1 | 1 | 47.98
07498302082 | UTP28X9.5MBL | Cat6A,28AWG,UTP,PC,CM/LSZH,BL,9.5M,EA | Category 6A Performance, 28AWG, UTP Patch Cord, CM/LSZH, Black, 9.5m. | PC | 1 | 10 | 1 | 1 | 47.98
07498313124 | UTP28X9.5MBU | Cat6A,28AWG,UTP,PC,CM/LSZH,BU,9.5M,EA | Category 6A Performance, 28AWG, UTP Patch Cord, CM/LSZH, Blue, 9.5m. | PC | 1 | 10 | 1 | 1 | 47.98
07498302088 | UTP28X9.5MGR | Cat6A,28AWG,UTP,PC,CM/LSZH,GR,9.5M,EA | Category 6A Performance, 28AWG, UTP Patch Cord, CM/LSZH, Green, 9.5m. | PC | 1 | 10 | 1 | 1 | 47.98
07498303819 | UTP28X9.5MGY | Cat6A,28AWG,UTP,PC,CM/LSZH,GY,9.5M,EA | Category 6A Performance, 28AWG, UTP Patch Cord, CM/LSZH, Gray, 9.5m. | PC | 1 | 10 | 1 | 1 | 47.98
07498302089 | UTP28X9.5MOR | Cat6A,28AWG,UTP,PC,CM/LSZH,OR,9.5M,EA | Category 6A Performance, 28AWG, UTP Patch Cord, CM/LSZH, Orange, 9.5m. | PC | 1 | 10 | 1 | 1 | 47.98
61305656863 | UTP28X9.5MPK | Cat 6A 28AWG UTP Patch Cord, CM/LSZH, Pi |  | PC | 1 | 10 | 1 | 1 | 47.98
07498302090 | UTP28X9.5MRD | Cat6A,28AWG,UTP,PC,CM/LSZH,RD,9.5M,EA | Category 6A Performance, 28AWG, UTP Patch Cord, CM/LSZH, Red, 9.5m. | PC | 1 | 10 | 1 | 1 | 47.98
07498302124 | UTP28X9.5MVL | Cat6A,28AWG,UTP,PC,CM/LSZH,VL,9.5M,EA | Category 6A Performance, 28AWG, UTP Patch Cord, CM/LSZH, Violet, 9.5m. | PC | 1 | 10 | 1 | 1 | 47.98
07498302155 | UTP28X9.5MYL | Cat6A,28AWG,UTP,PC,CM/LSZH,YL,9.5M,EA | Category 6A Performance, 28AWG, UTP Patch Cord, CM/LSZH, Yellow, 9.5m. | PC | 1 | 10 | 1 | 1 | 47.98
07498316685 | UTP28X90 | Cat6A,28AWG,UTP,PC,CM/LSZH,IW,90ft,EA | Category 6A Performance, 28AWG, UTP Patch Cord, CM/LSZH, Off White, 90ft. | PC | 1 | 10 | 1 | 1 | 107.18
07498309807 | UTP28X90BL | Cat6A,28AWG,UTP,PC,CM/LSZH,BL,90ft,EA | Category 6A Performance, 28AWG, UTP Patch Cord, CM/LSZH, Black, 90ft. | PC | 1 | 10 | 1 | 1 | 107.18
07498309806 | UTP28X90BU | Cat6A,28AWG,UTP,PC,CM/LSZH,BU,90ft,EA | Category 6A Performance, 28AWG, UTP Patch Cord, CM/LSZH, Blue, 90ft. | PC | 1 | 10 | 1 | 1 | 107.18
07498310064 | UTP28X90GR | Cat6A,28AWG,UTP,PC,CM/LSZH,GR,90ft,EA | Category 6A Performance, 28AWG, UTP Patch Cord, CM/LSZH, Green, 90ft. | PC | 1 | 10 | 1 | 1 | 107.18
07498303377 | UTP28X90GY | Cat6A,28AWG,UTP,PC,CM/LSZH,GY,90ft,EA | Category 6A Performance, 28AWG, UTP Patch Cord, CM/LSZH, Gray, 90ft. | PC | 1 | 10 | 1 | 1 | 107.18
07498310022 | UTP28X90OR | Cat6A,28AWG,UTP,PC,CM/LSZH,OR,90ft,EA | Category 6A Performance, 28AWG, UTP Patch Cord, CM/LSZH, Orange, 90ft. | PC | 1 | 10 | 1 | 1 | 107.18
07498310065 | UTP28X90RD | Cat6A,28AWG,UTP,PC,CM/LSZH,RD,90ft,EA | Category 6A Performance, 28AWG, UTP Patch Cord, CM/LSZH, Red, 90ft. | PC | 1 | 10 | 1 | 1 | 107.18
07498309804 | UTP28X90VL | Cat6A,28AWG,UTP,PC,CM/LSZH,VL,90ft,EA | Category 6A Performance, 28AWG, UTP Patch Cord, CM/LSZH, Violet, 90ft. | PC | 1 | 10 | 1 | 1 | 107.18
07498309805 | UTP28X90YL | Cat6A,28AWG,UTP,PC,CM/LSZH,YL,90ft,EA | Category 6A Performance, 28AWG, UTP Patch Cord, CM/LSZH, Yellow, 90ft. | PC | 1 | 10 | 1 | 1 | 107.18
07498316686 | UTP28X95 | Cat6A,28AWG,UTP,PC,CM/LSZH,IW,95ft,EA | Category 6A Performance, 28AWG, UTP Patch Cord, CM/LSZH, Off White, 95ft. | PC | 1 | 10 | 1 | 1 | 112.2
07498310250 | UTP28X95BL | Cat6A,28AWG,UTP,PC,CM/LSZH,BL,95ft,EA | Category 6A Performance, 28AWG, UTP Patch Cord, CM/LSZH, Black, 95ft. | PC | 1 | 10 | 1 | 1 | 112.2
07498310275 | UTP28X95BU | Cat6A,28AWG,UTP,PC,CM/LSZH,BU,95ft,EA | Category 6A Performance, 28AWG, UTP Patch Cord, CM/LSZH, Blue, 95ft. | PC | 1 | 10 | 1 | 1 | 112.2
07498310288 | UTP28X95GR | Cat6A,28AWG,UTP,PC,CM/LSZH,GR,95ft,EA | Category 6A Performance, 28AWG, UTP Patch Cord, CM/LSZH, Green, 95ft. | PC | 1 | 10 | 1 | 1 | 112.2
07498303393 | UTP28X95GY | Cat6A,28AWG,UTP,PC,CM/LSZH,GY,95ft,EA | Category 6A Performance, 28AWG, UTP Patch Cord, CM/LSZH, Gray, 95ft. | PC | 1 | 10 | 1 | 1 | 112.2
07498310303 | UTP28X95OR | Cat6A,28AWG,UTP,PC,CM/LSZH,OR,95ft,EA | Category 6A Performance, 28AWG, UTP Patch Cord, CM/LSZH, Orange, 95ft. | PC | 1 | 10 | 1 | 1 | 112.2
07498310314 | UTP28X95RD | Cat6A,28AWG,UTP,PC,CM/LSZH,RD,95ft,EA | Category 6A Performance, 28AWG, UTP Patch Cord, CM/LSZH, Red, 95ft. | PC | 1 | 10 | 1 | 1 | 112.2
07498310325 | UTP28X95VL | Cat6A,28AWG,UTP,PC,CM/LSZH,VL,95ft,EA | Category 6A Performance, 28AWG, UTP Patch Cord, CM/LSZH, Violet, 95ft. | PC | 1 | 10 | 1 | 1 | 112.2
07498310363 | UTP28X95YL | Cat6A,28AWG,UTP,PC,CM/LSZH,YL,95ft,EA | Category 6A Performance, 28AWG, UTP Patch Cord, CM/LSZH, Yellow, 95ft. | PC | 1 | 10 | 1 | 1 | 112.2
07498304613 | UTP28X9BL | Cat6A,28AWG,UTP,PC,CM/LSZH,BL,9ft,EA | The TX6A-28™ Cat 6A UTP Patch Cord is constructed of 28 AWG, unshielded, twisted pair, solid, CM/LSZH cable with enhanced performance modular plugs. The use of 28 AWG cable ensures that this patch cord has a small diameter, making it easy to install and w | PC | 1 | 10 | 1 | 1 | 25.68
61305601002 | UTP28X9BL-Q | Category 6A Performance 28 AWG UTP Patch |  | PC | 1 | 25 | 25 | 1 | 25.68
07498304624 | UTP28X9BU | Cat6A,28AWG,UTP,PC,CM/LSZH,BU,9ft,EA | The TX6A-28™ Cat 6A UTP Patch Cord is constructed of 28 AWG, unshielded, twisted pair, solid, CM/LSZH cable with enhanced performance modular plugs. The use of 28 AWG cable ensures that this patch cord has a small diameter, making it easy to install and w | PC | 1 | 10 | 1 | 1 | 25.68
61305601004 | UTP28X9BU-Q | Category 6A Performance 28 AWG UTP Patch |  | PC | 1 | 25 | 25 | 1 | 25.68
07498304752 | UTP28X9GR | Cat6A,28AWG,UTP,PC,CM/LSZH,GR,9ft,EA | The TX6A-28™ Cat 6A UTP Patch Cord is constructed of 28 AWG, unshielded, twisted pair, solid, CM/LSZH cable with enhanced performance modular plugs. The use of 28 AWG cable ensures that this patch cord has a small diameter, making it easy to install and w | PC | 1 | 10 | 1 | 1 | 25.68
61305601007 | UTP28X9GR-Q | Category 6A Performance 28 AWG UTP Patch |  | PC | 1 | 25 | 25 | 1 | 25.68
07498302956 | UTP28X9GY | Cat6A,28AWG,UTP,PC,CM/LSZH,GY,9ft,EA | Category 6A Performance, 28AWG, UTP Patch Cord, CM/LSZH, Gray, 9ft. | PC | 1 | 10 | 1 | 1 | 25.68
61305601008 | UTP28X9GY-Q | Category 6A Performance 28 AWG UTP Patch |  | PC | 1 | 25 | 25 | 1 | 25.68
07498301228 | UTP28X9M | Cat6A,28AWG,UTP,PC,CM/LSZH,IW,9M,EA | Category 6A Performance, 28AWG, UTP Patch Cord, CM/LSZH, Off White, 9m. | PC | 1 | 10 | 1 | 1 | 46.32
07498301254 | UTP28X9MBL | Cat6A,28AWG,UTP,PC,CM/LSZH,BL,9M,EA | Category 6A Performance, 28AWG, UTP Patch Cord, CM/LSZH, Black, 9m. | PC | 1 | 10 | 1 | 1 | 46.32
07498301280 | UTP28X9MBU | Cat6A,28AWG,UTP,PC,CM/LSZH,BU,9M,EA | Category 6A Performance, 28AWG, UTP Patch Cord, CM/LSZH, Blue, 9m. | PC | 1 | 10 | 1 | 1 | 46.32
07498301283 | UTP28X9MGR | Cat6A,28AWG,UTP,PC,CM/LSZH,GR,9M,EA | Category 6A Performance, 28AWG, UTP Patch Cord, CM/LSZH, Green, 9m. | PC | 1 | 10 | 1 | 1 | 46.32
07498303818 | UTP28X9MGY | Cat6A,28AWG,UTP,PC,CM/LSZH,GY,9M,EA | Category 6A Performance, 28AWG, UTP Patch Cord, CM/LSZH, Gray, 9m. | PC | 1 | 10 | 1 | 1 | 46.32
07498301307 | UTP28X9MOR | Cat6A,28AWG,UTP,PC,CM/LSZH,OR,9M,EA | Category 6A Performance, 28AWG, UTP Patch Cord, CM/LSZH, Orange, 9m. | PC | 1 | 10 | 1 | 1 | 46.32
61305656865 | UTP28X9MPK | Cat 6A 28AWG UTP Patch Cord, CM/LSZH, Pi |  | PC | 1 | 10 | 1 | 1 | 46.32
07498301333 | UTP28X9MRD | Cat6A,28AWG,UTP,PC,CM/LSZH,RD,9M,EA | Category 6A Performance, 28AWG, UTP Patch Cord, CM/LSZH, Red, 9m. | PC | 1 | 10 | 1 | 1 | 46.32
07498301424 | UTP28X9MVL | Cat6A,28AWG,UTP,PC,CM/LSZH,VL,9M,EA | Category 6A Performance, 28AWG, UTP Patch Cord, CM/LSZH, Violet, 9m. | PC | 1 | 10 | 1 | 1 | 46.32
07498301425 | UTP28X9MYL | Cat6A,28AWG,UTP,PC,CM/LSZH,YL,9M,EA | Category 6A Performance, 28AWG, UTP Patch Cord, CM/LSZH, Yellow, 9m. | PC | 1 | 10 | 1 | 1 | 46.32
07498304825 | UTP28X9OR | Cat6A,28AWG,UTP,PC,CM/LSZH,OR,9ft,EA | Category 6A Performance, 28AWG, UTP Patch Cord, CM/LSZH, Orange, 9ft. | PC | 1 | 10 | 1 | 1 | 25.68
61305601009 | UTP28X9OR-Q | Category 6A Performance 28 AWG UTP Patch |  | PC | 1 | 25 | 25 | 1 | 25.68
61305617072 | UTP28X9PK | Cat 6A 28AWG UTP Patch Cord, CM/LSZH, Pi |  | PC | 1 | 10 | 1 | 1 | 25.68
07498304826 | UTP28X9RD | Cat6A,28AWG,UTP,PC,CM/LSZH,RD,9ft,EA | The TX6A-28™ Cat 6A UTP Patch Cord is constructed of 28 AWG, unshielded, twisted pair, solid, CM/LSZH cable with enhanced performance modular plugs. The use of 28 AWG cable ensures that this patch cord has a small diameter, making it easy to install and w | PC | 1 | 10 | 1 | 1 | 25.68
61305601010 | UTP28X9RD-Q | Category 6A Performance 28 AWG UTP Patch |  | PC | 1 | 25 | 25 | 1 | 25.68
07498304842 | UTP28X9VL | Cat6A,28AWG,UTP,PC,CM/LSZH,VL,9ft,EA | Category 6A Performance, 28AWG, UTP Patch Cord, CM/LSZH, Violet, 9ft. | PC | 1 | 10 | 1 | 1 | 25.68
61305601006 | UTP28X9VL-Q | Category 6A Performance 28 AWG UTP Patch |  | PC | 1 | 25 | 25 | 1 | 25.68
07498304841 | UTP28X9YL | Cat6A,28AWG,UTP,PC,CM/LSZH,YL,9ft,EA | The TX6A-28™ Cat 6A UTP Patch Cord is constructed of 28 AWG, unshielded, twisted pair, solid, CM/LSZH cable with enhanced performance modular plugs. The use of 28 AWG cable ensures that this patch cord has a small diameter, making it easy to install and w | PC | 1 | 10 | 1 | 1 | 25.68
61305601005 | UTP28X9YL-Q | Category 6A Performance 28 AWG UTP Patch |  | PC | 1 | 25 | 25 | 1 | 25.68
61305676993 | UTP6AX0.2M | Category 6A, 10 Gb/s UTP patch cord with | The TX6A™ 10Gig UTP Patch Cord is constructed of 24 AWG solid copper cable with an enhanced performance modular plug on each end. The conductors are twisted in pairs and separated by a quadrant separator. All four pairs are surrounded by solid foil tape a | PC | 1 | 10 | 1 | 1 | 17.9
61305677345 | UTP6AX0.2MBL | Category 6A, 10 Gb/s UTP patch cord with | The TX6A™ 10Gig UTP Patch Cord is constructed of 24 AWG solid copper cable with an enhanced performance modular plug on each end. The conductors are twisted in pairs and separated by a quadrant separator. All four pairs are surrounded by solid foil tape a | PC | 1 | 10 | 1 | 1 | 17.9
61305677086 | UTP6AX0.2MBU | Category 6A, 10 Gb/s UTP patch cord with | The TX6A™ 10Gig UTP Patch Cord is constructed of 24 AWG solid copper cable with an enhanced performance modular plug on each end. The conductors are twisted in pairs and separated by a quadrant separator. All four pairs are surrounded by solid foil tape a | PC | 1 | 10 | 1 | 1 | 17.9
61305677351 | UTP6AX0.2MGR | Category 6A, 10 Gb/s UTP patch cord with | The TX6A™ 10Gig UTP Patch Cord is constructed of 24 AWG solid copper cable with an enhanced performance modular plug on each end. The conductors are twisted in pairs and separated by a quadrant separator. All four pairs are surrounded by solid foil tape a | PC | 1 | 10 | 1 | 1 | 17.9
61305677350 | UTP6AX0.2MGY | Category 6A, 10 Gb/s UTP patch cord with | The TX6A™ 10Gig UTP Patch Cord is constructed of 24 AWG solid copper cable with an enhanced performance modular plug on each end. The conductors are twisted in pairs and separated by a quadrant separator. All four pairs are surrounded by solid foil tape a | PC | 1 | 10 | 1 | 1 | 17.9
61305677352 | UTP6AX0.2MOR | Category 6A, 10 Gb/s UTP patch cord with | The TX6A™ 10Gig UTP Patch Cord is constructed of 24 AWG solid copper cable with an enhanced performance modular plug on each end. The conductors are twisted in pairs and separated by a quadrant separator. All four pairs are surrounded by solid foil tape a | PC | 1 | 10 | 1 | 1 | 17.9
61305677353 | UTP6AX0.2MRD | Category 6A, 10 Gb/s UTP patch cord with | The TX6A™ 10Gig UTP Patch Cord is constructed of 24 AWG solid copper cable with an enhanced performance modular plug on each end. The conductors are twisted in pairs and separated by a quadrant separator. All four pairs are surrounded by solid foil tape a | PC | 1 | 10 | 1 | 1 | 17.9
61305677349 | UTP6AX0.2MVL | Category 6A, 10 Gb/s UTP patch cord with | The TX6A™ 10Gig UTP Patch Cord is constructed of 24 AWG solid copper cable with an enhanced performance modular plug on each end. The conductors are twisted in pairs and separated by a quadrant separator. All four pairs are surrounded by solid foil tape a | PC | 1 | 10 | 1 | 1 | 17.9
61305677347 | UTP6AX0.2MYL | Category 6A, 10 Gb/s UTP patch cord with | The TX6A™ 10Gig UTP Patch Cord is constructed of 24 AWG solid copper cable with an enhanced performance modular plug on each end. The conductors are twisted in pairs and separated by a quadrant separator. All four pairs are surrounded by solid foil tape a | PC | 1 | 10 | 1 | 1 | 17.9
61305676994 | UTP6AX0.5M | Category 6A, 10 Gb/s UTP patch cord with | The TX6A™ 10Gig UTP Patch Cord is constructed of 24 AWG, unshielded, twisted pair, solid, CM cable with enhanced performance modular plugs. The patch cord offers a small 0.250 inch (6.4mm) cable diameter. The patented tangle free latch prevents snags and | PC | 1 | 10 | 1 | 1 | 18.94
61305677354 | UTP6AX0.5MBL | Category 6A, 10 Gb/s UTP patch cord with | The TX6A™ 10Gig UTP Patch Cord is constructed of 24 AWG, unshielded, twisted pair, solid, CM cable with enhanced performance modular plugs. The patch cord offers a small 0.250 inch (6.4mm) cable diameter. The patented tangle free latch prevents snags and | PC | 1 | 10 | 1 | 1 | 18.94
61305677087 | UTP6AX0.5MBU | Category 6A, 10 Gb/s UTP patch cord with | The TX6A™ 10Gig UTP Patch Cord is constructed of 24 AWG, unshielded, twisted pair, solid, CM cable with enhanced performance modular plugs. The patch cord offers a small 0.250 inch (6.4mm) cable diameter. The patented tangle free latch prevents snags and | PC | 1 | 10 | 1 | 1 | 18.94
61305677358 | UTP6AX0.5MGR | Category 6A, 10 Gb/s UTP patch cord with | The TX6A™ 10Gig UTP Patch Cord is constructed of 24 AWG, unshielded, twisted pair, solid, CM cable with enhanced performance modular plugs. The patch cord offers a small 0.250 inch (6.4mm) cable diameter. The patented tangle free latch prevents snags and | PC | 1 | 10 | 1 | 1 | 18.94
61305677357 | UTP6AX0.5MGY | Category 6A, 10 Gb/s UTP patch cord with | The TX6A™ 10Gig UTP Patch Cord is constructed of 24 AWG solid copper cable with an enhanced performance modular plug on each end. The conductors are twisted in pairs and separated by a quadrant separator. All four pairs are surrounded by solid foil tape a | PC | 1 | 10 | 1 | 1 | 18.94
61305677359 | UTP6AX0.5MOR | Category 6A, 10 Gb/s UTP patch cord with | The TX6A™ 10Gig UTP Patch Cord is constructed of 24 AWG solid copper cable with an enhanced performance modular plug on each end. The conductors are twisted in pairs and separated by a quadrant separator. All four pairs are surrounded by solid foil tape a | PC | 1 | 10 | 1 | 1 | 18.94
61305677360 | UTP6AX0.5MRD | Category 6A, 10 Gb/s UTP patch cord with | The TX6A™ 10Gig UTP Patch Cord is constructed of 24 AWG, unshielded, twisted pair, solid, CM cable with enhanced performance modular plugs. The patch cord offers a small 0.250 inch (6.4mm) cable diameter. The patented tangle free latch prevents snags and | PC | 1 | 10 | 1 | 1 | 18.94
61305677355 | UTP6AX0.5MVL | Category 6A, 10 Gb/s UTP patch cord with | The TX6A™ 10Gig UTP Patch Cord is constructed of 24 AWG solid copper cable with an enhanced performance modular plug on each end. The conductors are twisted in pairs and separated by a quadrant separator. All four pairs are surrounded by solid foil tape a | PC | 1 | 10 | 1 | 1 | 18.94
61305677356 | UTP6AX0.5MYL | Category 6A, 10 Gb/s UTP patch cord with | The TX6A™ 10Gig UTP Patch Cord is constructed of 24 AWG, unshielded, twisted pair, solid, CM cable with enhanced performance modular plugs. The patch cord offers a small 0.250 inch (6.4mm) cable diameter. The patented tangle free latch prevents snags and | PC | 1 | 10 | 1 | 1 | 18.94
61305676995 | UTP6AX1 | Category 6A, 10 Gb/s UTP patch cord with | The TX6A™ 10Gig UTP Patch Cord is constructed of 24 AWG, unshielded, twisted pair, solid, CM cable with enhanced performance modular plugs. The patch cord offers a small 0.250 inch (6.4mm) cable diameter. The patented tangle free latch prevents snags and | PC | 1 | 10 | 1 | 1 | 18.26
61305677005 | UTP6AX1.5M | Category 6A, 10 Gb/s UTP patch cord with | The TX6A™ 10Gig UTP Patch Cord is constructed of 24 AWG, unshielded, twisted pair, solid, CM cable with enhanced performance modular plugs. The patch cord offers a small 0.250 inch (6.4mm) cable diameter. The patented tangle free latch prevents snags and | PC | 1 | 10 | 1 | 1 | 22.34
61305677473 | UTP6AX1.5MBL | Category 6A, 10 Gb/s UTP patch cord with | The TX6A™ 10Gig UTP Patch Cord is constructed of 24 AWG, unshielded, twisted pair, solid, CM cable with enhanced performance modular plugs. The patch cord offers a small 0.250 inch (6.4mm) cable diameter. The patented tangle free latch prevents snags and | PC | 1 | 10 | 1 | 1 | 22.34
61305677106 | UTP6AX1.5MBU | Category 6A, 10 Gb/s UTP patch cord with | The TX6A™ 10Gig UTP Patch Cord is constructed of 24 AWG, unshielded, twisted pair, solid, CM cable with enhanced performance modular plugs. The patch cord offers a small 0.250 inch (6.4mm) cable diameter. The patented tangle free latch prevents snags and | PC | 1 | 10 | 1 | 1 | 22.34
61305677478 | UTP6AX1.5MGR | Category 6A, 10 Gb/s UTP patch cord with | The TX6A™ 10Gig UTP Patch Cord is constructed of 24 AWG, unshielded, twisted pair, solid, CM cable with enhanced performance modular plugs. The patch cord offers a small 0.250 inch (6.4mm) cable diameter. The patented tangle free latch prevents snags and | PC | 1 | 10 | 1 | 1 | 22.34
61305677476 | UTP6AX1.5MGY | Category 6A, 10 Gb/s UTP patch cord with | The TX6A™ 10Gig UTP Patch Cord is constructed of 24 AWG solid copper cable with an enhanced performance modular plug on each end. The conductors are twisted in pairs and separated by a quadrant separator. All four pairs are surrounded by solid foil tape a | PC | 1 | 10 | 1 | 1 | 22.34
61305677479 | UTP6AX1.5MOR | Category 6A, 10 Gb/s UTP patch cord with | The TX6A™ 10Gig UTP Patch Cord is constructed of 24 AWG solid copper cable with an enhanced performance modular plug on each end. The conductors are twisted in pairs and separated by a quadrant separator. All four pairs are surrounded by solid foil tape a | PC | 1 | 10 | 1 | 1 | 22.34
61305677481 | UTP6AX1.5MRD | Category 6A, 10 Gb/s UTP patch cord with | The TX6A™ 10Gig UTP Patch Cord is constructed of 24 AWG, unshielded, twisted pair, solid, CM cable with enhanced performance modular plugs. The patch cord offers a small 0.250 inch (6.4mm) cable diameter. The patented tangle free latch prevents snags and | PC | 1 | 10 | 1 | 1 | 22.34
61305677475 | UTP6AX1.5MVL | Category 6A, 10 Gb/s UTP patch cord with | The TX6A™ 10Gig UTP Patch Cord is constructed of 24 AWG solid copper cable with an enhanced performance modular plug on each end. The conductors are twisted in pairs and separated by a quadrant separator. All four pairs are surrounded by solid foil tape a | PC | 1 | 10 | 1 | 1 | 22.34
61305677474 | UTP6AX1.5MYL | Category 6A, 10 Gb/s UTP patch cord with | The TX6A™ 10Gig UTP Patch Cord is constructed of 24 AWG, unshielded, twisted pair, solid, CM cable with enhanced performance modular plugs. The patch cord offers a small 0.250 inch (6.4mm) cable diameter. The patented tangle free latch prevents snags and | PC | 1 | 10 | 1 | 1 | 22.34
61305677008 | UTP6AX10 | Category 6A, 10 Gb/s UTP patch cord with | The TX6A™ 10Gig UTP Patch Cord is constructed of 24 AWG, unshielded, twisted pair, solid, CM cable with enhanced performance modular plugs. The patch cord offers a small 0.250 inch (6.4mm) cable diameter. The patented tangle free latch prevents snags and | PC | 1 | 10 | 1 | 1 | 27.66
61305677168 | UTP6AX10BL | Category 6A, 10 Gb/s UTP patch cord with | The TX6A™ 10Gig UTP Patch Cord is constructed of 24 AWG, unshielded, twisted pair, solid, CM cable with enhanced performance modular plugs. The patch cord offers a small 0.250 inch (6.4mm) cable diameter. The patented tangle free latch prevents snags and | PC | 1 | 10 | 1 | 1 | 27.66
61305677061 | UTP6AX10BU | Category 6A, 10 Gb/s UTP patch cord with | The TX6A™ 10Gig UTP Patch Cord is constructed of 24 AWG, unshielded, twisted pair, solid, CM cable with enhanced performance modular plugs. The patch cord offers a small 0.250 inch (6.4mm) cable diameter. The patented tangle free latch prevents snags and | PC | 1 | 10 | 1 | 1 | 27.66
61305677174 | UTP6AX10GR | Category 6A, 10 Gb/s UTP patch cord with | The TX6A™ 10Gig UTP Patch Cord is constructed of 24 AWG, unshielded, twisted pair, solid, CM cable with enhanced performance modular plugs. The patch cord offers a small 0.250 inch (6.4mm) cable diameter. The patented tangle free latch prevents snags and | PC | 1 | 10 | 1 | 1 | 27.66
61305677175 | UTP6AX10GY | Category 6A, 10 Gb/s UTP patch cord with | The TX6A™ 10Gig UTP Patch Cord is constructed of 24 AWG solid copper cable with an enhanced performance modular plug on each end. The conductors are twisted in pairs and separated by a quadrant separator. All four pairs are surrounded by solid foil tape a | PC | 1 | 10 | 1 | 1 | 27.66
61305677045 | UTP6AX10M | Category 6A, 10 Gb/s UTP patch cord with | The TX6A™ 10Gig UTP Patch Cord is constructed of 24 AWG, unshielded, twisted pair, solid, CM cable with enhanced performance modular plugs. The patch cord offers a small 0.250 inch (6.4mm) cable diameter. The patented tangle free latch prevents snags and | PC | 1 | 10 | 1 | 1 | 51.42
61305677419 | UTP6AX10MBL | Category 6A, 10 Gb/s UTP patch cord with | The TX6A™ 10Gig UTP Patch Cord is constructed of 24 AWG, unshielded, twisted pair, solid, CM cable with enhanced performance modular plugs. The patch cord offers a small 0.250 inch (6.4mm) cable diameter. The patented tangle free latch prevents snags and | PC | 1 | 10 | 1 | 1 | 51.42
61305677097 | UTP6AX10MBU | Category 6A, 10 Gb/s UTP patch cord with | The TX6A™ 10Gig UTP Patch Cord is constructed of 24 AWG, unshielded, twisted pair, solid, CM cable with enhanced performance modular plugs. The patch cord offers a small 0.250 inch (6.4mm) cable diameter. The patented tangle free latch prevents snags and | PC | 1 | 10 | 1 | 1 | 51.42
61305677429 | UTP6AX10MGR | Category 6A, 10 Gb/s UTP patch cord with | The TX6A™ 10Gig UTP Patch Cord is constructed of 24 AWG, unshielded, twisted pair, solid, CM cable with enhanced performance modular plugs. The patch cord offers a small 0.250 inch (6.4mm) cable diameter. The patented tangle free latch prevents snags and | PC | 1 | 10 | 1 | 1 | 51.42
61305677426 | UTP6AX10MGY | Category 6A, 10 Gb/s UTP patch cord with | The TX6A™ 10Gig UTP Patch Cord is constructed of 24 AWG solid copper cable with an enhanced performance modular plug on each end. The conductors are twisted in pairs and separated by a quadrant separator. All four pairs are surrounded by solid foil tape a | PC | 1 | 10 | 1 | 1 | 51.42
61305677433 | UTP6AX10MOR | Category 6A, 10 Gb/s UTP patch cord with | The TX6A™ 10Gig UTP Patch Cord is constructed of 24 AWG solid copper cable with an enhanced performance modular plug on each end. The conductors are twisted in pairs and separated by a quadrant separator. All four pairs are surrounded by solid foil tape a | PC | 1 | 10 | 1 | 1 | 51.42
61305677436 | UTP6AX10MRD | Category 6A, 10 Gb/s UTP patch cord with | The TX6A™ 10Gig UTP Patch Cord is constructed of 24 AWG, unshielded, twisted pair, solid, CM cable with enhanced performance modular plugs. The patch cord offers a small 0.250 inch (6.4mm) cable diameter. The patented tangle free latch prevents snags and | PC | 1 | 10 | 1 | 1 | 51.42
61305677423 | UTP6AX10MVL | Category 6A, 10 Gb/s UTP patch cord with | The TX6A™ 10Gig UTP Patch Cord is constructed of 24 AWG solid copper cable with an enhanced performance modular plug on each end. The conductors are twisted in pairs and separated by a quadrant separator. All four pairs are surrounded by solid foil tape a | PC | 1 | 10 | 1 | 1 | 51.42
61305677421 | UTP6AX10MYL | Category 6A, 10 Gb/s UTP patch cord with | The TX6A™ 10Gig UTP Patch Cord is constructed of 24 AWG, unshielded, twisted pair, solid, CM cable with enhanced performance modular plugs. The patch cord offers a small 0.250 inch (6.4mm) cable diameter. The patented tangle free latch prevents snags and | PC | 1 | 10 | 1 | 1 | 51.42
61305677177 | UTP6AX10OR | Category 6A, 10 Gb/s UTP patch cord with | The TX6A™ 10Gig UTP Patch Cord is constructed of 24 AWG solid copper cable with an enhanced performance modular plug on each end. The conductors are twisted in pairs and separated by a quadrant separator. All four pairs are surrounded by solid foil tape a | PC | 1 | 10 | 1 | 1 | 27.66
61305677501 | UTP6AX10RD | Category 6A, 10 Gb/s UTP patch cord with | The TX6A™ 10Gig UTP Patch Cord is constructed of 24 AWG, unshielded, twisted pair, solid, CM cable with enhanced performance modular plugs. The patch cord offers a small 0.250 inch (6.4mm) cable diameter. The patented tangle free latch prevents snags and | PC | 1 | 10 | 1 | 1 | 27.66
61305677173 | UTP6AX10VL | Category 6A, 10 Gb/s UTP patch cord with | The TX6A™ 10Gig UTP Patch Cord is constructed of 24 AWG solid copper cable with an enhanced performance modular plug on each end. The conductors are twisted in pairs and separated by a quadrant separator. All four pairs are surrounded by solid foil tape a | PC | 1 | 10 | 1 | 1 | 27.66
61305677171 | UTP6AX10YL | Category 6A, 10 Gb/s UTP patch cord with | The TX6A™ 10Gig UTP Patch Cord is constructed of 24 AWG, unshielded, twisted pair, solid, CM cable with enhanced performance modular plugs. The patch cord offers a small 0.250 inch (6.4mm) cable diameter. The patented tangle free latch prevents snags and | PC | 1 | 10 | 1 | 1 | 27.66
61305677011 | UTP6AX11 | Category 6A, 10 Gb/s UTP patch cord with | The TX6A™ 10Gig UTP Patch Cord is constructed of 24 AWG solid copper cable with an enhanced performance modular plug on each end. The conductors are twisted in pairs and separated by a quadrant separator. All four pairs are surrounded by solid foil tape a | PC | 1 | 10 | 1 | 1 | 28.7
61305677176 | UTP6AX11BL | Category 6A, 10 Gb/s UTP patch cord with | The TX6A™ 10Gig UTP Patch Cord is constructed of 24 AWG solid copper cable with an enhanced performance modular plug on each end. The conductors are twisted in pairs and separated by a quadrant separator. All four pairs are surrounded by solid foil tape a | PC | 1 | 10 | 1 | 1 | 28.7
61305677062 | UTP6AX11BU | Category 6A, 10 Gb/s UTP patch cord with | The TX6A™ 10Gig UTP Patch Cord is constructed of 24 AWG solid copper cable with an enhanced performance modular plug on each end. The conductors are twisted in pairs and separated by a quadrant separator. All four pairs are surrounded by solid foil tape a | PC | 1 | 10 | 1 | 1 | 28.7
61305677183 | UTP6AX11GR | Category 6A, 10 Gb/s UTP patch cord with | The TX6A™ 10Gig UTP Patch Cord is constructed of 24 AWG solid copper cable with an enhanced performance modular plug on each end. The conductors are twisted in pairs and separated by a quadrant separator. All four pairs are surrounded by solid foil tape a | PC | 1 | 10 | 1 | 1 | 28.7
61305677191 | UTP6AX11GY | Category 6A, 10 Gb/s UTP patch cord with | The TX6A™ 10Gig UTP Patch Cord is constructed of 24 AWG solid copper cable with an enhanced performance modular plug on each end. The conductors are twisted in pairs and separated by a quadrant separator. All four pairs are surrounded by solid foil tape a | PC | 1 | 10 | 1 | 1 | 28.7
61305677046 | UTP6AX11M | Category 6A, 10 Gb/s UTP patch cord with | The TX6A™ 10Gig UTP Patch Cord is constructed of 24 AWG solid copper cable with an enhanced performance modular plug on each end. The conductors are twisted in pairs and separated by a quadrant separator. All four pairs are surrounded by solid foil tape a | PC | 1 | 10 | 1 | 1 | 54.88
61305677424 | UTP6AX11MBL | Category 6A, 10 Gb/s UTP patch cord with | The TX6A™ 10Gig UTP Patch Cord is constructed of 24 AWG solid copper cable with an enhanced performance modular plug on each end. The conductors are twisted in pairs and separated by a quadrant separator. All four pairs are surrounded by solid foil tape a | PC | 1 | 10 | 1 | 1 | 54.88
61305677098 | UTP6AX11MBU | Category 6A, 10 Gb/s UTP patch cord with | The TX6A™ 10Gig UTP Patch Cord is constructed of 24 AWG solid copper cable with an enhanced performance modular plug on each end. The conductors are twisted in pairs and separated by a quadrant separator. All four pairs are surrounded by solid foil tape a | PC | 1 | 10 | 1 | 1 | 54.88
61305677437 | UTP6AX11MGR | Category 6A, 10 Gb/s UTP patch cord with | The TX6A™ 10Gig UTP Patch Cord is constructed of 24 AWG solid copper cable with an enhanced performance modular plug on each end. The conductors are twisted in pairs and separated by a quadrant separator. All four pairs are surrounded by solid foil tape a | PC | 1 | 10 | 1 | 1 | 54.88
61305677434 | UTP6AX11MGY | Category 6A, 10 Gb/s UTP patch cord with | The TX6A™ 10Gig UTP Patch Cord is constructed of 24 AWG solid copper cable with an enhanced performance modular plug on each end. The conductors are twisted in pairs and separated by a quadrant separator. All four pairs are surrounded by solid foil tape a | PC | 1 | 10 | 1 | 1 | 54.88
61305677439 | UTP6AX11MOR | Category 6A, 10 Gb/s UTP patch cord with | The TX6A™ 10Gig UTP Patch Cord is constructed of 24 AWG solid copper cable with an enhanced performance modular plug on each end. The conductors are twisted in pairs and separated by a quadrant separator. All four pairs are surrounded by solid foil tape a | PC | 1 | 10 | 1 | 1 | 54.88
61305677442 | UTP6AX11MRD | Category 6A, 10 Gb/s UTP patch cord with | The TX6A™ 10Gig UTP Patch Cord is constructed of 24 AWG solid copper cable with an enhanced performance modular plug on each end. The conductors are twisted in pairs and separated by a quadrant separator. All four pairs are surrounded by solid foil tape a | PC | 1 | 10 | 1 | 1 | 54.88
61305677430 | UTP6AX11MVL | Category 6A, 10 Gb/s UTP patch cord with | The TX6A™ 10Gig UTP Patch Cord is constructed of 24 AWG solid copper cable with an enhanced performance modular plug on each end. The conductors are twisted in pairs and separated by a quadrant separator. All four pairs are surrounded by solid foil tape a | PC | 1 | 10 | 1 | 1 | 54.88
61305677427 | UTP6AX11MYL | Category 6A, 10 Gb/s UTP patch cord with | The TX6A™ 10Gig UTP Patch Cord is constructed of 24 AWG solid copper cable with an enhanced performance modular plug on each end. The conductors are twisted in pairs and separated by a quadrant separator. All four pairs are surrounded by solid foil tape a | PC | 1 | 10 | 1 | 1 | 54.88
61305677185 | UTP6AX11OR | Category 6A, 10 Gb/s UTP patch cord with | The TX6A™ 10Gig UTP Patch Cord is constructed of 24 AWG solid copper cable with an enhanced performance modular plug on each end. The conductors are twisted in pairs and separated by a quadrant separator. All four pairs are surrounded by solid foil tape a | PC | 1 | 10 | 1 | 1 | 28.7
61305677188 | UTP6AX11RD | Category 6A, 10 Gb/s UTP patch cord with | The TX6A™ 10Gig UTP Patch Cord is constructed of 24 AWG solid copper cable with an enhanced performance modular plug on each end. The conductors are twisted in pairs and separated by a quadrant separator. All four pairs are surrounded by solid foil tape a | PC | 1 | 10 | 1 | 1 | 28.7
61305677181 | UTP6AX11VL | Category 6A, 10 Gb/s UTP patch cord with | The TX6A™ 10Gig UTP Patch Cord is constructed of 24 AWG solid copper cable with an enhanced performance modular plug on each end. The conductors are twisted in pairs and separated by a quadrant separator. All four pairs are surrounded by solid foil tape a | PC | 1 | 10 | 1 | 1 | 28.7
61305677178 | UTP6AX11YL | Category 6A, 10 Gb/s UTP patch cord with | The TX6A™ 10Gig UTP Patch Cord is constructed of 24 AWG solid copper cable with an enhanced performance modular plug on each end. The conductors are twisted in pairs and separated by a quadrant separator. All four pairs are surrounded by solid foil tape a | PC | 1 | 10 | 1 | 1 | 28.7
61305677014 | UTP6AX12 | Category 6A, 10 Gb/s UTP patch cord with | The TX6A™ 10Gig UTP Patch Cord is constructed of 24 AWG solid copper cable with an enhanced performance modular plug on each end. The conductors are twisted in pairs and separated by a quadrant separator. All four pairs are surrounded by solid foil tape a | PC | 1 | 10 | 1 | 1 | 29.76
61305677180 | UTP6AX12BL | Category 6A, 10 Gb/s UTP patch cord with | The TX6A™ 10Gig UTP Patch Cord is constructed of 24 AWG solid copper cable with an enhanced performance modular plug on each end. The conductors are twisted in pairs and separated by a quadrant separator. All four pairs are surrounded by solid foil tape a | PC | 1 | 10 | 1 | 1 | 29.76
61305677063 | UTP6AX12BU | Category 6A, 10 Gb/s UTP patch cord with | The TX6A™ 10Gig UTP Patch Cord is constructed of 24 AWG solid copper cable with an enhanced performance modular plug on each end. The conductors are twisted in pairs and separated by a quadrant separator. All four pairs are surrounded by solid foil tape a | PC | 1 | 10 | 1 | 1 | 29.76
61305677186 | UTP6AX12GR | Category 6A, 10 Gb/s UTP patch cord with | The TX6A™ 10Gig UTP Patch Cord is constructed of 24 AWG solid copper cable with an enhanced performance modular plug on each end. The conductors are twisted in pairs and separated by a quadrant separator. All four pairs are surrounded by solid foil tape a | PC | 1 | 10 | 1 | 1 | 29.76
61305677194 | UTP6AX12GY | Category 6A, 10 Gb/s UTP patch cord with | The TX6A™ 10Gig UTP Patch Cord is constructed of 24 AWG solid copper cable with an enhanced performance modular plug on each end. The conductors are twisted in pairs and separated by a quadrant separator. All four pairs are surrounded by solid foil tape a | PC | 1 | 10 | 1 | 1 | 29.76
61305677047 | UTP6AX12M | Category 6A, 10 Gb/s UTP patch cord with | The TX6A™ 10Gig UTP Patch Cord is constructed of 24 AWG solid copper cable with an enhanced performance modular plug on each end. The conductors are twisted in pairs and separated by a quadrant separator. All four pairs are surrounded by solid foil tape a | PC | 1 | 10 | 1 | 1 | 58.24
61305677432 | UTP6AX12MBL | Category 6A, 10 Gb/s UTP patch cord with | The TX6A™ 10Gig UTP Patch Cord is constructed of 24 AWG solid copper cable with an enhanced performance modular plug on each end. The conductors are twisted in pairs and separated by a quadrant separator. All four pairs are surrounded by solid foil tape a | PC | 1 | 10 | 1 | 1 | 58.24
61305677099 | UTP6AX12MBU | Category 6A, 10 Gb/s UTP patch cord with | The TX6A™ 10Gig UTP Patch Cord is constructed of 24 AWG solid copper cable with an enhanced performance modular plug on each end. The conductors are twisted in pairs and separated by a quadrant separator. All four pairs are surrounded by solid foil tape a | PC | 1 | 10 | 1 | 1 | 58.24
61305677444 | UTP6AX12MGR | Category 6A, 10 Gb/s UTP patch cord with | The TX6A™ 10Gig UTP Patch Cord is constructed of 24 AWG solid copper cable with an enhanced performance modular plug on each end. The conductors are twisted in pairs and separated by a quadrant separator. All four pairs are surrounded by solid foil tape a | PC | 1 | 10 | 1 | 1 | 58.24
61305677441 | UTP6AX12MGY | Category 6A, 10 Gb/s UTP patch cord with | The TX6A™ 10Gig UTP Patch Cord is constructed of 24 AWG solid copper cable with an enhanced performance modular plug on each end. The conductors are twisted in pairs and separated by a quadrant separator. All four pairs are surrounded by solid foil tape a | PC | 1 | 10 | 1 | 1 | 58.24
61305677446 | UTP6AX12MOR | Category 6A, 10 Gb/s UTP patch cord with | The TX6A™ 10Gig UTP Patch Cord is constructed of 24 AWG solid copper cable with an enhanced performance modular plug on each end. The conductors are twisted in pairs and separated by a quadrant separator. All four pairs are surrounded by solid foil tape a | PC | 1 | 10 | 1 | 1 | 58.24
61305677448 | UTP6AX12MRD | Category 6A, 10 Gb/s UTP patch cord with | The TX6A™ 10Gig UTP Patch Cord is constructed of 24 AWG solid copper cable with an enhanced performance modular plug on each end. The conductors are twisted in pairs and separated by a quadrant separator. All four pairs are surrounded by solid foil tape a | PC | 1 | 10 | 1 | 1 | 58.24
61305677435 | UTP6AX12MVL | Category 6A, 10 Gb/s UTP patch cord with | The TX6A™ 10Gig UTP Patch Cord is constructed of 24 AWG solid copper cable with an enhanced performance modular plug on each end. The conductors are twisted in pairs and separated by a quadrant separator. All four pairs are surrounded by solid foil tape a | PC | 1 | 10 | 1 | 1 | 58.24
61305677438 | UTP6AX12MYL | Category 6A, 10 Gb/s UTP patch cord with | The TX6A™ 10Gig UTP Patch Cord is constructed of 24 AWG solid copper cable with an enhanced performance modular plug on each end. The conductors are twisted in pairs and separated by a quadrant separator. All four pairs are surrounded by solid foil tape a | PC | 1 | 10 | 1 | 1 | 58.24
61305677189 | UTP6AX12OR | Category 6A, 10 Gb/s UTP patch cord with | The TX6A™ 10Gig UTP Patch Cord is constructed of 24 AWG solid copper cable with an enhanced performance modular plug on each end. The conductors are twisted in pairs and separated by a quadrant separator. All four pairs are surrounded by solid foil tape a | PC | 1 | 10 | 1 | 1 | 29.76
61305677192 | UTP6AX12RD | Category 6A, 10 Gb/s UTP patch cord with | The TX6A™ 10Gig UTP Patch Cord is constructed of 24 AWG solid copper cable with an enhanced performance modular plug on each end. The conductors are twisted in pairs and separated by a quadrant separator. All four pairs are surrounded by solid foil tape a | PC | 1 | 10 | 1 | 1 | 29.76
61305677184 | UTP6AX12VL | Category 6A, 10 Gb/s UTP patch cord with | The TX6A™ 10Gig UTP Patch Cord is constructed of 24 AWG solid copper cable with an enhanced performance modular plug on each end. The conductors are twisted in pairs and separated by a quadrant separator. All four pairs are surrounded by solid foil tape a | PC | 1 | 10 | 1 | 1 | 29.76
61305677182 | UTP6AX12YL | Category 6A, 10 Gb/s UTP patch cord with | The TX6A™ 10Gig UTP Patch Cord is constructed of 24 AWG solid copper cable with an enhanced performance modular plug on each end. The conductors are twisted in pairs and separated by a quadrant separator. All four pairs are surrounded by solid foil tape a | PC | 1 | 10 | 1 | 1 | 29.76
61305677016 | UTP6AX13 | Category 6A, 10 Gb/s UTP patch cord with | The TX6A™ 10Gig UTP Patch Cord is constructed of 24 AWG solid copper cable with an enhanced performance modular plug on each end. The conductors are twisted in pairs and separated by a quadrant separator. All four pairs are surrounded by solid foil tape a | PC | 1 | 10 | 1 | 1 | 30.78
61305677187 | UTP6AX13BL | Category 6A, 10 Gb/s UTP patch cord with | The TX6A™ 10Gig UTP Patch Cord is constructed of 24 AWG solid copper cable with an enhanced performance modular plug on each end. The conductors are twisted in pairs and separated by a quadrant separator. All four pairs are surrounded by solid foil tape a | PC | 1 | 10 | 1 | 1 | 30.78
61305677064 | UTP6AX13BU | Category 6A, 10 Gb/s UTP patch cord with | The TX6A™ 10Gig UTP Patch Cord is constructed of 24 AWG solid copper cable with an enhanced performance modular plug on each end. The conductors are twisted in pairs and separated by a quadrant separator. All four pairs are surrounded by solid foil tape a | PC | 1 | 10 | 1 | 1 | 30.78
61305677195 | UTP6AX13GR | Category 6A, 10 Gb/s UTP patch cord with | The TX6A™ 10Gig UTP Patch Cord is constructed of 24 AWG solid copper cable with an enhanced performance modular plug on each end. The conductors are twisted in pairs and separated by a quadrant separator. All four pairs are surrounded by solid foil tape a | PC | 1 | 10 | 1 | 1 | 30.78
61305677197 | UTP6AX13GY | Category 6A, 10 Gb/s UTP patch cord with | The TX6A™ 10Gig UTP Patch Cord is constructed of 24 AWG solid copper cable with an enhanced performance modular plug on each end. The conductors are twisted in pairs and separated by a quadrant separator. All four pairs are surrounded by solid foil tape a | PC | 1 | 10 | 1 | 1 | 30.78
61305677049 | UTP6AX13M | Category 6A, 10 Gb/s UTP patch cord with | The TX6A™ 10Gig UTP Patch Cord is constructed of 24 AWG solid copper cable with an enhanced performance modular plug on each end. The conductors are twisted in pairs and separated by a quadrant separator. All four pairs are surrounded by solid foil tape a | PC | 1 | 10 | 1 | 1 | 61.7
61305677440 | UTP6AX13MBL | Category 6A, 10 Gb/s UTP patch cord with | The TX6A™ 10Gig UTP Patch Cord is constructed of 24 AWG solid copper cable with an enhanced performance modular plug on each end. The conductors are twisted in pairs and separated by a quadrant separator. All four pairs are surrounded by solid foil tape a | PC | 1 | 10 | 1 | 1 | 61.7
61305677101 | UTP6AX13MBU | Category 6A, 10 Gb/s UTP patch cord with | The TX6A™ 10Gig UTP Patch Cord is constructed of 24 AWG solid copper cable with an enhanced performance modular plug on each end. The conductors are twisted in pairs and separated by a quadrant separator. All four pairs are surrounded by solid foil tape a | PC | 1 | 10 | 1 | 1 | 61.7
61305677449 | UTP6AX13MGR | Category 6A, 10 Gb/s UTP patch cord with | The TX6A™ 10Gig UTP Patch Cord is constructed of 24 AWG solid copper cable with an enhanced performance modular plug on each end. The conductors are twisted in pairs and separated by a quadrant separator. All four pairs are surrounded by solid foil tape a | PC | 1 | 10 | 1 | 1 | 61.7
61305677447 | UTP6AX13MGY | Category 6A, 10 Gb/s UTP patch cord with | The TX6A™ 10Gig UTP Patch Cord is constructed of 24 AWG solid copper cable with an enhanced performance modular plug on each end. The conductors are twisted in pairs and separated by a quadrant separator. All four pairs are surrounded by solid foil tape a | PC | 1 | 10 | 1 | 1 | 61.7
61305677450 | UTP6AX13MOR | Category 6A, 10 Gb/s UTP patch cord with | The TX6A™ 10Gig UTP Patch Cord is constructed of 24 AWG solid copper cable with an enhanced performance modular plug on each end. The conductors are twisted in pairs and separated by a quadrant separator. All four pairs are surrounded by solid foil tape a | PC | 1 | 10 | 1 | 1 | 61.7
61305677452 | UTP6AX13MRD | Category 6A, 10 Gb/s UTP patch cord with | The TX6A™ 10Gig UTP Patch Cord is constructed of 24 AWG solid copper cable with an enhanced performance modular plug on each end. The conductors are twisted in pairs and separated by a quadrant separator. All four pairs are surrounded by solid foil tape a | PC | 1 | 10 | 1 | 1 | 61.7
61305677445 | UTP6AX13MVL | Category 6A, 10 Gb/s UTP patch cord with | The TX6A™ 10Gig UTP Patch Cord is constructed of 24 AWG solid copper cable with an enhanced performance modular plug on each end. The conductors are twisted in pairs and separated by a quadrant separator. All four pairs are surrounded by solid foil tape a | PC | 1 | 10 | 1 | 1 | 61.7
61305677443 | UTP6AX13MYL | Category 6A, 10 Gb/s UTP patch cord with | The TX6A™ 10Gig UTP Patch Cord is constructed of 24 AWG solid copper cable with an enhanced performance modular plug on each end. The conductors are twisted in pairs and separated by a quadrant separator. All four pairs are surrounded by solid foil tape a | PC | 1 | 10 | 1 | 1 | 61.7
61305677199 | UTP6AX13OR | Category 6A, 10 Gb/s UTP patch cord with | The TX6A™ 10Gig UTP Patch Cord is constructed of 24 AWG solid copper cable with an enhanced performance modular plug on each end. The conductors are twisted in pairs and separated by a quadrant separator. All four pairs are surrounded by solid foil tape a | PC | 1 | 10 | 1 | 1 | 30.78
61305677201 | UTP6AX13RD | Category 6A, 10 Gb/s UTP patch cord with | The TX6A™ 10Gig UTP Patch Cord is constructed of 24 AWG solid copper cable with an enhanced performance modular plug on each end. The conductors are twisted in pairs and separated by a quadrant separator. All four pairs are surrounded by solid foil tape a | PC | 1 | 10 | 1 | 1 | 30.78
61305677193 | UTP6AX13VL | Category 6A, 10 Gb/s UTP patch cord with | The TX6A™ 10Gig UTP Patch Cord is constructed of 24 AWG solid copper cable with an enhanced performance modular plug on each end. The conductors are twisted in pairs and separated by a quadrant separator. All four pairs are surrounded by solid foil tape a | PC | 1 | 10 | 1 | 1 | 30.78
61305677190 | UTP6AX13YL | Category 6A, 10 Gb/s UTP patch cord with | The TX6A™ 10Gig UTP Patch Cord is constructed of 24 AWG solid copper cable with an enhanced performance modular plug on each end. The conductors are twisted in pairs and separated by a quadrant separator. All four pairs are surrounded by solid foil tape a | PC | 1 | 10 | 1 | 1 | 30.78
61305677017 | UTP6AX14 | Category 6A, 10 Gb/s UTP patch cord with | The TX6A™ 10Gig UTP Patch Cord is constructed of 24 AWG solid copper cable with an enhanced performance modular plug on each end. The conductors are twisted in pairs and separated by a quadrant separator. All four pairs are surrounded by solid foil tape a | PC | 1 | 10 | 1 | 1 | 31.84
61305677196 | UTP6AX14BL | Category 6A, 10 Gb/s UTP patch cord with | The TX6A™ 10Gig UTP Patch Cord is constructed of 24 AWG solid copper cable with an enhanced performance modular plug on each end. The conductors are twisted in pairs and separated by a quadrant separator. All four pairs are surrounded by solid foil tape a | PC | 1 | 10 | 1 | 1 | 31.84
61305677065 | UTP6AX14BU | Category 6A, 10 Gb/s UTP patch cord with | The TX6A™ 10Gig UTP Patch Cord is constructed of 24 AWG solid copper cable with an enhanced performance modular plug on each end. The conductors are twisted in pairs and separated by a quadrant separator. All four pairs are surrounded by solid foil tape a | PC | 1 | 10 | 1 | 1 | 31.84
61305677202 | UTP6AX14GR | Category 6A, 10 Gb/s UTP patch cord with | The TX6A™ 10Gig UTP Patch Cord is constructed of 24 AWG solid copper cable with an enhanced performance modular plug on each end. The conductors are twisted in pairs and separated by a quadrant separator. All four pairs are surrounded by solid foil tape a | PC | 1 | 10 | 1 | 1 | 31.84
61305677205 | UTP6AX14GY | Category 6A, 10 Gb/s UTP patch cord with | The TX6A™ 10Gig UTP Patch Cord is constructed of 24 AWG solid copper cable with an enhanced performance modular plug on each end. The conductors are twisted in pairs and separated by a quadrant separator. All four pairs are surrounded by solid foil tape a | PC | 1 | 10 | 1 | 1 | 31.84
61305677051 | UTP6AX14M | Category 6A, 10 Gb/s UTP patch cord with | The TX6A™ 10Gig UTP Patch Cord is constructed of 24 AWG solid copper cable with an enhanced performance modular plug on each end. The conductors are twisted in pairs and separated by a quadrant separator. All four pairs are surrounded by solid foil tape a | PC | 1 | 10 | 1 | 1 | 65.14
61305677451 | UTP6AX14MBL | Category 6A, 10 Gb/s UTP patch cord with | The TX6A™ 10Gig UTP Patch Cord is constructed of 24 AWG solid copper cable with an enhanced performance modular plug on each end. The conductors are twisted in pairs and separated by a quadrant separator. All four pairs are surrounded by solid foil tape a | PC | 1 | 10 | 1 | 1 | 65.14
61305677103 | UTP6AX14MBU | Category 6A, 10 Gb/s UTP patch cord with | The TX6A™ 10Gig UTP Patch Cord is constructed of 24 AWG solid copper cable with an enhanced performance modular plug on each end. The conductors are twisted in pairs and separated by a quadrant separator. All four pairs are surrounded by solid foil tape a | PC | 1 | 10 | 1 | 1 | 65.14
61305677456 | UTP6AX14MGR | Category 6A, 10 Gb/s UTP patch cord with | The TX6A™ 10Gig UTP Patch Cord is constructed of 24 AWG solid copper cable with an enhanced performance modular plug on each end. The conductors are twisted in pairs and separated by a quadrant separator. All four pairs are surrounded by solid foil tape a | PC | 1 | 10 | 1 | 1 | 65.14
61305677455 | UTP6AX14MGY | Category 6A, 10 Gb/s UTP patch cord with | The TX6A™ 10Gig UTP Patch Cord is constructed of 24 AWG solid copper cable with an enhanced performance modular plug on each end. The conductors are twisted in pairs and separated by a quadrant separator. All four pairs are surrounded by solid foil tape a | PC | 1 | 10 | 1 | 1 | 65.14
61305677457 | UTP6AX14MOR | Category 6A, 10 Gb/s UTP patch cord with | The TX6A™ 10Gig UTP Patch Cord is constructed of 24 AWG solid copper cable with an enhanced performance modular plug on each end. The conductors are twisted in pairs and separated by a quadrant separator. All four pairs are surrounded by solid foil tape a | PC | 1 | 10 | 1 | 1 | 65.14
61305677459 | UTP6AX14MRD | Category 6A, 10 Gb/s UTP patch cord with | The TX6A™ 10Gig UTP Patch Cord is constructed of 24 AWG solid copper cable with an enhanced performance modular plug on each end. The conductors are twisted in pairs and separated by a quadrant separator. All four pairs are surrounded by solid foil tape a | PC | 1 | 10 | 1 | 1 | 65.14
61305677454 | UTP6AX14MVL | Category 6A, 10 Gb/s UTP patch cord with | The TX6A™ 10Gig UTP Patch Cord is constructed of 24 AWG solid copper cable with an enhanced performance modular plug on each end. The conductors are twisted in pairs and separated by a quadrant separator. All four pairs are surrounded by solid foil tape a | PC | 1 | 10 | 1 | 1 | 65.14
61305677453 | UTP6AX14MYL | Category 6A, 10 Gb/s UTP patch cord with | The TX6A™ 10Gig UTP Patch Cord is constructed of 24 AWG solid copper cable with an enhanced performance modular plug on each end. The conductors are twisted in pairs and separated by a quadrant separator. All four pairs are surrounded by solid foil tape a | PC | 1 | 10 | 1 | 1 | 65.14
61305677203 | UTP6AX14OR | Category 6A, 10 Gb/s UTP patch cord with | The TX6A™ 10Gig UTP Patch Cord is constructed of 24 AWG solid copper cable with an enhanced performance modular plug on each end. The conductors are twisted in pairs and separated by a quadrant separator. All four pairs are surrounded by solid foil tape a | PC | 1 | 10 | 1 | 1 | 31.84
61305677204 | UTP6AX14RD | Category 6A, 10 Gb/s UTP patch cord with | The TX6A™ 10Gig UTP Patch Cord is constructed of 24 AWG solid copper cable with an enhanced performance modular plug on each end. The conductors are twisted in pairs and separated by a quadrant separator. All four pairs are surrounded by solid foil tape a | PC | 1 | 10 | 1 | 1 | 31.84
61305677198 | UTP6AX14VL | Category 6A, 10 Gb/s UTP patch cord with | The TX6A™ 10Gig UTP Patch Cord is constructed of 24 AWG solid copper cable with an enhanced performance modular plug on each end. The conductors are twisted in pairs and separated by a quadrant separator. All four pairs are surrounded by solid foil tape a | PC | 1 | 10 | 1 | 1 | 31.84
61305677200 | UTP6AX14YL | Category 6A, 10 Gb/s UTP patch cord with | The TX6A™ 10Gig UTP Patch Cord is constructed of 24 AWG solid copper cable with an enhanced performance modular plug on each end. The conductors are twisted in pairs and separated by a quadrant separator. All four pairs are surrounded by solid foil tape a | PC | 1 | 10 | 1 | 1 | 31.84
61305677020 | UTP6AX15 | Category 6A, 10 Gb/s UTP patch cord with | The TX6A™ 10Gig UTP Patch Cord is constructed of 24 AWG, unshielded, twisted pair, solid, CM cable with enhanced performance modular plugs. The patch cord offers a small 0.250 inch (6.4mm) cable diameter. The patented tangle free latch prevents snags and | PC | 1 | 10 | 1 | 1 | 32.86
61305677206 | UTP6AX15BL | Category 6A, 10 Gb/s UTP patch cord with | The TX6A™ 10Gig UTP Patch Cord is constructed of 24 AWG, unshielded, twisted pair, solid, CM cable with enhanced performance modular plugs. The patch cord offers a small 0.250 inch (6.4mm) cable diameter. The patented tangle free latch prevents snags and | PC | 1 | 10 | 1 | 1 | 32.86
61305677066 | UTP6AX15BU | Category 6A, 10 Gb/s UTP patch cord with | The TX6A™ 10Gig UTP Patch Cord is constructed of 24 AWG, unshielded, twisted pair, solid, CM cable with enhanced performance modular plugs. The patch cord offers a small 0.250 inch (6.4mm) cable diameter. The patented tangle free latch prevents snags and | PC | 1 | 10 | 1 | 1 | 32.86
61305677210 | UTP6AX15GR | Category 6A, 10 Gb/s UTP patch cord with | The TX6A™ 10Gig UTP Patch Cord is constructed of 24 AWG, unshielded, twisted pair, solid, CM cable with enhanced performance modular plugs. The patch cord offers a small 0.250 inch (6.4mm) cable diameter. The patented tangle free latch prevents snags and | PC | 1 | 10 | 1 | 1 | 32.86
61305677209 | UTP6AX15GY | Category 6A, 10 Gb/s UTP patch cord with | The TX6A™ 10Gig UTP Patch Cord is constructed of 24 AWG solid copper cable with an enhanced performance modular plug on each end. The conductors are twisted in pairs and separated by a quadrant separator. All four pairs are surrounded by solid foil tape a | PC | 1 | 10 | 1 | 1 | 32.86
61305677048 | UTP6AX15M | Category 6A, 10 Gb/s UTP patch cord with | The TX6A™ 10Gig UTP Patch Cord is constructed of 24 AWG solid copper cable with an enhanced performance modular plug on each end. The conductors are twisted in pairs and separated by a quadrant separator. All four pairs are surrounded by solid foil tape a | PC | 1 | 10 | 1 | 1 | 68.54
61305677458 | UTP6AX15MBL | Category 6A, 10 Gb/s UTP patch cord with | The TX6A™ 10Gig UTP Patch Cord is constructed of 24 AWG solid copper cable with an enhanced performance modular plug on each end. The conductors are twisted in pairs and separated by a quadrant separator. All four pairs are surrounded by solid foil tape a | PC | 1 | 10 | 1 | 1 | 68.54
61305677104 | UTP6AX15MBU | Category 6A, 10 Gb/s UTP patch cord with | The TX6A™ 10Gig UTP Patch Cord is constructed of 24 AWG solid copper cable with an enhanced performance modular plug on each end. The conductors are twisted in pairs and separated by a quadrant separator. All four pairs are surrounded by solid foil tape a | PC | 1 | 10 | 1 | 1 | 68.54
61305677466 | UTP6AX15MGR | Category 6A, 10 Gb/s UTP patch cord with | The TX6A™ 10Gig UTP Patch Cord is constructed of 24 AWG solid copper cable with an enhanced performance modular plug on each end. The conductors are twisted in pairs and separated by a quadrant separator. All four pairs are surrounded by solid foil tape a | PC | 1 | 10 | 1 | 1 | 68.54
61305677463 | UTP6AX15MGY | Category 6A, 10 Gb/s UTP patch cord with | The TX6A™ 10Gig UTP Patch Cord is constructed of 24 AWG solid copper cable with an enhanced performance modular plug on each end. The conductors are twisted in pairs and separated by a quadrant separator. All four pairs are surrounded by solid foil tape a | PC | 1 | 10 | 1 | 1 | 68.54
61305677468 | UTP6AX15MOR | Category 6A, 10 Gb/s UTP patch cord with | The TX6A™ 10Gig UTP Patch Cord is constructed of 24 AWG solid copper cable with an enhanced performance modular plug on each end. The conductors are twisted in pairs and separated by a quadrant separator. All four pairs are surrounded by solid foil tape a | PC | 1 | 10 | 1 | 1 | 68.54
61305677470 | UTP6AX15MRD | Category 6A, 10 Gb/s UTP patch cord with | The TX6A™ 10Gig UTP Patch Cord is constructed of 24 AWG solid copper cable with an enhanced performance modular plug on each end. The conductors are twisted in pairs and separated by a quadrant separator. All four pairs are surrounded by solid foil tape a | PC | 1 | 10 | 1 | 1 | 68.54
61305677460 | UTP6AX15MVL | Category 6A, 10 Gb/s UTP patch cord with | The TX6A™ 10Gig UTP Patch Cord is constructed of 24 AWG solid copper cable with an enhanced performance modular plug on each end. The conductors are twisted in pairs and separated by a quadrant separator. All four pairs are surrounded by solid foil tape a | PC | 1 | 10 | 1 | 1 | 68.54
61305677461 | UTP6AX15MYL | Category 6A, 10 Gb/s UTP patch cord with | The TX6A™ 10Gig UTP Patch Cord is constructed of 24 AWG solid copper cable with an enhanced performance modular plug on each end. The conductors are twisted in pairs and separated by a quadrant separator. All four pairs are surrounded by solid foil tape a | PC | 1 | 10 | 1 | 1 | 68.54
61305677212 | UTP6AX15OR | Category 6A, 10 Gb/s UTP patch cord with | The TX6A™ 10Gig UTP Patch Cord is constructed of 24 AWG solid copper cable with an enhanced performance modular plug on each end. The conductors are twisted in pairs and separated by a quadrant separator. All four pairs are surrounded by solid foil tape a | PC | 1 | 10 | 1 | 1 | 32.86
61305677213 | UTP6AX15RD | Category 6A, 10 Gb/s UTP patch cord with | The TX6A™ 10Gig UTP Patch Cord is constructed of 24 AWG, unshielded, twisted pair, solid, CM cable with enhanced performance modular plugs. The patch cord offers a small 0.250 inch (6.4mm) cable diameter. The patented tangle free latch prevents snags and | PC | 1 | 10 | 1 | 1 | 32.86
61305677207 | UTP6AX15VL | Category 6A, 10 Gb/s UTP patch cord with | The TX6A™ 10Gig UTP Patch Cord is constructed of 24 AWG solid copper cable with an enhanced performance modular plug on each end. The conductors are twisted in pairs and separated by a quadrant separator. All four pairs are surrounded by solid foil tape a | PC | 1 | 10 | 1 | 1 | 32.86
61305677208 | UTP6AX15YL | Category 6A, 10 Gb/s UTP patch cord with | The TX6A™ 10Gig UTP Patch Cord is constructed of 24 AWG, unshielded, twisted pair, solid, CM cable with enhanced performance modular plugs. The patch cord offers a small 0.250 inch (6.4mm) cable diameter. The patented tangle free latch prevents snags and | PC | 1 | 10 | 1 | 1 | 32.86
61305677021 | UTP6AX16 | Category 6A, 10 Gb/s UTP patch cord with | The TX6A™ 10Gig UTP Patch Cord is constructed of 24 AWG solid copper cable with an enhanced performance modular plug on each end. The conductors are twisted in pairs and separated by a quadrant separator. All four pairs are surrounded by solid foil tape a | PC | 1 | 10 | 1 | 1 | 33.92
61305677211 | UTP6AX16BL | Category 6A, 10 Gb/s UTP patch cord with | The TX6A™ 10Gig UTP Patch Cord is constructed of 24 AWG solid copper cable with an enhanced performance modular plug on each end. The conductors are twisted in pairs and separated by a quadrant separator. All four pairs are surrounded by solid foil tape a | PC | 1 | 10 | 1 | 1 | 33.92
61305677067 | UTP6AX16BU | Category 6A, 10 Gb/s UTP patch cord with | The TX6A™ 10Gig UTP Patch Cord is constructed of 24 AWG solid copper cable with an enhanced performance modular plug on each end. The conductors are twisted in pairs and separated by a quadrant separator. All four pairs are surrounded by solid foil tape a | PC | 1 | 10 | 1 | 1 | 33.92
61305677217 | UTP6AX16GR | Category 6A, 10 Gb/s UTP patch cord with | The TX6A™ 10Gig UTP Patch Cord is constructed of 24 AWG solid copper cable with an enhanced performance modular plug on each end. The conductors are twisted in pairs and separated by a quadrant separator. All four pairs are surrounded by solid foil tape a | PC | 1 | 10 | 1 | 1 | 33.92
61305677216 | UTP6AX16GY | Category 6A, 10 Gb/s UTP patch cord with | The TX6A™ 10Gig UTP Patch Cord is constructed of 24 AWG solid copper cable with an enhanced performance modular plug on each end. The conductors are twisted in pairs and separated by a quadrant separator. All four pairs are surrounded by solid foil tape a | PC | 1 | 10 | 1 | 1 | 33.92
61305677218 | UTP6AX16OR | Category 6A, 10 Gb/s UTP patch cord with | The TX6A™ 10Gig UTP Patch Cord is constructed of 24 AWG solid copper cable with an enhanced performance modular plug on each end. The conductors are twisted in pairs and separated by a quadrant separator. All four pairs are surrounded by solid foil tape a | PC | 1 | 10 | 1 | 1 | 33.92
61305677221 | UTP6AX16RD | Category 6A, 10 Gb/s UTP patch cord with | The TX6A™ 10Gig UTP Patch Cord is constructed of 24 AWG solid copper cable with an enhanced performance modular plug on each end. The conductors are twisted in pairs and separated by a quadrant separator. All four pairs are surrounded by solid foil tape a | PC | 1 | 10 | 1 | 1 | 33.92
61305677215 | UTP6AX16VL | Category 6A, 10 Gb/s UTP patch cord with | The TX6A™ 10Gig UTP Patch Cord is constructed of 24 AWG solid copper cable with an enhanced performance modular plug on each end. The conductors are twisted in pairs and separated by a quadrant separator. All four pairs are surrounded by solid foil tape a | PC | 1 | 10 | 1 | 1 | 33.92
61305677214 | UTP6AX16YL | Category 6A, 10 Gb/s UTP patch cord with | The TX6A™ 10Gig UTP Patch Cord is constructed of 24 AWG solid copper cable with an enhanced performance modular plug on each end. The conductors are twisted in pairs and separated by a quadrant separator. All four pairs are surrounded by solid foil tape a | PC | 1 | 10 | 1 | 1 | 33.92
61305677022 | UTP6AX17 | Category 6A, 10 Gb/s UTP patch cord with | The TX6A™ 10Gig UTP Patch Cord is constructed of 24 AWG solid copper cable with an enhanced performance modular plug on each end. The conductors are twisted in pairs and separated by a quadrant separator. All four pairs are surrounded by solid foil tape a | PC | 1 | 10 | 1 | 1 | 34.96
61305677219 | UTP6AX17BL | Category 6A, 10 Gb/s UTP patch cord with | The TX6A™ 10Gig UTP Patch Cord is constructed of 24 AWG solid copper cable with an enhanced performance modular plug on each end. The conductors are twisted in pairs and separated by a quadrant separator. All four pairs are surrounded by solid foil tape a | PC | 1 | 10 | 1 | 1 | 34.96
61305677068 | UTP6AX17BU | Category 6A, 10 Gb/s UTP patch cord with | The TX6A™ 10Gig UTP Patch Cord is constructed of 24 AWG solid copper cable with an enhanced performance modular plug on each end. The conductors are twisted in pairs and separated by a quadrant separator. All four pairs are surrounded by solid foil tape a | PC | 1 | 10 | 1 | 1 | 34.96
61305677225 | UTP6AX17GR | Category 6A, 10 Gb/s UTP patch cord with | The TX6A™ 10Gig UTP Patch Cord is constructed of 24 AWG solid copper cable with an enhanced performance modular plug on each end. The conductors are twisted in pairs and separated by a quadrant separator. All four pairs are surrounded by solid foil tape a | PC | 1 | 10 | 1 | 1 | 34.96
61305677224 | UTP6AX17GY | Category 6A, 10 Gb/s UTP patch cord with | The TX6A™ 10Gig UTP Patch Cord is constructed of 24 AWG solid copper cable with an enhanced performance modular plug on each end. The conductors are twisted in pairs and separated by a quadrant separator. All four pairs are surrounded by solid foil tape a | PC | 1 | 10 | 1 | 1 | 34.96
61305677226 | UTP6AX17OR | Category 6A, 10 Gb/s UTP patch cord with | The TX6A™ 10Gig UTP Patch Cord is constructed of 24 AWG solid copper cable with an enhanced performance modular plug on each end. The conductors are twisted in pairs and separated by a quadrant separator. All four pairs are surrounded by solid foil tape a | PC | 1 | 10 | 1 | 1 | 34.96
61305677227 | UTP6AX17RD | Category 6A, 10 Gb/s UTP patch cord with | The TX6A™ 10Gig UTP Patch Cord is constructed of 24 AWG solid copper cable with an enhanced performance modular plug on each end. The conductors are twisted in pairs and separated by a quadrant separator. All four pairs are surrounded by solid foil tape a | PC | 1 | 10 | 1 | 1 | 34.96
61305677222 | UTP6AX17VL | Category 6A, 10 Gb/s UTP patch cord with | The TX6A™ 10Gig UTP Patch Cord is constructed of 24 AWG solid copper cable with an enhanced performance modular plug on each end. The conductors are twisted in pairs and separated by a quadrant separator. All four pairs are surrounded by solid foil tape a | PC | 1 | 10 | 1 | 1 | 34.96
61305677223 | UTP6AX17YL | Category 6A, 10 Gb/s UTP patch cord with | The TX6A™ 10Gig UTP Patch Cord is constructed of 24 AWG solid copper cable with an enhanced performance modular plug on each end. The conductors are twisted in pairs and separated by a quadrant separator. All four pairs are surrounded by solid foil tape a | PC | 1 | 10 | 1 | 1 | 34.96
61305677023 | UTP6AX18 | Category 6A, 10 Gb/s UTP patch cord with | The TX6A™ 10Gig UTP Patch Cord is constructed of 24 AWG solid copper cable with an enhanced performance modular plug on each end. The conductors are twisted in pairs and separated by a quadrant separator. All four pairs are surrounded by solid foil tape a | PC | 1 | 10 | 1 | 1 | 36
61305677228 | UTP6AX18BL | Category 6A, 10 Gb/s UTP patch cord with | The TX6A™ 10Gig UTP Patch Cord is constructed of 24 AWG solid copper cable with an enhanced performance modular plug on each end. The conductors are twisted in pairs and separated by a quadrant separator. All four pairs are surrounded by solid foil tape a | PC | 1 | 10 | 1 | 1 | 36
61305677069 | UTP6AX18BU | Category 6A, 10 Gb/s UTP patch cord with | The TX6A™ 10Gig UTP Patch Cord is constructed of 24 AWG solid copper cable with an enhanced performance modular plug on each end. The conductors are twisted in pairs and separated by a quadrant separator. All four pairs are surrounded by solid foil tape a | PC | 1 | 10 | 1 | 1 | 36
61305677233 | UTP6AX18GR | Category 6A, 10 Gb/s UTP patch cord with | The TX6A™ 10Gig UTP Patch Cord is constructed of 24 AWG solid copper cable with an enhanced performance modular plug on each end. The conductors are twisted in pairs and separated by a quadrant separator. All four pairs are surrounded by solid foil tape a | PC | 1 | 10 | 1 | 1 | 36
61305677231 | UTP6AX18GY | Category 6A, 10 Gb/s UTP patch cord with | The TX6A™ 10Gig UTP Patch Cord is constructed of 24 AWG solid copper cable with an enhanced performance modular plug on each end. The conductors are twisted in pairs and separated by a quadrant separator. All four pairs are surrounded by solid foil tape a | PC | 1 | 10 | 1 | 1 | 36
61305677235 | UTP6AX18OR | Category 6A, 10 Gb/s UTP patch cord with | The TX6A™ 10Gig UTP Patch Cord is constructed of 24 AWG solid copper cable with an enhanced performance modular plug on each end. The conductors are twisted in pairs and separated by a quadrant separator. All four pairs are surrounded by solid foil tape a | PC | 1 | 10 | 1 | 1 | 36
61305677237 | UTP6AX18RD | Category 6A, 10 Gb/s UTP patch cord with | The TX6A™ 10Gig UTP Patch Cord is constructed of 24 AWG solid copper cable with an enhanced performance modular plug on each end. The conductors are twisted in pairs and separated by a quadrant separator. All four pairs are surrounded by solid foil tape a | PC | 1 | 10 | 1 | 1 | 36
61305677230 | UTP6AX18VL | Category 6A, 10 Gb/s UTP patch cord with | The TX6A™ 10Gig UTP Patch Cord is constructed of 24 AWG solid copper cable with an enhanced performance modular plug on each end. The conductors are twisted in pairs and separated by a quadrant separator. All four pairs are surrounded by solid foil tape a | PC | 1 | 10 | 1 | 1 | 36
61305677229 | UTP6AX18YL | Category 6A, 10 Gb/s UTP patch cord with | The TX6A™ 10Gig UTP Patch Cord is constructed of 24 AWG solid copper cable with an enhanced performance modular plug on each end. The conductors are twisted in pairs and separated by a quadrant separator. All four pairs are surrounded by solid foil tape a | PC | 1 | 10 | 1 | 1 | 36
61305677024 | UTP6AX19 | Category 6A, 10 Gb/s UTP patch cord with | The TX6A™ 10Gig UTP Patch Cord is constructed of 24 AWG solid copper cable with an enhanced performance modular plug on each end. The conductors are twisted in pairs and separated by a quadrant separator. All four pairs are surrounded by solid foil tape a | PC | 1 | 10 | 1 | 1 | 37
61305677232 | UTP6AX19BL | Category 6A, 10 Gb/s UTP patch cord with | The TX6A™ 10Gig UTP Patch Cord is constructed of 24 AWG solid copper cable with an enhanced performance modular plug on each end. The conductors are twisted in pairs and separated by a quadrant separator. All four pairs are surrounded by solid foil tape a | PC | 1 | 10 | 1 | 1 | 37
61305677070 | UTP6AX19BU | Category 6A, 10 Gb/s UTP patch cord with | The TX6A™ 10Gig UTP Patch Cord is constructed of 24 AWG solid copper cable with an enhanced performance modular plug on each end. The conductors are twisted in pairs and separated by a quadrant separator. All four pairs are surrounded by solid foil tape a | PC | 1 | 10 | 1 | 1 | 37
61305677239 | UTP6AX19GR | Category 6A, 10 Gb/s UTP patch cord with | The TX6A™ 10Gig UTP Patch Cord is constructed of 24 AWG solid copper cable with an enhanced performance modular plug on each end. The conductors are twisted in pairs and separated by a quadrant separator. All four pairs are surrounded by solid foil tape a | PC | 1 | 10 | 1 | 1 | 37
61305677238 | UTP6AX19GY | Category 6A, 10 Gb/s UTP patch cord with | The TX6A™ 10Gig UTP Patch Cord is constructed of 24 AWG solid copper cable with an enhanced performance modular plug on each end. The conductors are twisted in pairs and separated by a quadrant separator. All four pairs are surrounded by solid foil tape a | PC | 1 | 10 | 1 | 1 | 37
61305677240 | UTP6AX19OR | Category 6A, 10 Gb/s UTP patch cord with | The TX6A™ 10Gig UTP Patch Cord is constructed of 24 AWG solid copper cable with an enhanced performance modular plug on each end. The conductors are twisted in pairs and separated by a quadrant separator. All four pairs are surrounded by solid foil tape a | PC | 1 | 10 | 1 | 1 | 37
61305677242 | UTP6AX19RD | Category 6A, 10 Gb/s UTP patch cord with | The TX6A™ 10Gig UTP Patch Cord is constructed of 24 AWG solid copper cable with an enhanced performance modular plug on each end. The conductors are twisted in pairs and separated by a quadrant separator. All four pairs are surrounded by solid foil tape a | PC | 1 | 10 | 1 | 1 | 37
61305677234 | UTP6AX19VL | Category 6A, 10 Gb/s UTP patch cord with | The TX6A™ 10Gig UTP Patch Cord is constructed of 24 AWG solid copper cable with an enhanced performance modular plug on each end. The conductors are twisted in pairs and separated by a quadrant separator. All four pairs are surrounded by solid foil tape a | PC | 1 | 10 | 1 | 1 | 37
61305677236 | UTP6AX19YL | Category 6A, 10 Gb/s UTP patch cord with | The TX6A™ 10Gig UTP Patch Cord is constructed of 24 AWG solid copper cable with an enhanced performance modular plug on each end. The conductors are twisted in pairs and separated by a quadrant separator. All four pairs are surrounded by solid foil tape a | PC | 1 | 10 | 1 | 1 | 37
61305677108 | UTP6AX1BL | Category 6A, 10 Gb/s UTP patch cord with | The TX6A™ 10Gig UTP Patch Cord is constructed of 24 AWG, unshielded, twisted pair, solid, CM cable with enhanced performance modular plugs. The patch cord offers a small 0.250 inch (6.4mm) cable diameter. The patented tangle free latch prevents snags and | PC | 1 | 10 | 1 | 1 | 18.26
61305677052 | UTP6AX1BU | Category 6A, 10 Gb/s UTP patch cord with | The TX6A™ 10Gig UTP Patch Cord is constructed of 24 AWG, unshielded, twisted pair, solid, CM cable with enhanced performance modular plugs. The patch cord offers a small 0.250 inch (6.4mm) cable diameter. The patented tangle free latch prevents snags and | PC | 1 | 10 | 1 | 1 | 18.26
61305677109 | UTP6AX1GR | Category 6A, 10 Gb/s UTP patch cord with | The TX6A™ 10Gig UTP Patch Cord is constructed of 24 AWG, unshielded, twisted pair, solid, CM cable with enhanced performance modular plugs. The patch cord offers a small 0.250 inch (6.4mm) cable diameter. The patented tangle free latch prevents snags and | PC | 1 | 10 | 1 | 1 | 18.26
61305677110 | UTP6AX1GY | Category 6A, 10 Gb/s UTP patch cord with | The TX6A™ 10Gig UTP Patch Cord is constructed of 24 AWG solid copper cable with an enhanced performance modular plug on each end. The conductors are twisted in pairs and separated by a quadrant separator. All four pairs are surrounded by solid foil tape a | PC | 1 | 10 | 1 | 1 | 18.26
61305677004 | UTP6AX1M | Category 6A, 10 Gb/s UTP patch cord with | The TX6A™ 10Gig UTP Patch Cord is constructed of 24 AWG, unshielded, twisted pair, solid, CM cable with enhanced performance modular plugs. The patch cord offers a small 0.250 inch (6.4mm) cable diameter. The patented tangle free latch prevents snags and | PC | 1 | 10 | 1 | 1 | 20.66
61305677361 | UTP6AX1MBL | Category 6A, 10 Gb/s UTP patch cord with | The TX6A™ 10Gig UTP Patch Cord is constructed of 24 AWG, unshielded, twisted pair, solid, CM cable with enhanced performance modular plugs. The patch cord offers a small 0.250 inch (6.4mm) cable diameter. The patented tangle free latch prevents snags and | PC | 1 | 10 | 1 | 1 | 20.66
61305677088 | UTP6AX1MBU | Category 6A, 10 Gb/s UTP patch cord with | The TX6A™ 10Gig UTP Patch Cord is constructed of 24 AWG, unshielded, twisted pair, solid, CM cable with enhanced performance modular plugs. The patch cord offers a small 0.250 inch (6.4mm) cable diameter. The patented tangle free latch prevents snags and | PC | 1 | 10 | 1 | 1 | 20.66
61305677365 | UTP6AX1MGR | Category 6A, 10 Gb/s UTP patch cord with | The TX6A™ 10Gig UTP Patch Cord is constructed of 24 AWG, unshielded, twisted pair, solid, CM cable with enhanced performance modular plugs. The patch cord offers a small 0.250 inch (6.4mm) cable diameter. The patented tangle free latch prevents snags and | PC | 1 | 10 | 1 | 1 | 20.66
61305677364 | UTP6AX1MGY | Category 6A, 10 Gb/s UTP patch cord with | The TX6A™ 10Gig UTP Patch Cord is constructed of 24 AWG solid copper cable with an enhanced performance modular plug on each end. The conductors are twisted in pairs and separated by a quadrant separator. All four pairs are surrounded by solid foil tape a | PC | 1 | 10 | 1 | 1 | 20.66
61305677366 | UTP6AX1MOR | Category 6A, 10 Gb/s UTP patch cord with | The TX6A™ 10Gig UTP Patch Cord is constructed of 24 AWG solid copper cable with an enhanced performance modular plug on each end. The conductors are twisted in pairs and separated by a quadrant separator. All four pairs are surrounded by solid foil tape a | PC | 1 | 10 | 1 | 1 | 20.66
61305677368 | UTP6AX1MRD | Category 6A, 10 Gb/s UTP patch cord with | The TX6A™ 10Gig UTP Patch Cord is constructed of 24 AWG, unshielded, twisted pair, solid, CM cable with enhanced performance modular plugs. The patch cord offers a small 0.250 inch (6.4mm) cable diameter. The patented tangle free latch prevents snags and | PC | 1 | 10 | 1 | 1 | 20.66
61305677362 | UTP6AX1MVL | Category 6A, 10 Gb/s UTP patch cord with | The TX6A™ 10Gig UTP Patch Cord is constructed of 24 AWG solid copper cable with an enhanced performance modular plug on each end. The conductors are twisted in pairs and separated by a quadrant separator. All four pairs are surrounded by solid foil tape a | PC | 1 | 10 | 1 | 1 | 20.66
61305677363 | UTP6AX1MYL | Category 6A, 10 Gb/s UTP patch cord with | The TX6A™ 10Gig UTP Patch Cord is constructed of 24 AWG, unshielded, twisted pair, solid, CM cable with enhanced performance modular plugs. The patch cord offers a small 0.250 inch (6.4mm) cable diameter. The patented tangle free latch prevents snags and | PC | 1 | 10 | 1 | 1 | 20.66
61305677111 | UTP6AX1OR | Category 6A, 10 Gb/s UTP patch cord with | The TX6A™ 10Gig UTP Patch Cord is constructed of 24 AWG solid copper cable with an enhanced performance modular plug on each end. The conductors are twisted in pairs and separated by a quadrant separator. All four pairs are surrounded by solid foil tape a | PC | 1 | 10 | 1 | 1 | 18.26
61305677112 | UTP6AX1RD | Category 6A, 10 Gb/s UTP patch cord with | The TX6A™ 10Gig UTP Patch Cord is constructed of 24 AWG, unshielded, twisted pair, solid, CM cable with enhanced performance modular plugs. The patch cord offers a small 0.250 inch (6.4mm) cable diameter. The patented tangle free latch prevents snags and | PC | 1 | 10 | 1 | 1 | 18.26
61305677114 | UTP6AX1VL | Category 6A, 10 Gb/s UTP patch cord with | The TX6A™ 10Gig UTP Patch Cord is constructed of 24 AWG solid copper cable with an enhanced performance modular plug on each end. The conductors are twisted in pairs and separated by a quadrant separator. All four pairs are surrounded by solid foil tape a | PC | 1 | 10 | 1 | 1 | 18.26
61305677113 | UTP6AX1YL | Category 6A, 10 Gb/s UTP patch cord with | The TX6A™ 10Gig UTP Patch Cord is constructed of 24 AWG, unshielded, twisted pair, solid, CM cable with enhanced performance modular plugs. The patch cord offers a small 0.250 inch (6.4mm) cable diameter. The patented tangle free latch prevents snags and | PC | 1 | 10 | 1 | 1 | 18.26
61305676996 | UTP6AX2 | Category 6A, 10 Gb/s UTP patch cord with | The TX6A™ 10Gig UTP Patch Cord is constructed of 24 AWG, unshielded, twisted pair, solid, CM cable with enhanced performance modular plugs. The patch cord offers a small 0.250 inch (6.4mm) cable diameter. The patented tangle free latch prevents snags and | PC | 1 | 10 | 1 | 1 | 19.32
61305677006 | UTP6AX2.5M | Category 6A, 10 Gb/s UTP patch cord with | The TX6A™ 10Gig UTP Patch Cord is constructed of 24 AWG, unshielded, twisted pair, solid, CM cable with enhanced performance modular plugs. The patch cord offers a small 0.250 inch (6.4mm) cable diameter. The patented tangle free latch prevents snags and | PC | 1 | 10 | 1 | 1 | 25.78
61305677477 | UTP6AX2.5MBL | Category 6A, 10 Gb/s UTP patch cord with | The TX6A™ 10Gig UTP Patch Cord is constructed of 24 AWG, unshielded, twisted pair, solid, CM cable with enhanced performance modular plugs. The patch cord offers a small 0.250 inch (6.4mm) cable diameter. The patented tangle free latch prevents snags and | PC | 1 | 10 | 1 | 1 | 25.78
61305677107 | UTP6AX2.5MBU | Category 6A, 10 Gb/s UTP patch cord with | The TX6A™ 10Gig UTP Patch Cord is constructed of 24 AWG, unshielded, twisted pair, solid, CM cable with enhanced performance modular plugs. The patch cord offers a small 0.250 inch (6.4mm) cable diameter. The patented tangle free latch prevents snags and | PC | 1 | 10 | 1 | 1 | 25.78
61305677485 | UTP6AX2.5MGR | Category 6A, 10 Gb/s UTP patch cord with | The TX6A™ 10Gig UTP Patch Cord is constructed of 24 AWG, unshielded, twisted pair, solid, CM cable with enhanced performance modular plugs. The patch cord offers a small 0.250 inch (6.4mm) cable diameter. The patented tangle free latch prevents snags and | PC | 1 | 10 | 1 | 1 | 25.78
61305677483 | UTP6AX2.5MGY | Category 6A, 10 Gb/s UTP patch cord with | The TX6A™ 10Gig UTP Patch Cord is constructed of 24 AWG solid copper cable with an enhanced performance modular plug on each end. The conductors are twisted in pairs and separated by a quadrant separator. All four pairs are surrounded by solid foil tape a | PC | 1 | 10 | 1 | 1 | 25.78
61305677487 | UTP6AX2.5MOR | Category 6A, 10 Gb/s UTP patch cord with | The TX6A™ 10Gig UTP Patch Cord is constructed of 24 AWG solid copper cable with an enhanced performance modular plug on each end. The conductors are twisted in pairs and separated by a quadrant separator. All four pairs are surrounded by solid foil tape a | PC | 1 | 10 | 1 | 1 | 25.78
61305677489 | UTP6AX2.5MRD | Category 6A, 10 Gb/s UTP patch cord with | The TX6A™ 10Gig UTP Patch Cord is constructed of 24 AWG, unshielded, twisted pair, solid, CM cable with enhanced performance modular plugs. The patch cord offers a small 0.250 inch (6.4mm) cable diameter. The patented tangle free latch prevents snags and | PC | 1 | 10 | 1 | 1 | 25.78
61305677482 | UTP6AX2.5MVL | Category 6A, 10 Gb/s UTP patch cord with | The TX6A™ 10Gig UTP Patch Cord is constructed of 24 AWG solid copper cable with an enhanced performance modular plug on each end. The conductors are twisted in pairs and separated by a quadrant separator. All four pairs are surrounded by solid foil tape a | PC | 1 | 10 | 1 | 1 | 25.78
61305677480 | UTP6AX2.5MYL | Category 6A, 10 Gb/s UTP patch cord with | The TX6A™ 10Gig UTP Patch Cord is constructed of 24 AWG, unshielded, twisted pair, solid, CM cable with enhanced performance modular plugs. The patch cord offers a small 0.250 inch (6.4mm) cable diameter. The patented tangle free latch prevents snags and | PC | 1 | 10 | 1 | 1 | 25.78
61305677025 | UTP6AX20 | Category 6A, 10 Gb/s UTP patch cord with | The TX6A™ 10Gig UTP Patch Cord is constructed of 24 AWG, unshielded, twisted pair, solid, CM cable with enhanced performance modular plugs. The patch cord offers a small 0.250 inch (6.4mm) cable diameter. The patented tangle free latch prevents snags and | PC | 1 | 10 | 1 | 1 | 38.1
61305677241 | UTP6AX20BL | Category 6A, 10 Gb/s UTP patch cord with | The TX6A™ 10Gig UTP Patch Cord is constructed of 24 AWG, unshielded, twisted pair, solid, CM cable with enhanced performance modular plugs. The patch cord offers a small 0.250 inch (6.4mm) cable diameter. The patented tangle free latch prevents snags and | PC | 1 | 10 | 1 | 1 | 38.1
61305677071 | UTP6AX20BU | Category 6A, 10 Gb/s UTP patch cord with | The TX6A™ 10Gig UTP Patch Cord is constructed of 24 AWG, unshielded, twisted pair, solid, CM cable with enhanced performance modular plugs. The patch cord offers a small 0.250 inch (6.4mm) cable diameter. The patented tangle free latch prevents snags and | PC | 1 | 10 | 1 | 1 | 38.1
61305677246 | UTP6AX20GR | Category 6A, 10 Gb/s UTP patch cord with | The TX6A™ 10Gig UTP Patch Cord is constructed of 24 AWG, unshielded, twisted pair, solid, CM cable with enhanced performance modular plugs. The patch cord offers a small 0.250 inch (6.4mm) cable diameter. The patented tangle free latch prevents snags and | PC | 1 | 10 | 1 | 1 | 38.1
61305677245 | UTP6AX20GY | Category 6A, 10 Gb/s UTP patch cord with | The TX6A™ 10Gig UTP Patch Cord is constructed of 24 AWG solid copper cable with an enhanced performance modular plug on each end. The conductors are twisted in pairs and separated by a quadrant separator. All four pairs are surrounded by solid foil tape a | PC | 1 | 10 | 1 | 1 | 38.1
61305677050 | UTP6AX20M | Category 6A, 10 Gb/s UTP patch cord with | The TX6A™ 10Gig UTP Patch Cord is constructed of 24 AWG solid copper cable with an enhanced performance modular plug on each end. The conductors are twisted in pairs and separated by a quadrant separator. All four pairs are surrounded by solid foil tape a | PC | 1 | 10 | 1 | 1 | 85.64
61305677462 | UTP6AX20MBL | Category 6A, 10 Gb/s UTP patch cord with | The TX6A™ 10Gig UTP Patch Cord is constructed of 24 AWG solid copper cable with an enhanced performance modular plug on each end. The conductors are twisted in pairs and separated by a quadrant separator. All four pairs are surrounded by solid foil tape a | PC | 1 | 10 | 1 | 1 | 85.64
61305677105 | UTP6AX20MBU | Category 6A, 10 Gb/s UTP patch cord with | The TX6A™ 10Gig UTP Patch Cord is constructed of 24 AWG solid copper cable with an enhanced performance modular plug on each end. The conductors are twisted in pairs and separated by a quadrant separator. All four pairs are surrounded by solid foil tape a | PC | 1 | 10 | 1 | 1 | 85.64
61305677469 | UTP6AX20MGR | Category 6A, 10 Gb/s UTP patch cord with | The TX6A™ 10Gig UTP Patch Cord is constructed of 24 AWG solid copper cable with an enhanced performance modular plug on each end. The conductors are twisted in pairs and separated by a quadrant separator. All four pairs are surrounded by solid foil tape a | PC | 1 | 10 | 1 | 1 | 85.64
61305677467 | UTP6AX20MGY | Category 6A, 10 Gb/s UTP patch cord with | The TX6A™ 10Gig UTP Patch Cord is constructed of 24 AWG solid copper cable with an enhanced performance modular plug on each end. The conductors are twisted in pairs and separated by a quadrant separator. All four pairs are surrounded by solid foil tape a | PC | 1 | 10 | 1 | 1 | 85.64
61305677471 | UTP6AX20MOR | Category 6A, 10 Gb/s UTP patch cord with | The TX6A™ 10Gig UTP Patch Cord is constructed of 24 AWG solid copper cable with an enhanced performance modular plug on each end. The conductors are twisted in pairs and separated by a quadrant separator. All four pairs are surrounded by solid foil tape a | PC | 1 | 10 | 1 | 1 | 85.64
61305677472 | UTP6AX20MRD | Category 6A, 10 Gb/s UTP patch cord with | The TX6A™ 10Gig UTP Patch Cord is constructed of 24 AWG solid copper cable with an enhanced performance modular plug on each end. The conductors are twisted in pairs and separated by a quadrant separator. All four pairs are surrounded by solid foil tape a | PC | 1 | 10 | 1 | 1 | 85.64
61305677464 | UTP6AX20MVL | Category 6A, 10 Gb/s UTP patch cord with | The TX6A™ 10Gig UTP Patch Cord is constructed of 24 AWG solid copper cable with an enhanced performance modular plug on each end. The conductors are twisted in pairs and separated by a quadrant separator. All four pairs are surrounded by solid foil tape a | PC | 1 | 10 | 1 | 1 | 85.64
61305677465 | UTP6AX20MYL | Category 6A, 10 Gb/s UTP patch cord with | The TX6A™ 10Gig UTP Patch Cord is constructed of 24 AWG solid copper cable with an enhanced performance modular plug on each end. The conductors are twisted in pairs and separated by a quadrant separator. All four pairs are surrounded by solid foil tape a | PC | 1 | 10 | 1 | 1 | 85.64
61305677247 | UTP6AX20OR | Category 6A, 10 Gb/s UTP patch cord with | The TX6A™ 10Gig UTP Patch Cord is constructed of 24 AWG solid copper cable with an enhanced performance modular plug on each end. The conductors are twisted in pairs and separated by a quadrant separator. All four pairs are surrounded by solid foil tape a | PC | 1 | 10 | 1 | 1 | 38.1
61305677248 | UTP6AX20RD | Category 6A, 10 Gb/s UTP patch cord with | The TX6A™ 10Gig UTP Patch Cord is constructed of 24 AWG, unshielded, twisted pair, solid, CM cable with enhanced performance modular plugs. The patch cord offers a small 0.250 inch (6.4mm) cable diameter. The patented tangle free latch prevents snags and | PC | 1 | 10 | 1 | 1 | 38.1
61305677244 | UTP6AX20VL | Category 6A, 10 Gb/s UTP patch cord with | The TX6A™ 10Gig UTP Patch Cord is constructed of 24 AWG solid copper cable with an enhanced performance modular plug on each end. The conductors are twisted in pairs and separated by a quadrant separator. All four pairs are surrounded by solid foil tape a | PC | 1 | 10 | 1 | 1 | 38.1
61305677243 | UTP6AX20YL | Category 6A, 10 Gb/s UTP patch cord with | The TX6A™ 10Gig UTP Patch Cord is constructed of 24 AWG, unshielded, twisted pair, solid, CM cable with enhanced performance modular plugs. The patch cord offers a small 0.250 inch (6.4mm) cable diameter. The patented tangle free latch prevents snags and | PC | 1 | 10 | 1 | 1 | 38.1
61305677027 | UTP6AX21 | Category 6A, 10 Gb/s UTP patch cord with | The TX6A™ 10Gig UTP Patch Cord is constructed of 24 AWG solid copper cable with an enhanced performance modular plug on each end. The conductors are twisted in pairs and separated by a quadrant separator. All four pairs are surrounded by solid foil tape a | PC | 1 | 10 | 1 | 1 | 39.12
61305677249 | UTP6AX21BL | Category 6A, 10 Gb/s UTP patch cord with | The TX6A™ 10Gig UTP Patch Cord is constructed of 24 AWG solid copper cable with an enhanced performance modular plug on each end. The conductors are twisted in pairs and separated by a quadrant separator. All four pairs are surrounded by solid foil tape a | PC | 1 | 10 | 1 | 1 | 39.12
61305677072 | UTP6AX21BU | Category 6A, 10 Gb/s UTP patch cord with | The TX6A™ 10Gig UTP Patch Cord is constructed of 24 AWG solid copper cable with an enhanced performance modular plug on each end. The conductors are twisted in pairs and separated by a quadrant separator. All four pairs are surrounded by solid foil tape a | PC | 1 | 10 | 1 | 1 | 39.12
61305677255 | UTP6AX21GR | Category 6A, 10 Gb/s UTP patch cord with | The TX6A™ 10Gig UTP Patch Cord is constructed of 24 AWG solid copper cable with an enhanced performance modular plug on each end. The conductors are twisted in pairs and separated by a quadrant separator. All four pairs are surrounded by solid foil tape a | PC | 1 | 10 | 1 | 1 | 39.12
61305677252 | UTP6AX21GY | Category 6A, 10 Gb/s UTP patch cord with | The TX6A™ 10Gig UTP Patch Cord is constructed of 24 AWG solid copper cable with an enhanced performance modular plug on each end. The conductors are twisted in pairs and separated by a quadrant separator. All four pairs are surrounded by solid foil tape a | PC | 1 | 10 | 1 | 1 | 39.12
61305677257 | UTP6AX21OR | Category 6A, 10 Gb/s UTP patch cord with | The TX6A™ 10Gig UTP Patch Cord is constructed of 24 AWG solid copper cable with an enhanced performance modular plug on each end. The conductors are twisted in pairs and separated by a quadrant separator. All four pairs are surrounded by solid foil tape a | PC | 1 | 10 | 1 | 1 | 39.12
61305677259 | UTP6AX21RD | Category 6A, 10 Gb/s UTP patch cord with | The TX6A™ 10Gig UTP Patch Cord is constructed of 24 AWG solid copper cable with an enhanced performance modular plug on each end. The conductors are twisted in pairs and separated by a quadrant separator. All four pairs are surrounded by solid foil tape a | PC | 1 | 10 | 1 | 1 | 39.12
61305677250 | UTP6AX21VL | Category 6A, 10 Gb/s UTP patch cord with | The TX6A™ 10Gig UTP Patch Cord is constructed of 24 AWG solid copper cable with an enhanced performance modular plug on each end. The conductors are twisted in pairs and separated by a quadrant separator. All four pairs are surrounded by solid foil tape a | PC | 1 | 10 | 1 | 1 | 39.12
61305677251 | UTP6AX21YL | Category 6A, 10 Gb/s UTP patch cord with | The TX6A™ 10Gig UTP Patch Cord is constructed of 24 AWG solid copper cable with an enhanced performance modular plug on each end. The conductors are twisted in pairs and separated by a quadrant separator. All four pairs are surrounded by solid foil tape a | PC | 1 | 10 | 1 | 1 | 39.12
61305677029 | UTP6AX22 | Category 6A, 10 Gb/s UTP patch cord with | The TX6A™ 10Gig UTP Patch Cord is constructed of 24 AWG solid copper cable with an enhanced performance modular plug on each end. The conductors are twisted in pairs and separated by a quadrant separator. All four pairs are surrounded by solid foil tape a | PC | 1 | 10 | 1 | 1 | 40.14
61305677253 | UTP6AX22BL | Category 6A, 10 Gb/s UTP patch cord with | The TX6A™ 10Gig UTP Patch Cord is constructed of 24 AWG solid copper cable with an enhanced performance modular plug on each end. The conductors are twisted in pairs and separated by a quadrant separator. All four pairs are surrounded by solid foil tape a | PC | 1 | 10 | 1 | 1 | 40.14
61305677073 | UTP6AX22BU | Category 6A, 10 Gb/s UTP patch cord with | The TX6A™ 10Gig UTP Patch Cord is constructed of 24 AWG solid copper cable with an enhanced performance modular plug on each end. The conductors are twisted in pairs and separated by a quadrant separator. All four pairs are surrounded by solid foil tape a | PC | 1 | 10 | 1 | 1 | 40.14
61305677260 | UTP6AX22GR | Category 6A, 10 Gb/s UTP patch cord with | The TX6A™ 10Gig UTP Patch Cord is constructed of 24 AWG solid copper cable with an enhanced performance modular plug on each end. The conductors are twisted in pairs and separated by a quadrant separator. All four pairs are surrounded by solid foil tape a | PC | 1 | 10 | 1 | 1 | 40.14
61305677258 | UTP6AX22GY | Category 6A, 10 Gb/s UTP patch cord with | The TX6A™ 10Gig UTP Patch Cord is constructed of 24 AWG solid copper cable with an enhanced performance modular plug on each end. The conductors are twisted in pairs and separated by a quadrant separator. All four pairs are surrounded by solid foil tape a | PC | 1 | 10 | 1 | 1 | 40.14
61305677261 | UTP6AX22OR | Category 6A, 10 Gb/s UTP patch cord with | The TX6A™ 10Gig UTP Patch Cord is constructed of 24 AWG solid copper cable with an enhanced performance modular plug on each end. The conductors are twisted in pairs and separated by a quadrant separator. All four pairs are surrounded by solid foil tape a | PC | 1 | 10 | 1 | 1 | 40.14
61305677262 | UTP6AX22RD | Category 6A, 10 Gb/s UTP patch cord with | The TX6A™ 10Gig UTP Patch Cord is constructed of 24 AWG solid copper cable with an enhanced performance modular plug on each end. The conductors are twisted in pairs and separated by a quadrant separator. All four pairs are surrounded by solid foil tape a | PC | 1 | 10 | 1 | 1 | 40.14
61305677256 | UTP6AX22VL | Category 6A, 10 Gb/s UTP patch cord with | The TX6A™ 10Gig UTP Patch Cord is constructed of 24 AWG solid copper cable with an enhanced performance modular plug on each end. The conductors are twisted in pairs and separated by a quadrant separator. All four pairs are surrounded by solid foil tape a | PC | 1 | 10 | 1 | 1 | 40.14
61305677254 | UTP6AX22YL | Category 6A, 10 Gb/s UTP patch cord with | The TX6A™ 10Gig UTP Patch Cord is constructed of 24 AWG solid copper cable with an enhanced performance modular plug on each end. The conductors are twisted in pairs and separated by a quadrant separator. All four pairs are surrounded by solid foil tape a | PC | 1 | 10 | 1 | 1 | 40.14
61305677030 | UTP6AX23 | Category 6A, 10 Gb/s UTP patch cord with | The TX6A™ 10Gig UTP Patch Cord is constructed of 24 AWG solid copper cable with an enhanced performance modular plug on each end. The conductors are twisted in pairs and separated by a quadrant separator. All four pairs are surrounded by solid foil tape a | PC | 1 | 10 | 1 | 1 | 41.22
61305677263 | UTP6AX23BL | Category 6A, 10 Gb/s UTP patch cord with | The TX6A™ 10Gig UTP Patch Cord is constructed of 24 AWG solid copper cable with an enhanced performance modular plug on each end. The conductors are twisted in pairs and separated by a quadrant separator. All four pairs are surrounded by solid foil tape a | PC | 1 | 10 | 1 | 1 | 41.22
61305677074 | UTP6AX23BU | Category 6A, 10 Gb/s UTP patch cord with | The TX6A™ 10Gig UTP Patch Cord is constructed of 24 AWG solid copper cable with an enhanced performance modular plug on each end. The conductors are twisted in pairs and separated by a quadrant separator. All four pairs are surrounded by solid foil tape a | PC | 1 | 10 | 1 | 1 | 41.22
61305677267 | UTP6AX23GR | Category 6A, 10 Gb/s UTP patch cord with | The TX6A™ 10Gig UTP Patch Cord is constructed of 24 AWG solid copper cable with an enhanced performance modular plug on each end. The conductors are twisted in pairs and separated by a quadrant separator. All four pairs are surrounded by solid foil tape a | PC | 1 | 10 | 1 | 1 | 41.22
61305677266 | UTP6AX23GY | Category 6A, 10 Gb/s UTP patch cord with | The TX6A™ 10Gig UTP Patch Cord is constructed of 24 AWG solid copper cable with an enhanced performance modular plug on each end. The conductors are twisted in pairs and separated by a quadrant separator. All four pairs are surrounded by solid foil tape a | PC | 1 | 10 | 1 | 1 | 41.22
61305677269 | UTP6AX23OR | Category 6A, 10 Gb/s UTP patch cord with | The TX6A™ 10Gig UTP Patch Cord is constructed of 24 AWG solid copper cable with an enhanced performance modular plug on each end. The conductors are twisted in pairs and separated by a quadrant separator. All four pairs are surrounded by solid foil tape a | PC | 1 | 10 | 1 | 1 | 41.22
61305677271 | UTP6AX23RD | Category 6A, 10 Gb/s UTP patch cord with | The TX6A™ 10Gig UTP Patch Cord is constructed of 24 AWG solid copper cable with an enhanced performance modular plug on each end. The conductors are twisted in pairs and separated by a quadrant separator. All four pairs are surrounded by solid foil tape a | PC | 1 | 10 | 1 | 1 | 41.22
61305677264 | UTP6AX23VL | Category 6A, 10 Gb/s UTP patch cord with | The TX6A™ 10Gig UTP Patch Cord is constructed of 24 AWG solid copper cable with an enhanced performance modular plug on each end. The conductors are twisted in pairs and separated by a quadrant separator. All four pairs are surrounded by solid foil tape a | PC | 1 | 10 | 1 | 1 | 41.22
61305677265 | UTP6AX23YL | Category 6A, 10 Gb/s UTP patch cord with | The TX6A™ 10Gig UTP Patch Cord is constructed of 24 AWG solid copper cable with an enhanced performance modular plug on each end. The conductors are twisted in pairs and separated by a quadrant separator. All four pairs are surrounded by solid foil tape a | PC | 1 | 10 | 1 | 1 | 41.22
61305677031 | UTP6AX24 | Category 6A, 10 Gb/s UTP patch cord with | The TX6A™ 10Gig UTP Patch Cord is constructed of 24 AWG solid copper cable with an enhanced performance modular plug on each end. The conductors are twisted in pairs and separated by a quadrant separator. All four pairs are surrounded by solid foil tape a | PC | 1 | 10 | 1 | 1 | 42.26
61305677268 | UTP6AX24BL | Category 6A, 10 Gb/s UTP patch cord with | The TX6A™ 10Gig UTP Patch Cord is constructed of 24 AWG solid copper cable with an enhanced performance modular plug on each end. The conductors are twisted in pairs and separated by a quadrant separator. All four pairs are surrounded by solid foil tape a | PC | 1 | 10 | 1 | 1 | 42.26
61305677075 | UTP6AX24BU | Category 6A, 10 Gb/s UTP patch cord with | The TX6A™ 10Gig UTP Patch Cord is constructed of 24 AWG solid copper cable with an enhanced performance modular plug on each end. The conductors are twisted in pairs and separated by a quadrant separator. All four pairs are surrounded by solid foil tape a | PC | 1 | 10 | 1 | 1 | 42.26
61305677274 | UTP6AX24GR | Category 6A, 10 Gb/s UTP patch cord with | The TX6A™ 10Gig UTP Patch Cord is constructed of 24 AWG solid copper cable with an enhanced performance modular plug on each end. The conductors are twisted in pairs and separated by a quadrant separator. All four pairs are surrounded by solid foil tape a | PC | 1 | 10 | 1 | 1 | 42.26
61305677273 | UTP6AX24GY | Category 6A, 10 Gb/s UTP patch cord with | The TX6A™ 10Gig UTP Patch Cord is constructed of 24 AWG solid copper cable with an enhanced performance modular plug on each end. The conductors are twisted in pairs and separated by a quadrant separator. All four pairs are surrounded by solid foil tape a | PC | 1 | 10 | 1 | 1 | 42.26
61305677275 | UTP6AX24OR | Category 6A, 10 Gb/s UTP patch cord with | The TX6A™ 10Gig UTP Patch Cord is constructed of 24 AWG solid copper cable with an enhanced performance modular plug on each end. The conductors are twisted in pairs and separated by a quadrant separator. All four pairs are surrounded by solid foil tape a | PC | 1 | 10 | 1 | 1 | 42.26
61305677277 | UTP6AX24RD | Category 6A, 10 Gb/s UTP patch cord with | The TX6A™ 10Gig UTP Patch Cord is constructed of 24 AWG solid copper cable with an enhanced performance modular plug on each end. The conductors are twisted in pairs and separated by a quadrant separator. All four pairs are surrounded by solid foil tape a | PC | 1 | 10 | 1 | 1 | 42.26
61305677272 | UTP6AX24VL | Category 6A, 10 Gb/s UTP patch cord with | The TX6A™ 10Gig UTP Patch Cord is constructed of 24 AWG solid copper cable with an enhanced performance modular plug on each end. The conductors are twisted in pairs and separated by a quadrant separator. All four pairs are surrounded by solid foil tape a | PC | 1 | 10 | 1 | 1 | 42.26
61305677270 | UTP6AX24YL | Category 6A, 10 Gb/s UTP patch cord with | The TX6A™ 10Gig UTP Patch Cord is constructed of 24 AWG solid copper cable with an enhanced performance modular plug on each end. The conductors are twisted in pairs and separated by a quadrant separator. All four pairs are surrounded by solid foil tape a | PC | 1 | 10 | 1 | 1 | 42.26
61305677026 | UTP6AX25 | Category 6A, 10 Gb/s UTP patch cord with | The TX6A™ 10Gig UTP Patch Cord is constructed of 24 AWG, unshielded, twisted pair, solid, CM cable with enhanced performance modular plugs. The patch cord offers a small 0.250 inch (6.4mm) cable diameter. The patented tangle free latch prevents snags and | PC | 1 | 10 | 1 | 1 | 43.32
61305677276 | UTP6AX25BL | Category 6A, 10 Gb/s UTP patch cord with | The TX6A™ 10Gig UTP Patch Cord is constructed of 24 AWG, unshielded, twisted pair, solid, CM cable with enhanced performance modular plugs. The patch cord offers a small 0.250 inch (6.4mm) cable diameter. The patented tangle free latch prevents snags and | PC | 1 | 10 | 1 | 1 | 43.32
61305677076 | UTP6AX25BU | Category 6A, 10 Gb/s UTP patch cord with | The TX6A™ 10Gig UTP Patch Cord is constructed of 24 AWG, unshielded, twisted pair, solid, CM cable with enhanced performance modular plugs. The patch cord offers a small 0.250 inch (6.4mm) cable diameter. The patented tangle free latch prevents snags and | PC | 1 | 10 | 1 | 1 | 43.32
61305677281 | UTP6AX25GR | Category 6A, 10 Gb/s UTP patch cord with | The TX6A™ 10Gig UTP Patch Cord is constructed of 24 AWG, unshielded, twisted pair, solid, CM cable with enhanced performance modular plugs. The patch cord offers a small 0.250 inch (6.4mm) cable diameter. The patented tangle free latch prevents snags and | PC | 1 | 10 | 1 | 1 | 43.32
61305677280 | UTP6AX25GY | Category 6A, 10 Gb/s UTP patch cord with | The TX6A™ 10Gig UTP Patch Cord is constructed of 24 AWG solid copper cable with an enhanced performance modular plug on each end. The conductors are twisted in pairs and separated by a quadrant separator. All four pairs are surrounded by solid foil tape a | PC | 1 | 10 | 1 | 1 | 43.32
61305677282 | UTP6AX25OR | Category 6A, 10 Gb/s UTP patch cord with | The TX6A™ 10Gig UTP Patch Cord is constructed of 24 AWG solid copper cable with an enhanced performance modular plug on each end. The conductors are twisted in pairs and separated by a quadrant separator. All four pairs are surrounded by solid foil tape a | PC | 1 | 10 | 1 | 1 | 43.32
61305677283 | UTP6AX25RD | Category 6A, 10 Gb/s UTP patch cord with | The TX6A™ 10Gig UTP Patch Cord is constructed of 24 AWG, unshielded, twisted pair, solid, CM cable with enhanced performance modular plugs. The patch cord offers a small 0.250 inch (6.4mm) cable diameter. The patented tangle free latch prevents snags and | PC | 1 | 10 | 1 | 1 | 43.32
61305677278 | UTP6AX25VL | Category 6A, 10 Gb/s UTP patch cord with | The TX6A™ 10Gig UTP Patch Cord is constructed of 24 AWG solid copper cable with an enhanced performance modular plug on each end. The conductors are twisted in pairs and separated by a quadrant separator. All four pairs are surrounded by solid foil tape a | PC | 1 | 10 | 1 | 1 | 43.32
61305677279 | UTP6AX25YL | Category 6A, 10 Gb/s UTP patch cord with | The TX6A™ 10Gig UTP Patch Cord is constructed of 24 AWG, unshielded, twisted pair, solid, CM cable with enhanced performance modular plugs. The patch cord offers a small 0.250 inch (6.4mm) cable diameter. The patented tangle free latch prevents snags and | PC | 1 | 10 | 1 | 1 | 43.32
61305677028 | UTP6AX26 | Category 6A, 10 Gb/s UTP patch cord with | The TX6A™ 10Gig UTP Patch Cord is constructed of 24 AWG solid copper cable with an enhanced performance modular plug on each end. The conductors are twisted in pairs and separated by a quadrant separator. All four pairs are surrounded by solid foil tape a | PC | 1 | 10 | 1 | 1 | 44.32
61305677284 | UTP6AX26BL | Category 6A, 10 Gb/s UTP patch cord with | The TX6A™ 10Gig UTP Patch Cord is constructed of 24 AWG solid copper cable with an enhanced performance modular plug on each end. The conductors are twisted in pairs and separated by a quadrant separator. All four pairs are surrounded by solid foil tape a | PC | 1 | 10 | 1 | 1 | 44.32
61305677077 | UTP6AX26BU | Category 6A, 10 Gb/s UTP patch cord with | The TX6A™ 10Gig UTP Patch Cord is constructed of 24 AWG solid copper cable with an enhanced performance modular plug on each end. The conductors are twisted in pairs and separated by a quadrant separator. All four pairs are surrounded by solid foil tape a | PC | 1 | 10 | 1 | 1 | 44.32
61305677288 | UTP6AX26GR | Category 6A, 10 Gb/s UTP patch cord with | The TX6A™ 10Gig UTP Patch Cord is constructed of 24 AWG solid copper cable with an enhanced performance modular plug on each end. The conductors are twisted in pairs and separated by a quadrant separator. All four pairs are surrounded by solid foil tape a | PC | 1 | 10 | 1 | 1 | 44.32
61305677287 | UTP6AX26GY | Category 6A, 10 Gb/s UTP patch cord with | The TX6A™ 10Gig UTP Patch Cord is constructed of 24 AWG solid copper cable with an enhanced performance modular plug on each end. The conductors are twisted in pairs and separated by a quadrant separator. All four pairs are surrounded by solid foil tape a | PC | 1 | 10 | 1 | 1 | 44.32
61305677289 | UTP6AX26OR | Category 6A, 10 Gb/s UTP patch cord with | The TX6A™ 10Gig UTP Patch Cord is constructed of 24 AWG solid copper cable with an enhanced performance modular plug on each end. The conductors are twisted in pairs and separated by a quadrant separator. All four pairs are surrounded by solid foil tape a | PC | 1 | 10 | 1 | 1 | 44.32
61305677290 | UTP6AX26RD | Category 6A, 10 Gb/s UTP patch cord with | The TX6A™ 10Gig UTP Patch Cord is constructed of 24 AWG solid copper cable with an enhanced performance modular plug on each end. The conductors are twisted in pairs and separated by a quadrant separator. All four pairs are surrounded by solid foil tape a | PC | 1 | 10 | 1 | 1 | 44.32
61305677286 | UTP6AX26VL | Category 6A, 10 Gb/s UTP patch cord with | The TX6A™ 10Gig UTP Patch Cord is constructed of 24 AWG solid copper cable with an enhanced performance modular plug on each end. The conductors are twisted in pairs and separated by a quadrant separator. All four pairs are surrounded by solid foil tape a | PC | 1 | 10 | 1 | 1 | 44.32
61305677285 | UTP6AX26YL | Category 6A, 10 Gb/s UTP patch cord with | The TX6A™ 10Gig UTP Patch Cord is constructed of 24 AWG solid copper cable with an enhanced performance modular plug on each end. The conductors are twisted in pairs and separated by a quadrant separator. All four pairs are surrounded by solid foil tape a | PC | 1 | 10 | 1 | 1 | 44.32
61305677032 | UTP6AX27 | Category 6A, 10 Gb/s UTP patch cord with | The TX6A™ 10Gig UTP Patch Cord is constructed of 24 AWG solid copper cable with an enhanced performance modular plug on each end. The conductors are twisted in pairs and separated by a quadrant separator. All four pairs are surrounded by solid foil tape a | PC | 1 | 10 | 1 | 1 | 45.38
61305677291 | UTP6AX27BL | Category 6A, 10 Gb/s UTP patch cord with | The TX6A™ 10Gig UTP Patch Cord is constructed of 24 AWG solid copper cable with an enhanced performance modular plug on each end. The conductors are twisted in pairs and separated by a quadrant separator. All four pairs are surrounded by solid foil tape a | PC | 1 | 10 | 1 | 1 | 45.38
61305677078 | UTP6AX27BU | Category 6A, 10 Gb/s UTP patch cord with | The TX6A™ 10Gig UTP Patch Cord is constructed of 24 AWG solid copper cable with an enhanced performance modular plug on each end. The conductors are twisted in pairs and separated by a quadrant separator. All four pairs are surrounded by solid foil tape a | PC | 1 | 10 | 1 | 1 | 45.38
61305677295 | UTP6AX27GR | Category 6A, 10 Gb/s UTP patch cord with | The TX6A™ 10Gig UTP Patch Cord is constructed of 24 AWG solid copper cable with an enhanced performance modular plug on each end. The conductors are twisted in pairs and separated by a quadrant separator. All four pairs are surrounded by solid foil tape a | PC | 1 | 10 | 1 | 1 | 45.38
61305677294 | UTP6AX27GY | Category 6A, 10 Gb/s UTP patch cord with | The TX6A™ 10Gig UTP Patch Cord is constructed of 24 AWG solid copper cable with an enhanced performance modular plug on each end. The conductors are twisted in pairs and separated by a quadrant separator. All four pairs are surrounded by solid foil tape a | PC | 1 | 10 | 1 | 1 | 45.38
61305677297 | UTP6AX27OR | Category 6A, 10 Gb/s UTP patch cord with | The TX6A™ 10Gig UTP Patch Cord is constructed of 24 AWG solid copper cable with an enhanced performance modular plug on each end. The conductors are twisted in pairs and separated by a quadrant separator. All four pairs are surrounded by solid foil tape a | PC | 1 | 10 | 1 | 1 | 45.38
61305677299 | UTP6AX27RD | Category 6A, 10 Gb/s UTP patch cord with | The TX6A™ 10Gig UTP Patch Cord is constructed of 24 AWG solid copper cable with an enhanced performance modular plug on each end. The conductors are twisted in pairs and separated by a quadrant separator. All four pairs are surrounded by solid foil tape a | PC | 1 | 10 | 1 | 1 | 45.38
61305677293 | UTP6AX27VL | Category 6A, 10 Gb/s UTP patch cord with | The TX6A™ 10Gig UTP Patch Cord is constructed of 24 AWG solid copper cable with an enhanced performance modular plug on each end. The conductors are twisted in pairs and separated by a quadrant separator. All four pairs are surrounded by solid foil tape a | PC | 1 | 10 | 1 | 1 | 45.38
61305677292 | UTP6AX27YL | Category 6A, 10 Gb/s UTP patch cord with | The TX6A™ 10Gig UTP Patch Cord is constructed of 24 AWG solid copper cable with an enhanced performance modular plug on each end. The conductors are twisted in pairs and separated by a quadrant separator. All four pairs are surrounded by solid foil tape a | PC | 1 | 10 | 1 | 1 | 45.38
61305677033 | UTP6AX28 | Category 6A, 10 Gb/s UTP patch cord with | The TX6A™ 10Gig UTP Patch Cord is constructed of 24 AWG solid copper cable with an enhanced performance modular plug on each end. The conductors are twisted in pairs and separated by a quadrant separator. All four pairs are surrounded by solid foil tape a | PC | 1 | 10 | 1 | 1 | 46.44
61305677296 | UTP6AX28BL | Category 6A, 10 Gb/s UTP patch cord with | The TX6A™ 10Gig UTP Patch Cord is constructed of 24 AWG solid copper cable with an enhanced performance modular plug on each end. The conductors are twisted in pairs and separated by a quadrant separator. All four pairs are surrounded by solid foil tape a | PC | 1 | 10 | 1 | 1 | 46.44
61305677079 | UTP6AX28BU | Category 6A, 10 Gb/s UTP patch cord with | The TX6A™ 10Gig UTP Patch Cord is constructed of 24 AWG solid copper cable with an enhanced performance modular plug on each end. The conductors are twisted in pairs and separated by a quadrant separator. All four pairs are surrounded by solid foil tape a | PC | 1 | 10 | 1 | 1 | 46.44
61305677302 | UTP6AX28GR | Category 6A, 10 Gb/s UTP patch cord with | The TX6A™ 10Gig UTP Patch Cord is constructed of 24 AWG solid copper cable with an enhanced performance modular plug on each end. The conductors are twisted in pairs and separated by a quadrant separator. All four pairs are surrounded by solid foil tape a | PC | 1 | 10 | 1 | 1 | 46.44
61305677301 | UTP6AX28GY | Category 6A, 10 Gb/s UTP patch cord with | The TX6A™ 10Gig UTP Patch Cord is constructed of 24 AWG solid copper cable with an enhanced performance modular plug on each end. The conductors are twisted in pairs and separated by a quadrant separator. All four pairs are surrounded by solid foil tape a | PC | 1 | 10 | 1 | 1 | 46.44
61305677304 | UTP6AX28OR | Category 6A, 10 Gb/s UTP patch cord with | The TX6A™ 10Gig UTP Patch Cord is constructed of 24 AWG solid copper cable with an enhanced performance modular plug on each end. The conductors are twisted in pairs and separated by a quadrant separator. All four pairs are surrounded by solid foil tape a | PC | 1 | 10 | 1 | 1 | 46.44
61305677306 | UTP6AX28RD | Category 6A, 10 Gb/s UTP patch cord with | The TX6A™ 10Gig UTP Patch Cord is constructed of 24 AWG solid copper cable with an enhanced performance modular plug on each end. The conductors are twisted in pairs and separated by a quadrant separator. All four pairs are surrounded by solid foil tape a | PC | 1 | 10 | 1 | 1 | 46.44
61305677298 | UTP6AX28VL | Category 6A, 10 Gb/s UTP patch cord with | The TX6A™ 10Gig UTP Patch Cord is constructed of 24 AWG solid copper cable with an enhanced performance modular plug on each end. The conductors are twisted in pairs and separated by a quadrant separator. All four pairs are surrounded by solid foil tape a | PC | 1 | 10 | 1 | 1 | 46.44
61305677300 | UTP6AX28YL | Category 6A, 10 Gb/s UTP patch cord with | The TX6A™ 10Gig UTP Patch Cord is constructed of 24 AWG solid copper cable with an enhanced performance modular plug on each end. The conductors are twisted in pairs and separated by a quadrant separator. All four pairs are surrounded by solid foil tape a | PC | 1 | 10 | 1 | 1 | 46.44
61305677034 | UTP6AX29 | Category 6A, 10 Gb/s UTP patch cord with | The TX6A™ 10Gig UTP Patch Cord is constructed of 24 AWG solid copper cable with an enhanced performance modular plug on each end. The conductors are twisted in pairs and separated by a quadrant separator. All four pairs are surrounded by solid foil tape a | PC | 1 | 10 | 1 | 1 | 47.48
61305677303 | UTP6AX29BL | Category 6A, 10 Gb/s UTP patch cord with | The TX6A™ 10Gig UTP Patch Cord is constructed of 24 AWG solid copper cable with an enhanced performance modular plug on each end. The conductors are twisted in pairs and separated by a quadrant separator. All four pairs are surrounded by solid foil tape a | PC | 1 | 10 | 1 | 1 | 47.48
61305677080 | UTP6AX29BU | Category 6A, 10 Gb/s UTP patch cord with | The TX6A™ 10Gig UTP Patch Cord is constructed of 24 AWG solid copper cable with an enhanced performance modular plug on each end. The conductors are twisted in pairs and separated by a quadrant separator. All four pairs are surrounded by solid foil tape a | PC | 1 | 10 | 1 | 1 | 47.48
61305677309 | UTP6AX29GR | Category 6A, 10 Gb/s UTP patch cord with | The TX6A™ 10Gig UTP Patch Cord is constructed of 24 AWG solid copper cable with an enhanced performance modular plug on each end. The conductors are twisted in pairs and separated by a quadrant separator. All four pairs are surrounded by solid foil tape a | PC | 1 | 10 | 1 | 1 | 47.48
61305677308 | UTP6AX29GY | Category 6A, 10 Gb/s UTP patch cord with | The TX6A™ 10Gig UTP Patch Cord is constructed of 24 AWG solid copper cable with an enhanced performance modular plug on each end. The conductors are twisted in pairs and separated by a quadrant separator. All four pairs are surrounded by solid foil tape a | PC | 1 | 10 | 1 | 1 | 47.48
61305677310 | UTP6AX29OR | Category 6A, 10 Gb/s UTP patch cord with | The TX6A™ 10Gig UTP Patch Cord is constructed of 24 AWG solid copper cable with an enhanced performance modular plug on each end. The conductors are twisted in pairs and separated by a quadrant separator. All four pairs are surrounded by solid foil tape a | PC | 1 | 10 | 1 | 1 | 47.48
61305677311 | UTP6AX29RD | Category 6A, 10 Gb/s UTP patch cord with | The TX6A™ 10Gig UTP Patch Cord is constructed of 24 AWG solid copper cable with an enhanced performance modular plug on each end. The conductors are twisted in pairs and separated by a quadrant separator. All four pairs are surrounded by solid foil tape a | PC | 1 | 10 | 1 | 1 | 47.48
61305677307 | UTP6AX29VL | Category 6A, 10 Gb/s UTP patch cord with | The TX6A™ 10Gig UTP Patch Cord is constructed of 24 AWG solid copper cable with an enhanced performance modular plug on each end. The conductors are twisted in pairs and separated by a quadrant separator. All four pairs are surrounded by solid foil tape a | PC | 1 | 10 | 1 | 1 | 47.48
61305677305 | UTP6AX29YL | Category 6A, 10 Gb/s UTP patch cord with | The TX6A™ 10Gig UTP Patch Cord is constructed of 24 AWG solid copper cable with an enhanced performance modular plug on each end. The conductors are twisted in pairs and separated by a quadrant separator. All four pairs are surrounded by solid foil tape a | PC | 1 | 10 | 1 | 1 | 47.48
61305677115 | UTP6AX2BL | Category 6A, 10 Gb/s UTP patch cord with | The TX6A™ 10Gig UTP Patch Cord is constructed of 24 AWG, unshielded, twisted pair, solid, CM cable with enhanced performance modular plugs. The patch cord offers a small 0.250 inch (6.4mm) cable diameter. The patented tangle free latch prevents snags and | PC | 1 | 10 | 1 | 1 | 19.32
61305677053 | UTP6AX2BU | Category 6A, 10 Gb/s UTP patch cord with | The TX6A™ 10Gig UTP Patch Cord is constructed of 24 AWG, unshielded, twisted pair, solid, CM cable with enhanced performance modular plugs. The patch cord offers a small 0.250 inch (6.4mm) cable diameter. The patented tangle free latch prevents snags and | PC | 1 | 10 | 1 | 1 | 19.32
61305677116 | UTP6AX2GR | Category 6A, 10 Gb/s UTP patch cord with | The TX6A™ 10Gig UTP Patch Cord is constructed of 24 AWG, unshielded, twisted pair, solid, CM cable with enhanced performance modular plugs. The patch cord offers a small 0.250 inch (6.4mm) cable diameter. The patented tangle free latch prevents snags and | PC | 1 | 10 | 1 | 1 | 19.32
61305677118 | UTP6AX2GY | Category 6A, 10 Gb/s UTP patch cord with | The TX6A™ 10Gig UTP Patch Cord is constructed of 24 AWG solid copper cable with an enhanced performance modular plug on each end. The conductors are twisted in pairs and separated by a quadrant separator. All four pairs are surrounded by solid foil tape a | PC | 1 | 10 | 1 | 1 | 19.32
61305677007 | UTP6AX2M | Category 6A, 10 Gb/s UTP patch cord with | The TX6A™ 10Gig UTP Patch Cord is constructed of 24 AWG, unshielded, twisted pair, solid, CM cable with enhanced performance modular plugs. The patch cord offers a small 0.250 inch (6.4mm) cable diameter. The patented tangle free latch prevents snags and | PC | 1 | 10 | 1 | 1 | 24.08
61305677367 | UTP6AX2MBL | Category 6A, 10 Gb/s UTP patch cord with | The TX6A™ 10Gig UTP Patch Cord is constructed of 24 AWG, unshielded, twisted pair, solid, CM cable with enhanced performance modular plugs. The patch cord offers a small 0.250 inch (6.4mm) cable diameter. The patented tangle free latch prevents snags and | PC | 1 | 10 | 1 | 1 | 24.08
61305677089 | UTP6AX2MBU | Category 6A, 10 Gb/s UTP patch cord with | The TX6A™ 10Gig UTP Patch Cord is constructed of 24 AWG, unshielded, twisted pair, solid, CM cable with enhanced performance modular plugs. The patch cord offers a small 0.250 inch (6.4mm) cable diameter. The patented tangle free latch prevents snags and | PC | 1 | 10 | 1 | 1 | 24.08
61305677374 | UTP6AX2MGR | Category 6A, 10 Gb/s UTP patch cord with | The TX6A™ 10Gig UTP Patch Cord is constructed of 24 AWG, unshielded, twisted pair, solid, CM cable with enhanced performance modular plugs. The patch cord offers a small 0.250 inch (6.4mm) cable diameter. The patented tangle free latch prevents snags and | PC | 1 | 10 | 1 | 1 | 24.08
61305677372 | UTP6AX2MGY | Category 6A, 10 Gb/s UTP patch cord with | The TX6A™ 10Gig UTP Patch Cord is constructed of 24 AWG solid copper cable with an enhanced performance modular plug on each end. The conductors are twisted in pairs and separated by a quadrant separator. All four pairs are surrounded by solid foil tape a | PC | 1 | 10 | 1 | 1 | 24.08
61305677376 | UTP6AX2MOR | Category 6A, 10 Gb/s UTP patch cord with | The TX6A™ 10Gig UTP Patch Cord is constructed of 24 AWG solid copper cable with an enhanced performance modular plug on each end. The conductors are twisted in pairs and separated by a quadrant separator. All four pairs are surrounded by solid foil tape a | PC | 1 | 10 | 1 | 1 | 24.08
61305677379 | UTP6AX2MRD | Category 6A, 10 Gb/s UTP patch cord with | The TX6A™ 10Gig UTP Patch Cord is constructed of 24 AWG, unshielded, twisted pair, solid, CM cable with enhanced performance modular plugs. The patch cord offers a small 0.250 inch (6.4mm) cable diameter. The patented tangle free latch prevents snags and | PC | 1 | 10 | 1 | 1 | 24.08
61305677370 | UTP6AX2MVL | Category 6A, 10 Gb/s UTP patch cord with | The TX6A™ 10Gig UTP Patch Cord is constructed of 24 AWG solid copper cable with an enhanced performance modular plug on each end. The conductors are twisted in pairs and separated by a quadrant separator. All four pairs are surrounded by solid foil tape a | PC | 1 | 10 | 1 | 1 | 24.08
61305677369 | UTP6AX2MYL | Category 6A, 10 Gb/s UTP patch cord with | The TX6A™ 10Gig UTP Patch Cord is constructed of 24 AWG, unshielded, twisted pair, solid, CM cable with enhanced performance modular plugs. The patch cord offers a small 0.250 inch (6.4mm) cable diameter. The patented tangle free latch prevents snags and | PC | 1 | 10 | 1 | 1 | 24.08
61305677117 | UTP6AX2OR | Category 6A, 10 Gb/s UTP patch cord with | The TX6A™ 10Gig UTP Patch Cord is constructed of 24 AWG solid copper cable with an enhanced performance modular plug on each end. The conductors are twisted in pairs and separated by a quadrant separator. All four pairs are surrounded by solid foil tape a | PC | 1 | 10 | 1 | 1 | 19.32
61305677119 | UTP6AX2RD | Category 6A, 10 Gb/s UTP patch cord with | The TX6A™ 10Gig UTP Patch Cord is constructed of 24 AWG, unshielded, twisted pair, solid, CM cable with enhanced performance modular plugs. The patch cord offers a small 0.250 inch (6.4mm) cable diameter. The patented tangle free latch prevents snags and | PC | 1 | 10 | 1 | 1 | 19.32
61305677120 | UTP6AX2VL | Category 6A, 10 Gb/s UTP patch cord with | The TX6A™ 10Gig UTP Patch Cord is constructed of 24 AWG solid copper cable with an enhanced performance modular plug on each end. The conductors are twisted in pairs and separated by a quadrant separator. All four pairs are surrounded by solid foil tape a | PC | 1 | 10 | 1 | 1 | 19.32
61305677121 | UTP6AX2YL | Category 6A, 10 Gb/s UTP patch cord with | The TX6A™ 10Gig UTP Patch Cord is constructed of 24 AWG, unshielded, twisted pair, solid, CM cable with enhanced performance modular plugs. The patch cord offers a small 0.250 inch (6.4mm) cable diameter. The patented tangle free latch prevents snags and | PC | 1 | 10 | 1 | 1 | 19.32
61305676997 | UTP6AX3 | Category 6A, 10 Gb/s UTP patch cord with | The TX6A™ 10Gig UTP Patch Cord is constructed of 24 AWG, unshielded, twisted pair, solid, CM cable with enhanced performance modular plugs. The patch cord offers a small 0.250 inch (6.4mm) cable diameter. The patented tangle free latch prevents snags and | PC | 1 | 10 | 1 | 1 | 20.38
61305677010 | UTP6AX3.5M | Category 6A, 10 Gb/s UTP patch cord with | The TX6A™ 10Gig UTP Patch Cord is constructed of 24 AWG solid copper cable with an enhanced performance modular plug on each end. The conductors are twisted in pairs and separated by a quadrant separator. All four pairs are surrounded by solid foil tape a | PC | 1 | 10 | 1 | 1 | 29.2
61305677484 | UTP6AX3.5MBL | Category 6A, 10 Gb/s UTP patch cord with | The TX6A™ 10Gig UTP Patch Cord is constructed of 24 AWG solid copper cable with an enhanced performance modular plug on each end. The conductors are twisted in pairs and separated by a quadrant separator. All four pairs are surrounded by solid foil tape a | PC | 1 | 10 | 1 | 1 | 29.2
61305677100 | UTP6AX3.5MBU | Category 6A, 10 Gb/s UTP patch cord with | The TX6A™ 10Gig UTP Patch Cord is constructed of 24 AWG solid copper cable with an enhanced performance modular plug on each end. The conductors are twisted in pairs and separated by a quadrant separator. All four pairs are surrounded by solid foil tape a | PC | 1 | 10 | 1 | 1 | 29.2
61305677493 | UTP6AX3.5MGR | Category 6A, 10 Gb/s UTP patch cord with | The TX6A™ 10Gig UTP Patch Cord is constructed of 24 AWG solid copper cable with an enhanced performance modular plug on each end. The conductors are twisted in pairs and separated by a quadrant separator. All four pairs are surrounded by solid foil tape a | PC | 1 | 10 | 1 | 1 | 29.2
61305677491 | UTP6AX3.5MGY | Category 6A, 10 Gb/s UTP patch cord with | The TX6A™ 10Gig UTP Patch Cord is constructed of 24 AWG solid copper cable with an enhanced performance modular plug on each end. The conductors are twisted in pairs and separated by a quadrant separator. All four pairs are surrounded by solid foil tape a | PC | 1 | 10 | 1 | 1 | 29.2
61305677495 | UTP6AX3.5MOR | Category 6A, 10 Gb/s UTP patch cord with | The TX6A™ 10Gig UTP Patch Cord is constructed of 24 AWG solid copper cable with an enhanced performance modular plug on each end. The conductors are twisted in pairs and separated by a quadrant separator. All four pairs are surrounded by solid foil tape a | PC | 1 | 10 | 1 | 1 | 29.2
61305677497 | UTP6AX3.5MRD | Category 6A, 10 Gb/s UTP patch cord with | The TX6A™ 10Gig UTP Patch Cord is constructed of 24 AWG solid copper cable with an enhanced performance modular plug on each end. The conductors are twisted in pairs and separated by a quadrant separator. All four pairs are surrounded by solid foil tape a | PC | 1 | 10 | 1 | 1 | 29.2
61305677488 | UTP6AX3.5MVL | Category 6A, 10 Gb/s UTP patch cord with | The TX6A™ 10Gig UTP Patch Cord is constructed of 24 AWG solid copper cable with an enhanced performance modular plug on each end. The conductors are twisted in pairs and separated by a quadrant separator. All four pairs are surrounded by solid foil tape a | PC | 1 | 10 | 1 | 1 | 29.2
61305677486 | UTP6AX3.5MYL | Category 6A, 10 Gb/s UTP patch cord with | The TX6A™ 10Gig UTP Patch Cord is constructed of 24 AWG solid copper cable with an enhanced performance modular plug on each end. The conductors are twisted in pairs and separated by a quadrant separator. All four pairs are surrounded by solid foil tape a | PC | 1 | 10 | 1 | 1 | 29.2
61305677035 | UTP6AX30 | Category 6A, 10 Gb/s UTP patch cord with | The TX6A™ 10Gig UTP Patch Cord is constructed of 24 AWG, unshielded, twisted pair, solid, CM cable with enhanced performance modular plugs. The patch cord offers a small 0.250 inch (6.4mm) cable diameter. The patented tangle free latch prevents snags and | PC | 1 | 10 | 1 | 1 | 48.5
61305677312 | UTP6AX30BL | Category 6A, 10 Gb/s UTP patch cord with | The TX6A™ 10Gig UTP Patch Cord is constructed of 24 AWG, unshielded, twisted pair, solid, CM cable with enhanced performance modular plugs. The patch cord offers a small 0.250 inch (6.4mm) cable diameter. The patented tangle free latch prevents snags and | PC | 1 | 10 | 1 | 1 | 48.5
61305677081 | UTP6AX30BU | Category 6A, 10 Gb/s UTP patch cord with | The TX6A™ 10Gig UTP Patch Cord is constructed of 24 AWG, unshielded, twisted pair, solid, CM cable with enhanced performance modular plugs. The patch cord offers a small 0.250 inch (6.4mm) cable diameter. The patented tangle free latch prevents snags and | PC | 1 | 10 | 1 | 1 | 48.5
61305677316 | UTP6AX30GR | Category 6A, 10 Gb/s UTP patch cord with | The TX6A™ 10Gig UTP Patch Cord is constructed of 24 AWG, unshielded, twisted pair, solid, CM cable with enhanced performance modular plugs. The patch cord offers a small 0.250 inch (6.4mm) cable diameter. The patented tangle free latch prevents snags and | PC | 1 | 10 | 1 | 1 | 48.5
61305677315 | UTP6AX30GY | Category 6A, 10 Gb/s UTP patch cord with | The TX6A™ 10Gig UTP Patch Cord is constructed of 24 AWG solid copper cable with an enhanced performance modular plug on each end. The conductors are twisted in pairs and separated by a quadrant separator. All four pairs are surrounded by solid foil tape a | PC | 1 | 10 | 1 | 1 | 48.5
61305677317 | UTP6AX30OR | Category 6A, 10 Gb/s UTP patch cord with | The TX6A™ 10Gig UTP Patch Cord is constructed of 24 AWG solid copper cable with an enhanced performance modular plug on each end. The conductors are twisted in pairs and separated by a quadrant separator. All four pairs are surrounded by solid foil tape a | PC | 1 | 10 | 1 | 1 | 48.5
61305677318 | UTP6AX30RD | Category 6A, 10 Gb/s UTP patch cord with | The TX6A™ 10Gig UTP Patch Cord is constructed of 24 AWG, unshielded, twisted pair, solid, CM cable with enhanced performance modular plugs. The patch cord offers a small 0.250 inch (6.4mm) cable diameter. The patented tangle free latch prevents snags and | PC | 1 | 10 | 1 | 1 | 48.5
61305677314 | UTP6AX30VL | Category 6A, 10 Gb/s UTP patch cord with | The TX6A™ 10Gig UTP Patch Cord is constructed of 24 AWG solid copper cable with an enhanced performance modular plug on each end. The conductors are twisted in pairs and separated by a quadrant separator. All four pairs are surrounded by solid foil tape a | PC | 1 | 10 | 1 | 1 | 48.5
61305677313 | UTP6AX30YL | Category 6A, 10 Gb/s UTP patch cord with | The TX6A™ 10Gig UTP Patch Cord is constructed of 24 AWG, unshielded, twisted pair, solid, CM cable with enhanced performance modular plugs. The patch cord offers a small 0.250 inch (6.4mm) cable diameter. The patented tangle free latch prevents snags and | PC | 1 | 10 | 1 | 1 | 48.5
61305677036 | UTP6AX35 | Category 6A, 10 Gb/s UTP patch cord with | The TX6A™ 10Gig UTP Patch Cord is constructed of 24 AWG solid copper cable with an enhanced performance modular plug on each end. The conductors are twisted in pairs and separated by a quadrant separator. All four pairs are surrounded by solid foil tape a | PC | 1 | 10 | 1 | 1 | 53.72
61305677319 | UTP6AX35BL | Category 6A, 10 Gb/s UTP patch cord with | The TX6A™ 10Gig UTP Patch Cord is constructed of 24 AWG solid copper cable with an enhanced performance modular plug on each end. The conductors are twisted in pairs and separated by a quadrant separator. All four pairs are surrounded by solid foil tape a | PC | 1 | 10 | 1 | 1 | 53.72
61305677082 | UTP6AX35BU | Category 6A, 10 Gb/s UTP patch cord with | The TX6A™ 10Gig UTP Patch Cord is constructed of 24 AWG solid copper cable with an enhanced performance modular plug on each end. The conductors are twisted in pairs and separated by a quadrant separator. All four pairs are surrounded by solid foil tape a | PC | 1 | 10 | 1 | 1 | 53.72
61305677323 | UTP6AX35GR | Category 6A, 10 Gb/s UTP patch cord with | The TX6A™ 10Gig UTP Patch Cord is constructed of 24 AWG solid copper cable with an enhanced performance modular plug on each end. The conductors are twisted in pairs and separated by a quadrant separator. All four pairs are surrounded by solid foil tape a | PC | 1 | 10 | 1 | 1 | 53.72
61305677322 | UTP6AX35GY | Category 6A, 10 Gb/s UTP patch cord with | The TX6A™ 10Gig UTP Patch Cord is constructed of 24 AWG solid copper cable with an enhanced performance modular plug on each end. The conductors are twisted in pairs and separated by a quadrant separator. All four pairs are surrounded by solid foil tape a | PC | 1 | 10 | 1 | 1 | 53.72
61305677324 | UTP6AX35OR | Category 6A, 10 Gb/s UTP patch cord with | The TX6A™ 10Gig UTP Patch Cord is constructed of 24 AWG solid copper cable with an enhanced performance modular plug on each end. The conductors are twisted in pairs and separated by a quadrant separator. All four pairs are surrounded by solid foil tape a | PC | 1 | 10 | 1 | 1 | 53.72
61305677325 | UTP6AX35RD | Category 6A, 10 Gb/s UTP patch cord with | The TX6A™ 10Gig UTP Patch Cord is constructed of 24 AWG solid copper cable with an enhanced performance modular plug on each end. The conductors are twisted in pairs and separated by a quadrant separator. All four pairs are surrounded by solid foil tape a | PC | 1 | 10 | 1 | 1 | 53.72
61305677320 | UTP6AX35VL | Category 6A, 10 Gb/s UTP patch cord with | The TX6A™ 10Gig UTP Patch Cord is constructed of 24 AWG solid copper cable with an enhanced performance modular plug on each end. The conductors are twisted in pairs and separated by a quadrant separator. All four pairs are surrounded by solid foil tape a | PC | 1 | 10 | 1 | 1 | 53.72
61305677321 | UTP6AX35YL | Category 6A, 10 Gb/s UTP patch cord with | The TX6A™ 10Gig UTP Patch Cord is constructed of 24 AWG solid copper cable with an enhanced performance modular plug on each end. The conductors are twisted in pairs and separated by a quadrant separator. All four pairs are surrounded by solid foil tape a | PC | 1 | 10 | 1 | 1 | 53.72
61305677122 | UTP6AX3BL | Category 6A, 10 Gb/s UTP patch cord with | The TX6A™ 10Gig UTP Patch Cord is constructed of 24 AWG, unshielded, twisted pair, solid, CM cable with enhanced performance modular plugs. The patch cord offers a small 0.250 inch (6.4mm) cable diameter. The patented tangle free latch prevents snags and | PC | 1 | 10 | 1 | 1 | 20.38
61305677054 | UTP6AX3BU | Category 6A, 10 Gb/s UTP patch cord with | The TX6A™ 10Gig UTP Patch Cord is constructed of 24 AWG, unshielded, twisted pair, solid, CM cable with enhanced performance modular plugs. The patch cord offers a small 0.250 inch (6.4mm) cable diameter. The patented tangle free latch prevents snags and | PC | 1 | 10 | 1 | 1 | 20.38
61305677125 | UTP6AX3GR | Category 6A, 10 Gb/s UTP patch cord with | The TX6A™ 10Gig UTP Patch Cord is constructed of 24 AWG, unshielded, twisted pair, solid, CM cable with enhanced performance modular plugs. The patch cord offers a small 0.250 inch (6.4mm) cable diameter. The patented tangle free latch prevents snags and | PC | 1 | 10 | 1 | 1 | 20.38
61305677128 | UTP6AX3GY | Category 6A, 10 Gb/s UTP patch cord with | The TX6A™ 10Gig UTP Patch Cord is constructed of 24 AWG solid copper cable with an enhanced performance modular plug on each end. The conductors are twisted in pairs and separated by a quadrant separator. All four pairs are surrounded by solid foil tape a | PC | 1 | 10 | 1 | 1 | 20.38
61305677009 | UTP6AX3M | Category 6A, 10 Gb/s UTP patch cord with | The TX6A™ 10Gig UTP Patch Cord is constructed of 24 AWG, unshielded, twisted pair, solid, CM cable with enhanced performance modular plugs. The patch cord offers a small 0.250 inch (6.4mm) cable diameter. The patented tangle free latch prevents snags and | PC | 1 | 10 | 1 | 1 | 27.48
61305677371 | UTP6AX3MBL | Category 6A, 10 Gb/s UTP patch cord with | The TX6A™ 10Gig UTP Patch Cord is constructed of 24 AWG, unshielded, twisted pair, solid, CM cable with enhanced performance modular plugs. The patch cord offers a small 0.250 inch (6.4mm) cable diameter. The patented tangle free latch prevents snags and | PC | 1 | 10 | 1 | 1 | 27.48
61305677090 | UTP6AX3MBU | Category 6A, 10 Gb/s UTP patch cord with | The TX6A™ 10Gig UTP Patch Cord is constructed of 24 AWG, unshielded, twisted pair, solid, CM cable with enhanced performance modular plugs. The patch cord offers a small 0.250 inch (6.4mm) cable diameter. The patented tangle free latch prevents snags and | PC | 1 | 10 | 1 | 1 | 27.48
61305677380 | UTP6AX3MGR | Category 6A, 10 Gb/s UTP patch cord with | The TX6A™ 10Gig UTP Patch Cord is constructed of 24 AWG, unshielded, twisted pair, solid, CM cable with enhanced performance modular plugs. The patch cord offers a small 0.250 inch (6.4mm) cable diameter. The patented tangle free latch prevents snags and | PC | 1 | 10 | 1 | 1 | 27.48
61305677377 | UTP6AX3MGY | Category 6A, 10 Gb/s UTP patch cord with | The TX6A™ 10Gig UTP Patch Cord is constructed of 24 AWG solid copper cable with an enhanced performance modular plug on each end. The conductors are twisted in pairs and separated by a quadrant separator. All four pairs are surrounded by solid foil tape a | PC | 1 | 10 | 1 | 1 | 27.48
61305677382 | UTP6AX3MOR | Category 6A, 10 Gb/s UTP patch cord with | The TX6A™ 10Gig UTP Patch Cord is constructed of 24 AWG solid copper cable with an enhanced performance modular plug on each end. The conductors are twisted in pairs and separated by a quadrant separator. All four pairs are surrounded by solid foil tape a | PC | 1 | 10 | 1 | 1 | 27.48
61305677384 | UTP6AX3MRD | Category 6A, 10 Gb/s UTP patch cord with | The TX6A™ 10Gig UTP Patch Cord is constructed of 24 AWG, unshielded, twisted pair, solid, CM cable with enhanced performance modular plugs. The patch cord offers a small 0.250 inch (6.4mm) cable diameter. The patented tangle free latch prevents snags and | PC | 1 | 10 | 1 | 1 | 27.48
61305677373 | UTP6AX3MVL | Category 6A, 10 Gb/s UTP patch cord with | The TX6A™ 10Gig UTP Patch Cord is constructed of 24 AWG solid copper cable with an enhanced performance modular plug on each end. The conductors are twisted in pairs and separated by a quadrant separator. All four pairs are surrounded by solid foil tape a | PC | 1 | 10 | 1 | 1 | 27.48
61305677375 | UTP6AX3MYL | Category 6A, 10 Gb/s UTP patch cord with | The TX6A™ 10Gig UTP Patch Cord is constructed of 24 AWG, unshielded, twisted pair, solid, CM cable with enhanced performance modular plugs. The patch cord offers a small 0.250 inch (6.4mm) cable diameter. The patented tangle free latch prevents snags and | PC | 1 | 10 | 1 | 1 | 27.48
61305677126 | UTP6AX3OR | Category 6A, 10 Gb/s UTP patch cord with | The TX6A™ 10Gig UTP Patch Cord is constructed of 24 AWG solid copper cable with an enhanced performance modular plug on each end. The conductors are twisted in pairs and separated by a quadrant separator. All four pairs are surrounded by solid foil tape a | PC | 1 | 10 | 1 | 1 | 20.38
61305677127 | UTP6AX3RD | Category 6A, 10 Gb/s UTP patch cord with | The TX6A™ 10Gig UTP Patch Cord is constructed of 24 AWG, unshielded, twisted pair, solid, CM cable with enhanced performance modular plugs. The patch cord offers a small 0.250 inch (6.4mm) cable diameter. The patented tangle free latch prevents snags and | PC | 1 | 10 | 1 | 1 | 20.38
61305677123 | UTP6AX3VL | Category 6A, 10 Gb/s UTP patch cord with | The TX6A™ 10Gig UTP Patch Cord is constructed of 24 AWG solid copper cable with an enhanced performance modular plug on each end. The conductors are twisted in pairs and separated by a quadrant separator. All four pairs are surrounded by solid foil tape a | PC | 1 | 10 | 1 | 1 | 20.38
61305677124 | UTP6AX3YL | Category 6A, 10 Gb/s UTP patch cord with | The TX6A™ 10Gig UTP Patch Cord is constructed of 24 AWG, unshielded, twisted pair, solid, CM cable with enhanced performance modular plugs. The patch cord offers a small 0.250 inch (6.4mm) cable diameter. The patented tangle free latch prevents snags and | PC | 1 | 10 | 1 | 1 | 20.38
61305676998 | UTP6AX4 | Category 6A, 10 Gb/s UTP patch cord with | The TX6A™ 10Gig UTP Patch Cord is constructed of 24 AWG, unshielded, twisted pair, solid, CM cable with enhanced performance modular plugs. The patch cord offers a small 0.250 inch (6.4mm) cable diameter. The patented tangle free latch prevents snags and | PC | 1 | 10 | 1 | 1 | 21.38
61305677019 | UTP6AX4.5M | Category 6A, 10 Gb/s UTP patch cord with | The TX6A™ 10Gig UTP Patch Cord is constructed of 24 AWG solid copper cable with an enhanced performance modular plug on each end. The conductors are twisted in pairs and separated by a quadrant separator. All four pairs are surrounded by solid foil tape a | PC | 1 | 10 | 1 | 1 | 32.62
61305677490 | UTP6AX4.5MBL | Category 6A, 10 Gb/s UTP patch cord with | The TX6A™ 10Gig UTP Patch Cord is constructed of 24 AWG solid copper cable with an enhanced performance modular plug on each end. The conductors are twisted in pairs and separated by a quadrant separator. All four pairs are surrounded by solid foil tape a | PC | 1 | 10 | 1 | 1 | 32.62
61305677102 | UTP6AX4.5MBU | Category 6A, 10 Gb/s UTP patch cord with | The TX6A™ 10Gig UTP Patch Cord is constructed of 24 AWG solid copper cable with an enhanced performance modular plug on each end. The conductors are twisted in pairs and separated by a quadrant separator. All four pairs are surrounded by solid foil tape a | PC | 1 | 10 | 1 | 1 | 32.62
61305677498 | UTP6AX4.5MGR | Category 6A, 10 Gb/s UTP patch cord with | The TX6A™ 10Gig UTP Patch Cord is constructed of 24 AWG solid copper cable with an enhanced performance modular plug on each end. The conductors are twisted in pairs and separated by a quadrant separator. All four pairs are surrounded by solid foil tape a | PC | 1 | 10 | 1 | 1 | 32.62
61305677496 | UTP6AX4.5MGY | Category 6A, 10 Gb/s UTP patch cord with | The TX6A™ 10Gig UTP Patch Cord is constructed of 24 AWG solid copper cable with an enhanced performance modular plug on each end. The conductors are twisted in pairs and separated by a quadrant separator. All four pairs are surrounded by solid foil tape a | PC | 1 | 10 | 1 | 1 | 32.62
61305677499 | UTP6AX4.5MOR | Category 6A, 10 Gb/s UTP patch cord with | The TX6A™ 10Gig UTP Patch Cord is constructed of 24 AWG solid copper cable with an enhanced performance modular plug on each end. The conductors are twisted in pairs and separated by a quadrant separator. All four pairs are surrounded by solid foil tape a | PC | 1 | 10 | 1 | 1 | 32.62
61305677500 | UTP6AX4.5MRD | Category 6A, 10 Gb/s UTP patch cord with | The TX6A™ 10Gig UTP Patch Cord is constructed of 24 AWG solid copper cable with an enhanced performance modular plug on each end. The conductors are twisted in pairs and separated by a quadrant separator. All four pairs are surrounded by solid foil tape a | PC | 1 | 10 | 1 | 1 | 32.62
61305677494 | UTP6AX4.5MVL | Category 6A, 10 Gb/s UTP patch cord with | The TX6A™ 10Gig UTP Patch Cord is constructed of 24 AWG solid copper cable with an enhanced performance modular plug on each end. The conductors are twisted in pairs and separated by a quadrant separator. All four pairs are surrounded by solid foil tape a | PC | 1 | 10 | 1 | 1 | 32.62
61305677492 | UTP6AX4.5MYL | Category 6A, 10 Gb/s UTP patch cord with | The TX6A™ 10Gig UTP Patch Cord is constructed of 24 AWG solid copper cable with an enhanced performance modular plug on each end. The conductors are twisted in pairs and separated by a quadrant separator. All four pairs are surrounded by solid foil tape a | PC | 1 | 10 | 1 | 1 | 32.62
61305677038 | UTP6AX40 | Category 6A, 10 Gb/s UTP patch cord with | The TX6A™ 10Gig UTP Patch Cord is constructed of 24 AWG solid copper cable with an enhanced performance modular plug on each end. The conductors are twisted in pairs and separated by a quadrant separator. All four pairs are surrounded by solid foil tape a | PC | 1 | 10 | 1 | 1 | 58.94
61305677326 | UTP6AX40BL | Category 6A, 10 Gb/s UTP patch cord with | The TX6A™ 10Gig UTP Patch Cord is constructed of 24 AWG solid copper cable with an enhanced performance modular plug on each end. The conductors are twisted in pairs and separated by a quadrant separator. All four pairs are surrounded by solid foil tape a | PC | 1 | 10 | 1 | 1 | 58.94
61305677083 | UTP6AX40BU | Category 6A, 10 Gb/s UTP patch cord with | The TX6A™ 10Gig UTP Patch Cord is constructed of 24 AWG solid copper cable with an enhanced performance modular plug on each end. The conductors are twisted in pairs and separated by a quadrant separator. All four pairs are surrounded by solid foil tape a | PC | 1 | 10 | 1 | 1 | 58.94
61305677330 | UTP6AX40GR | Category 6A, 10 Gb/s UTP patch cord with | The TX6A™ 10Gig UTP Patch Cord is constructed of 24 AWG solid copper cable with an enhanced performance modular plug on each end. The conductors are twisted in pairs and separated by a quadrant separator. All four pairs are surrounded by solid foil tape a | PC | 1 | 10 | 1 | 1 | 58.94
61305677329 | UTP6AX40GY | Category 6A, 10 Gb/s UTP patch cord with | The TX6A™ 10Gig UTP Patch Cord is constructed of 24 AWG solid copper cable with an enhanced performance modular plug on each end. The conductors are twisted in pairs and separated by a quadrant separator. All four pairs are surrounded by solid foil tape a | PC | 1 | 10 | 1 | 1 | 58.94
61305677332 | UTP6AX40OR | Category 6A, 10 Gb/s UTP patch cord with | The TX6A™ 10Gig UTP Patch Cord is constructed of 24 AWG solid copper cable with an enhanced performance modular plug on each end. The conductors are twisted in pairs and separated by a quadrant separator. All four pairs are surrounded by solid foil tape a | PC | 1 | 10 | 1 | 1 | 58.94
61305677334 | UTP6AX40RD | Category 6A, 10 Gb/s UTP patch cord with | The TX6A™ 10Gig UTP Patch Cord is constructed of 24 AWG solid copper cable with an enhanced performance modular plug on each end. The conductors are twisted in pairs and separated by a quadrant separator. All four pairs are surrounded by solid foil tape a | PC | 1 | 10 | 1 | 1 | 58.94
61305677327 | UTP6AX40VL | Category 6A, 10 Gb/s UTP patch cord with | The TX6A™ 10Gig UTP Patch Cord is constructed of 24 AWG solid copper cable with an enhanced performance modular plug on each end. The conductors are twisted in pairs and separated by a quadrant separator. All four pairs are surrounded by solid foil tape a | PC | 1 | 10 | 1 | 1 | 58.94
61305677328 | UTP6AX40YL | Category 6A, 10 Gb/s UTP patch cord with | The TX6A™ 10Gig UTP Patch Cord is constructed of 24 AWG solid copper cable with an enhanced performance modular plug on each end. The conductors are twisted in pairs and separated by a quadrant separator. All four pairs are surrounded by solid foil tape a | PC | 1 | 10 | 1 | 1 | 58.94
61305677037 | UTP6AX45 | Category 6A, 10 Gb/s UTP patch cord with | The TX6A™ 10Gig UTP Patch Cord is constructed of 24 AWG solid copper cable with an enhanced performance modular plug on each end. The conductors are twisted in pairs and separated by a quadrant separator. All four pairs are surrounded by solid foil tape a | PC | 1 | 10 | 1 | 1 | 64.16
61305677331 | UTP6AX45BL | Category 6A, 10 Gb/s UTP patch cord with | The TX6A™ 10Gig UTP Patch Cord is constructed of 24 AWG solid copper cable with an enhanced performance modular plug on each end. The conductors are twisted in pairs and separated by a quadrant separator. All four pairs are surrounded by solid foil tape a | PC | 1 | 10 | 1 | 1 | 64.16
61305677084 | UTP6AX45BU | Category 6A, 10 Gb/s UTP patch cord with | The TX6A™ 10Gig UTP Patch Cord is constructed of 24 AWG solid copper cable with an enhanced performance modular plug on each end. The conductors are twisted in pairs and separated by a quadrant separator. All four pairs are surrounded by solid foil tape a | PC | 1 | 10 | 1 | 1 | 64.16
61305677337 | UTP6AX45GR | Category 6A, 10 Gb/s UTP patch cord with | The TX6A™ 10Gig UTP Patch Cord is constructed of 24 AWG solid copper cable with an enhanced performance modular plug on each end. The conductors are twisted in pairs and separated by a quadrant separator. All four pairs are surrounded by solid foil tape a | PC | 1 | 10 | 1 | 1 | 64.16
61305677336 | UTP6AX45GY | Category 6A, 10 Gb/s UTP patch cord with | The TX6A™ 10Gig UTP Patch Cord is constructed of 24 AWG solid copper cable with an enhanced performance modular plug on each end. The conductors are twisted in pairs and separated by a quadrant separator. All four pairs are surrounded by solid foil tape a | PC | 1 | 10 | 1 | 1 | 64.16
61305677338 | UTP6AX45OR | Category 6A, 10 Gb/s UTP patch cord with | The TX6A™ 10Gig UTP Patch Cord is constructed of 24 AWG solid copper cable with an enhanced performance modular plug on each end. The conductors are twisted in pairs and separated by a quadrant separator. All four pairs are surrounded by solid foil tape a | PC | 1 | 10 | 1 | 1 | 64.16
61305677339 | UTP6AX45RD | Category 6A, 10 Gb/s UTP patch cord with | The TX6A™ 10Gig UTP Patch Cord is constructed of 24 AWG solid copper cable with an enhanced performance modular plug on each end. The conductors are twisted in pairs and separated by a quadrant separator. All four pairs are surrounded by solid foil tape a | PC | 1 | 10 | 1 | 1 | 64.16
61305677335 | UTP6AX45VL | Category 6A, 10 Gb/s UTP patch cord with | The TX6A™ 10Gig UTP Patch Cord is constructed of 24 AWG solid copper cable with an enhanced performance modular plug on each end. The conductors are twisted in pairs and separated by a quadrant separator. All four pairs are surrounded by solid foil tape a | PC | 1 | 10 | 1 | 1 | 64.16
61305677333 | UTP6AX45YL | Category 6A, 10 Gb/s UTP patch cord with | The TX6A™ 10Gig UTP Patch Cord is constructed of 24 AWG solid copper cable with an enhanced performance modular plug on each end. The conductors are twisted in pairs and separated by a quadrant separator. All four pairs are surrounded by solid foil tape a | PC | 1 | 10 | 1 | 1 | 64.16
61305677129 | UTP6AX4BL | Category 6A, 10 Gb/s UTP patch cord with | The TX6A™ 10Gig UTP Patch Cord is constructed of 24 AWG, unshielded, twisted pair, solid, CM cable with enhanced performance modular plugs. The patch cord offers a small 0.250 inch (6.4mm) cable diameter. The patented tangle free latch prevents snags and | PC | 1 | 10 | 1 | 1 | 21.38
61305677055 | UTP6AX4BU | Category 6A, 10 Gb/s UTP patch cord with | The TX6A™ 10Gig UTP Patch Cord is constructed of 24 AWG, unshielded, twisted pair, solid, CM cable with enhanced performance modular plugs. The patch cord offers a small 0.250 inch (6.4mm) cable diameter. The patented tangle free latch prevents snags and | PC | 1 | 10 | 1 | 1 | 21.38
61305677132 | UTP6AX4GR | Category 6A, 10 Gb/s UTP patch cord with | The TX6A™ 10Gig UTP Patch Cord is constructed of 24 AWG, unshielded, twisted pair, solid, CM cable with enhanced performance modular plugs. The patch cord offers a small 0.250 inch (6.4mm) cable diameter. The patented tangle free latch prevents snags and | PC | 1 | 10 | 1 | 1 | 21.38
61305677133 | UTP6AX4GY | Category 6A, 10 Gb/s UTP patch cord with | The TX6A™ 10Gig UTP Patch Cord is constructed of 24 AWG solid copper cable with an enhanced performance modular plug on each end. The conductors are twisted in pairs and separated by a quadrant separator. All four pairs are surrounded by solid foil tape a | PC | 1 | 10 | 1 | 1 | 21.38
61305677018 | UTP6AX4M | Category 6A, 10 Gb/s UTP patch cord with | The TX6A™ 10Gig UTP Patch Cord is constructed of 24 AWG solid copper cable with an enhanced performance modular plug on each end. The conductors are twisted in pairs and separated by a quadrant separator. All four pairs are surrounded by solid foil tape a | PC | 1 | 10 | 1 | 1 | 30.9
61305677378 | UTP6AX4MBL | Category 6A, 10 Gb/s UTP patch cord with | The TX6A™ 10Gig UTP Patch Cord is constructed of 24 AWG solid copper cable with an enhanced performance modular plug on each end. The conductors are twisted in pairs and separated by a quadrant separator. All four pairs are surrounded by solid foil tape a | PC | 1 | 10 | 1 | 1 | 30.9
61305677091 | UTP6AX4MBU | Category 6A, 10 Gb/s UTP patch cord with | The TX6A™ 10Gig UTP Patch Cord is constructed of 24 AWG solid copper cable with an enhanced performance modular plug on each end. The conductors are twisted in pairs and separated by a quadrant separator. All four pairs are surrounded by solid foil tape a | PC | 1 | 10 | 1 | 1 | 30.9
61305677387 | UTP6AX4MGR | Category 6A, 10 Gb/s UTP patch cord with | The TX6A™ 10Gig UTP Patch Cord is constructed of 24 AWG solid copper cable with an enhanced performance modular plug on each end. The conductors are twisted in pairs and separated by a quadrant separator. All four pairs are surrounded by solid foil tape a | PC | 1 | 10 | 1 | 1 | 30.9
61305677385 | UTP6AX4MGY | Category 6A, 10 Gb/s UTP patch cord with | The TX6A™ 10Gig UTP Patch Cord is constructed of 24 AWG solid copper cable with an enhanced performance modular plug on each end. The conductors are twisted in pairs and separated by a quadrant separator. All four pairs are surrounded by solid foil tape a | PC | 1 | 10 | 1 | 1 | 30.9
61305677389 | UTP6AX4MOR | Category 6A, 10 Gb/s UTP patch cord with | The TX6A™ 10Gig UTP Patch Cord is constructed of 24 AWG solid copper cable with an enhanced performance modular plug on each end. The conductors are twisted in pairs and separated by a quadrant separator. All four pairs are surrounded by solid foil tape a | PC | 1 | 10 | 1 | 1 | 30.9
61305677392 | UTP6AX4MRD | Category 6A, 10 Gb/s UTP patch cord with | The TX6A™ 10Gig UTP Patch Cord is constructed of 24 AWG solid copper cable with an enhanced performance modular plug on each end. The conductors are twisted in pairs and separated by a quadrant separator. All four pairs are surrounded by solid foil tape a | PC | 1 | 10 | 1 | 1 | 30.9
61305677383 | UTP6AX4MVL | Category 6A, 10 Gb/s UTP patch cord with | The TX6A™ 10Gig UTP Patch Cord is constructed of 24 AWG solid copper cable with an enhanced performance modular plug on each end. The conductors are twisted in pairs and separated by a quadrant separator. All four pairs are surrounded by solid foil tape a | PC | 1 | 10 | 1 | 1 | 30.9
61305677381 | UTP6AX4MYL | Category 6A, 10 Gb/s UTP patch cord with | The TX6A™ 10Gig UTP Patch Cord is constructed of 24 AWG solid copper cable with an enhanced performance modular plug on each end. The conductors are twisted in pairs and separated by a quadrant separator. All four pairs are surrounded by solid foil tape a | PC | 1 | 10 | 1 | 1 | 30.9
61305677134 | UTP6AX4OR | Category 6A, 10 Gb/s UTP patch cord with | The TX6A™ 10Gig UTP Patch Cord is constructed of 24 AWG solid copper cable with an enhanced performance modular plug on each end. The conductors are twisted in pairs and separated by a quadrant separator. All four pairs are surrounded by solid foil tape a | PC | 1 | 10 | 1 | 1 | 21.38
61305677135 | UTP6AX4RD | Category 6A, 10 Gb/s UTP patch cord with | The TX6A™ 10Gig UTP Patch Cord is constructed of 24 AWG, unshielded, twisted pair, solid, CM cable with enhanced performance modular plugs. The patch cord offers a small 0.250 inch (6.4mm) cable diameter. The patented tangle free latch prevents snags and | PC | 1 | 10 | 1 | 1 | 21.38
61305677131 | UTP6AX4VL | Category 6A, 10 Gb/s UTP patch cord with | The TX6A™ 10Gig UTP Patch Cord is constructed of 24 AWG solid copper cable with an enhanced performance modular plug on each end. The conductors are twisted in pairs and separated by a quadrant separator. All four pairs are surrounded by solid foil tape a | PC | 1 | 10 | 1 | 1 | 21.38
61305677130 | UTP6AX4YL | Category 6A, 10 Gb/s UTP patch cord with | The TX6A™ 10Gig UTP Patch Cord is constructed of 24 AWG, unshielded, twisted pair, solid, CM cable with enhanced performance modular plugs. The patch cord offers a small 0.250 inch (6.4mm) cable diameter. The patented tangle free latch prevents snags and | PC | 1 | 10 | 1 | 1 | 21.38
61305676999 | UTP6AX5 | Category 6A, 10 Gb/s UTP patch cord with | The TX6A™ 10Gig UTP Patch Cord is constructed of 24 AWG, unshielded, twisted pair, solid, CM cable with enhanced performance modular plugs. The patch cord offers a small 0.250 inch (6.4mm) cable diameter. The patented tangle free latch prevents snags and | PC | 1 | 10 | 1 | 1 | 22.46
61305677039 | UTP6AX50 | Category 6A, 10 Gb/s UTP patch cord with | The TX6A™ 10Gig UTP Patch Cord is constructed of 24 AWG solid copper cable with an enhanced performance modular plug on each end. The conductors are twisted in pairs and separated by a quadrant separator. All four pairs are surrounded by solid foil tape a | PC | 1 | 10 | 1 | 1 | 69.36
61305677340 | UTP6AX50BL | Category 6A, 10 Gb/s UTP patch cord with | The TX6A™ 10Gig UTP Patch Cord is constructed of 24 AWG solid copper cable with an enhanced performance modular plug on each end. The conductors are twisted in pairs and separated by a quadrant separator. All four pairs are surrounded by solid foil tape a | PC | 1 | 10 | 1 | 1 | 69.36
61305677085 | UTP6AX50BU | Category 6A, 10 Gb/s UTP patch cord with | The TX6A™ 10Gig UTP Patch Cord is constructed of 24 AWG solid copper cable with an enhanced performance modular plug on each end. The conductors are twisted in pairs and separated by a quadrant separator. All four pairs are surrounded by solid foil tape a | PC | 1 | 10 | 1 | 1 | 69.36
61305677344 | UTP6AX50GR | Category 6A, 10 Gb/s UTP patch cord with | The TX6A™ 10Gig UTP Patch Cord is constructed of 24 AWG solid copper cable with an enhanced performance modular plug on each end. The conductors are twisted in pairs and separated by a quadrant separator. All four pairs are surrounded by solid foil tape a | PC | 1 | 10 | 1 | 1 | 69.36
61305677343 | UTP6AX50GY | Category 6A, 10 Gb/s UTP patch cord with | The TX6A™ 10Gig UTP Patch Cord is constructed of 24 AWG solid copper cable with an enhanced performance modular plug on each end. The conductors are twisted in pairs and separated by a quadrant separator. All four pairs are surrounded by solid foil tape a | PC | 1 | 10 | 1 | 1 | 69.36
61305677346 | UTP6AX50OR | Category 6A, 10 Gb/s UTP patch cord with | The TX6A™ 10Gig UTP Patch Cord is constructed of 24 AWG solid copper cable with an enhanced performance modular plug on each end. The conductors are twisted in pairs and separated by a quadrant separator. All four pairs are surrounded by solid foil tape a | PC | 1 | 10 | 1 | 1 | 69.36
61305677348 | UTP6AX50RD | Category 6A, 10 Gb/s UTP patch cord with | The TX6A™ 10Gig UTP Patch Cord is constructed of 24 AWG solid copper cable with an enhanced performance modular plug on each end. The conductors are twisted in pairs and separated by a quadrant separator. All four pairs are surrounded by solid foil tape a | PC | 1 | 10 | 1 | 1 | 69.36
61305677341 | UTP6AX50VL | Category 6A, 10 Gb/s UTP patch cord with | The TX6A™ 10Gig UTP Patch Cord is constructed of 24 AWG solid copper cable with an enhanced performance modular plug on each end. The conductors are twisted in pairs and separated by a quadrant separator. All four pairs are surrounded by solid foil tape a | PC | 1 | 10 | 1 | 1 | 69.36
61305677342 | UTP6AX50YL | Category 6A, 10 Gb/s UTP patch cord with | The TX6A™ 10Gig UTP Patch Cord is constructed of 24 AWG solid copper cable with an enhanced performance modular plug on each end. The conductors are twisted in pairs and separated by a quadrant separator. All four pairs are surrounded by solid foil tape a | PC | 1 | 10 | 1 | 1 | 69.36
61305677136 | UTP6AX5BL | Category 6A, 10 Gb/s UTP patch cord with | The TX6A™ 10Gig UTP Patch Cord is constructed of 24 AWG, unshielded, twisted pair, solid, CM cable with enhanced performance modular plugs. The patch cord offers a small 0.250 inch (6.4mm) cable diameter. The patented tangle free latch prevents snags and | PC | 1 | 10 | 1 | 1 | 22.46
61305677056 | UTP6AX5BU | Category 6A, 10 Gb/s UTP patch cord with | The TX6A™ 10Gig UTP Patch Cord is constructed of 24 AWG, unshielded, twisted pair, solid, CM cable with enhanced performance modular plugs. The patch cord offers a small 0.250 inch (6.4mm) cable diameter. The patented tangle free latch prevents snags and | PC | 1 | 10 | 1 | 1 | 22.46
61305677140 | UTP6AX5GR | Category 6A, 10 Gb/s UTP patch cord with | The TX6A™ 10Gig UTP Patch Cord is constructed of 24 AWG, unshielded, twisted pair, solid, CM cable with enhanced performance modular plugs. The patch cord offers a small 0.250 inch (6.4mm) cable diameter. The patented tangle free latch prevents snags and | PC | 1 | 10 | 1 | 1 | 22.46
61305677137 | UTP6AX5GY | Category 6A, 10 Gb/s UTP patch cord with | The TX6A™ 10Gig UTP Patch Cord is constructed of 24 AWG solid copper cable with an enhanced performance modular plug on each end. The conductors are twisted in pairs and separated by a quadrant separator. All four pairs are surrounded by solid foil tape a | PC | 1 | 10 | 1 | 1 | 22.46
61305677040 | UTP6AX5M | Category 6A, 10 Gb/s UTP patch cord with | The TX6A™ 10Gig UTP Patch Cord is constructed of 24 AWG, unshielded, twisted pair, solid, CM cable with enhanced performance modular plugs. The patch cord offers a small 0.250 inch (6.4mm) cable diameter. The patented tangle free latch prevents snags and | PC | 1 | 10 | 1 | 1 | 34.34
61305677386 | UTP6AX5MBL | Category 6A, 10 Gb/s UTP patch cord with | The TX6A™ 10Gig UTP Patch Cord is constructed of 24 AWG, unshielded, twisted pair, solid, CM cable with enhanced performance modular plugs. The patch cord offers a small 0.250 inch (6.4mm) cable diameter. The patented tangle free latch prevents snags and | PC | 1 | 10 | 1 | 1 | 34.34
61305677092 | UTP6AX5MBU | Category 6A, 10 Gb/s UTP patch cord with | The TX6A™ 10Gig UTP Patch Cord is constructed of 24 AWG, unshielded, twisted pair, solid, CM cable with enhanced performance modular plugs. The patch cord offers a small 0.250 inch (6.4mm) cable diameter. The patented tangle free latch prevents snags and | PC | 1 | 10 | 1 | 1 | 34.34
61305677393 | UTP6AX5MGR | Category 6A, 10 Gb/s UTP patch cord with | The TX6A™ 10Gig UTP Patch Cord is constructed of 24 AWG, unshielded, twisted pair, solid, CM cable with enhanced performance modular plugs. The patch cord offers a small 0.250 inch (6.4mm) cable diameter. The patented tangle free latch prevents snags and | PC | 1 | 10 | 1 | 1 | 34.34
61305677391 | UTP6AX5MGY | Category 6A, 10 Gb/s UTP patch cord with | The TX6A™ 10Gig UTP Patch Cord is constructed of 24 AWG solid copper cable with an enhanced performance modular plug on each end. The conductors are twisted in pairs and separated by a quadrant separator. All four pairs are surrounded by solid foil tape a | PC | 1 | 10 | 1 | 1 | 34.34
61305677395 | UTP6AX5MOR | Category 6A, 10 Gb/s UTP patch cord with | The TX6A™ 10Gig UTP Patch Cord is constructed of 24 AWG solid copper cable with an enhanced performance modular plug on each end. The conductors are twisted in pairs and separated by a quadrant separator. All four pairs are surrounded by solid foil tape a | PC | 1 | 10 | 1 | 1 | 34.34
61305677397 | UTP6AX5MRD | Category 6A, 10 Gb/s UTP patch cord with | The TX6A™ 10Gig UTP Patch Cord is constructed of 24 AWG, unshielded, twisted pair, solid, CM cable with enhanced performance modular plugs. The patch cord offers a small 0.250 inch (6.4mm) cable diameter. The patented tangle free latch prevents snags and | PC | 1 | 10 | 1 | 1 | 34.34
61305677390 | UTP6AX5MVL | Category 6A, 10 Gb/s UTP patch cord with | The TX6A™ 10Gig UTP Patch Cord is constructed of 24 AWG solid copper cable with an enhanced performance modular plug on each end. The conductors are twisted in pairs and separated by a quadrant separator. All four pairs are surrounded by solid foil tape a | PC | 1 | 10 | 1 | 1 | 34.34
61305677388 | UTP6AX5MYL | Category 6A, 10 Gb/s UTP patch cord with | The TX6A™ 10Gig UTP Patch Cord is constructed of 24 AWG, unshielded, twisted pair, solid, CM cable with enhanced performance modular plugs. The patch cord offers a small 0.250 inch (6.4mm) cable diameter. The patented tangle free latch prevents snags and | PC | 1 | 10 | 1 | 1 | 34.34
61305677141 | UTP6AX5OR | Category 6A, 10 Gb/s UTP patch cord with | The TX6A™ 10Gig UTP Patch Cord is constructed of 24 AWG solid copper cable with an enhanced performance modular plug on each end. The conductors are twisted in pairs and separated by a quadrant separator. All four pairs are surrounded by solid foil tape a | PC | 1 | 10 | 1 | 1 | 22.46
61305677142 | UTP6AX5RD | Category 6A, 10 Gb/s UTP patch cord with | The TX6A™ 10Gig UTP Patch Cord is constructed of 24 AWG, unshielded, twisted pair, solid, CM cable with enhanced performance modular plugs. The patch cord offers a small 0.250 inch (6.4mm) cable diameter. The patented tangle free latch prevents snags and | PC | 1 | 10 | 1 | 1 | 22.46
61305677138 | UTP6AX5VL | Category 6A, 10 Gb/s UTP patch cord with | The TX6A™ 10Gig UTP Patch Cord is constructed of 24 AWG solid copper cable with an enhanced performance modular plug on each end. The conductors are twisted in pairs and separated by a quadrant separator. All four pairs are surrounded by solid foil tape a | PC | 1 | 10 | 1 | 1 | 22.46
61305677139 | UTP6AX5YL | Category 6A, 10 Gb/s UTP patch cord with | The TX6A™ 10Gig UTP Patch Cord is constructed of 24 AWG, unshielded, twisted pair, solid, CM cable with enhanced performance modular plugs. The patch cord offers a small 0.250 inch (6.4mm) cable diameter. The patented tangle free latch prevents snags and | PC | 1 | 10 | 1 | 1 | 22.46
61305677000 | UTP6AX6 | Category 6A, 10 Gb/s UTP patch cord with | The TX6A™ 10Gig UTP Patch Cord is constructed of 24 AWG, unshielded, twisted pair, solid, CM cable with enhanced performance modular plugs. The patch cord offers a small 0.250 inch (6.4mm) cable diameter. The patented tangle free latch prevents snags and | PC | 1 | 10 | 1 | 1 | 23.48
61305677143 | UTP6AX6BL | Category 6A, 10 Gb/s UTP patch cord with | The TX6A™ 10Gig UTP Patch Cord is constructed of 24 AWG, unshielded, twisted pair, solid, CM cable with enhanced performance modular plugs. The patch cord offers a small 0.250 inch (6.4mm) cable diameter. The patented tangle free latch prevents snags and | PC | 1 | 10 | 1 | 1 | 23.48
61305677057 | UTP6AX6BU | Category 6A, 10 Gb/s UTP patch cord with | The TX6A™ 10Gig UTP Patch Cord is constructed of 24 AWG, unshielded, twisted pair, solid, CM cable with enhanced performance modular plugs. The patch cord offers a small 0.250 inch (6.4mm) cable diameter. The patented tangle free latch prevents snags and | PC | 1 | 10 | 1 | 1 | 23.48
61305677146 | UTP6AX6GR | Category 6A, 10 Gb/s UTP patch cord with | The TX6A™ 10Gig UTP Patch Cord is constructed of 24 AWG, unshielded, twisted pair, solid, CM cable with enhanced performance modular plugs. The patch cord offers a small 0.250 inch (6.4mm) cable diameter. The patented tangle free latch prevents snags and | PC | 1 | 10 | 1 | 1 | 23.48
61305677149 | UTP6AX6GY | Category 6A, 10 Gb/s UTP patch cord with | The TX6A™ 10Gig UTP Patch Cord is constructed of 24 AWG solid copper cable with an enhanced performance modular plug on each end. The conductors are twisted in pairs and separated by a quadrant separator. All four pairs are surrounded by solid foil tape a | PC | 1 | 10 | 1 | 1 | 23.48
61305677041 | UTP6AX6M | Category 6A, 10 Gb/s UTP patch cord with | The TX6A™ 10Gig UTP Patch Cord is constructed of 24 AWG solid copper cable with an enhanced performance modular plug on each end. The conductors are twisted in pairs and separated by a quadrant separator. All four pairs are surrounded by solid foil tape a | PC | 1 | 10 | 1 | 1 | 37.76
61305677394 | UTP6AX6MBL | Category 6A, 10 Gb/s UTP patch cord with | The TX6A™ 10Gig UTP Patch Cord is constructed of 24 AWG solid copper cable with an enhanced performance modular plug on each end. The conductors are twisted in pairs and separated by a quadrant separator. All four pairs are surrounded by solid foil tape a | PC | 1 | 10 | 1 | 1 | 37.76
61305677093 | UTP6AX6MBU | Category 6A, 10 Gb/s UTP patch cord with | The TX6A™ 10Gig UTP Patch Cord is constructed of 24 AWG solid copper cable with an enhanced performance modular plug on each end. The conductors are twisted in pairs and separated by a quadrant separator. All four pairs are surrounded by solid foil tape a | PC | 1 | 10 | 1 | 1 | 37.76
61305677400 | UTP6AX6MGR | Category 6A, 10 Gb/s UTP patch cord with | The TX6A™ 10Gig UTP Patch Cord is constructed of 24 AWG solid copper cable with an enhanced performance modular plug on each end. The conductors are twisted in pairs and separated by a quadrant separator. All four pairs are surrounded by solid foil tape a | PC | 1 | 10 | 1 | 1 | 37.76
61305677399 | UTP6AX6MGY | Category 6A, 10 Gb/s UTP patch cord with | The TX6A™ 10Gig UTP Patch Cord is constructed of 24 AWG solid copper cable with an enhanced performance modular plug on each end. The conductors are twisted in pairs and separated by a quadrant separator. All four pairs are surrounded by solid foil tape a | PC | 1 | 10 | 1 | 1 | 37.76
61305677401 | UTP6AX6MOR | Category 6A, 10 Gb/s UTP patch cord with | The TX6A™ 10Gig UTP Patch Cord is constructed of 24 AWG solid copper cable with an enhanced performance modular plug on each end. The conductors are twisted in pairs and separated by a quadrant separator. All four pairs are surrounded by solid foil tape a | PC | 1 | 10 | 1 | 1 | 37.76
61305677402 | UTP6AX6MRD | Category 6A, 10 Gb/s UTP patch cord with | The TX6A™ 10Gig UTP Patch Cord is constructed of 24 AWG solid copper cable with an enhanced performance modular plug on each end. The conductors are twisted in pairs and separated by a quadrant separator. All four pairs are surrounded by solid foil tape a | PC | 1 | 10 | 1 | 1 | 37.76
61305677396 | UTP6AX6MVL | Category 6A, 10 Gb/s UTP patch cord with | The TX6A™ 10Gig UTP Patch Cord is constructed of 24 AWG solid copper cable with an enhanced performance modular plug on each end. The conductors are twisted in pairs and separated by a quadrant separator. All four pairs are surrounded by solid foil tape a | PC | 1 | 10 | 1 | 1 | 37.76
61305677398 | UTP6AX6MYL | Category 6A, 10 Gb/s UTP patch cord with | The TX6A™ 10Gig UTP Patch Cord is constructed of 24 AWG solid copper cable with an enhanced performance modular plug on each end. The conductors are twisted in pairs and separated by a quadrant separator. All four pairs are surrounded by solid foil tape a | PC | 1 | 10 | 1 | 1 | 37.76
61305677147 | UTP6AX6OR | Category 6A, 10 Gb/s UTP patch cord with | The TX6A™ 10Gig UTP Patch Cord is constructed of 24 AWG solid copper cable with an enhanced performance modular plug on each end. The conductors are twisted in pairs and separated by a quadrant separator. All four pairs are surrounded by solid foil tape a | PC | 1 | 10 | 1 | 1 | 23.48
61305677148 | UTP6AX6RD | Category 6A, 10 Gb/s UTP patch cord with | The TX6A™ 10Gig UTP Patch Cord is constructed of 24 AWG, unshielded, twisted pair, solid, CM cable with enhanced performance modular plugs. The patch cord offers a small 0.250 inch (6.4mm) cable diameter. The patented tangle free latch prevents snags and | PC | 1 | 10 | 1 | 1 | 23.48
61305677145 | UTP6AX6VL | Category 6A, 10 Gb/s UTP patch cord with | The TX6A™ 10Gig UTP Patch Cord is constructed of 24 AWG solid copper cable with an enhanced performance modular plug on each end. The conductors are twisted in pairs and separated by a quadrant separator. All four pairs are surrounded by solid foil tape a | PC | 1 | 10 | 1 | 1 | 23.48
61305677144 | UTP6AX6YL | Category 6A, 10 Gb/s UTP patch cord with | The TX6A™ 10Gig UTP Patch Cord is constructed of 24 AWG, unshielded, twisted pair, solid, CM cable with enhanced performance modular plugs. The patch cord offers a small 0.250 inch (6.4mm) cable diameter. The patented tangle free latch prevents snags and | PC | 1 | 10 | 1 | 1 | 23.48
61305677001 | UTP6AX7 | Category 6A, 10 Gb/s UTP patch cord with | The TX6A™ 10Gig UTP Patch Cord is constructed of 24 AWG, unshielded, twisted pair, solid, CM cable with enhanced performance modular plugs. The patch cord offers a small 0.250 inch (6.4mm) cable diameter. The patented tangle free latch prevents snags and | PC | 1 | 10 | 1 | 1 | 24.54
61305677150 | UTP6AX7BL | Category 6A, 10 Gb/s UTP patch cord with | The TX6A™ 10Gig UTP Patch Cord is constructed of 24 AWG, unshielded, twisted pair, solid, CM cable with enhanced performance modular plugs. The patch cord offers a small 0.250 inch (6.4mm) cable diameter. The patented tangle free latch prevents snags and | PC | 1 | 10 | 1 | 1 | 24.54
61305677058 | UTP6AX7BU | Category 6A, 10 Gb/s UTP patch cord with | The TX6A™ 10Gig UTP Patch Cord is constructed of 24 AWG, unshielded, twisted pair, solid, CM cable with enhanced performance modular plugs. The patch cord offers a small 0.250 inch (6.4mm) cable diameter. The patented tangle free latch prevents snags and | PC | 1 | 10 | 1 | 1 | 24.54
61305677153 | UTP6AX7GR | Category 6A, 10 Gb/s UTP patch cord with | The TX6A™ 10Gig UTP Patch Cord is constructed of 24 AWG, unshielded, twisted pair, solid, CM cable with enhanced performance modular plugs. The patch cord offers a small 0.250 inch (6.4mm) cable diameter. The patented tangle free latch prevents snags and | PC | 1 | 10 | 1 | 1 | 24.54
61305677156 | UTP6AX7GY | Category 6A, 10 Gb/s UTP patch cord with | The TX6A™ 10Gig UTP Patch Cord is constructed of 24 AWG solid copper cable with an enhanced performance modular plug on each end. The conductors are twisted in pairs and separated by a quadrant separator. All four pairs are surrounded by solid foil tape a | PC | 1 | 10 | 1 | 1 | 24.54
61305677042 | UTP6AX7M | Category 6A, 10 Gb/s UTP patch cord with | The TX6A™ 10Gig UTP Patch Cord is constructed of 24 AWG, unshielded, twisted pair, solid, CM cable with enhanced performance modular plugs. The patch cord offers a small 0.250 inch (6.4mm) cable diameter. The patented tangle free latch prevents snags and | PC | 1 | 10 | 1 | 1 | 41.18
61305677403 | UTP6AX7MBL | Category 6A, 10 Gb/s UTP patch cord with | The TX6A™ 10Gig UTP Patch Cord is constructed of 24 AWG, unshielded, twisted pair, solid, CM cable with enhanced performance modular plugs. The patch cord offers a small 0.250 inch (6.4mm) cable diameter. The patented tangle free latch prevents snags and | PC | 1 | 10 | 1 | 1 | 41.18
61305677094 | UTP6AX7MBU | Category 6A, 10 Gb/s UTP patch cord with | The TX6A™ 10Gig UTP Patch Cord is constructed of 24 AWG, unshielded, twisted pair, solid, CM cable with enhanced performance modular plugs. The patch cord offers a small 0.250 inch (6.4mm) cable diameter. The patented tangle free latch prevents snags and | PC | 1 | 10 | 1 | 1 | 41.18
61305677407 | UTP6AX7MGR | Category 6A, 10 Gb/s UTP patch cord with | The TX6A™ 10Gig UTP Patch Cord is constructed of 24 AWG, unshielded, twisted pair, solid, CM cable with enhanced performance modular plugs. The patch cord offers a small 0.250 inch (6.4mm) cable diameter. The patented tangle free latch prevents snags and | PC | 1 | 10 | 1 | 1 | 41.18
61305677406 | UTP6AX7MGY | Category 6A, 10 Gb/s UTP patch cord with | The TX6A™ 10Gig UTP Patch Cord is constructed of 24 AWG solid copper cable with an enhanced performance modular plug on each end. The conductors are twisted in pairs and separated by a quadrant separator. All four pairs are surrounded by solid foil tape a | PC | 1 | 10 | 1 | 1 | 41.18
61305677410 | UTP6AX7MOR | Category 6A, 10 Gb/s UTP patch cord with | The TX6A™ 10Gig UTP Patch Cord is constructed of 24 AWG solid copper cable with an enhanced performance modular plug on each end. The conductors are twisted in pairs and separated by a quadrant separator. All four pairs are surrounded by solid foil tape a | PC | 1 | 10 | 1 | 1 | 41.18
61305677412 | UTP6AX7MRD | Category 6A, 10 Gb/s UTP patch cord with | The TX6A™ 10Gig UTP Patch Cord is constructed of 24 AWG, unshielded, twisted pair, solid, CM cable with enhanced performance modular plugs. The patch cord offers a small 0.250 inch (6.4mm) cable diameter. The patented tangle free latch prevents snags and | PC | 1 | 10 | 1 | 1 | 41.18
61305677404 | UTP6AX7MVL | Category 6A, 10 Gb/s UTP patch cord with | The TX6A™ 10Gig UTP Patch Cord is constructed of 24 AWG solid copper cable with an enhanced performance modular plug on each end. The conductors are twisted in pairs and separated by a quadrant separator. All four pairs are surrounded by solid foil tape a | PC | 1 | 10 | 1 | 1 | 41.18
61305677405 | UTP6AX7MYL | Category 6A, 10 Gb/s UTP patch cord with | The TX6A™ 10Gig UTP Patch Cord is constructed of 24 AWG, unshielded, twisted pair, solid, CM cable with enhanced performance modular plugs. The patch cord offers a small 0.250 inch (6.4mm) cable diameter. The patented tangle free latch prevents snags and | PC | 1 | 10 | 1 | 1 | 41.18
61305677154 | UTP6AX7OR | Category 6A, 10 Gb/s UTP patch cord with | The TX6A™ 10Gig UTP Patch Cord is constructed of 24 AWG solid copper cable with an enhanced performance modular plug on each end. The conductors are twisted in pairs and separated by a quadrant separator. All four pairs are surrounded by solid foil tape a | PC | 1 | 10 | 1 | 1 | 24.54
61305677155 | UTP6AX7RD | Category 6A, 10 Gb/s UTP patch cord with | The TX6A™ 10Gig UTP Patch Cord is constructed of 24 AWG, unshielded, twisted pair, solid, CM cable with enhanced performance modular plugs. The patch cord offers a small 0.250 inch (6.4mm) cable diameter. The patented tangle free latch prevents snags and | PC | 1 | 10 | 1 | 1 | 24.54
61305677151 | UTP6AX7VL | Category 6A, 10 Gb/s UTP patch cord with | The TX6A™ 10Gig UTP Patch Cord is constructed of 24 AWG solid copper cable with an enhanced performance modular plug on each end. The conductors are twisted in pairs and separated by a quadrant separator. All four pairs are surrounded by solid foil tape a | PC | 1 | 10 | 1 | 1 | 24.54
61305677152 | UTP6AX7YL | Category 6A, 10 Gb/s UTP patch cord with | The TX6A™ 10Gig UTP Patch Cord is constructed of 24 AWG, unshielded, twisted pair, solid, CM cable with enhanced performance modular plugs. The patch cord offers a small 0.250 inch (6.4mm) cable diameter. The patented tangle free latch prevents snags and | PC | 1 | 10 | 1 | 1 | 24.54
61305677003 | UTP6AX8 | Category 6A, 10 Gb/s UTP patch cord with | The TX6A™ 10Gig UTP Patch Cord is constructed of 24 AWG, unshielded, twisted pair, solid, CM cable with enhanced performance modular plugs. The patch cord offers a small 0.250 inch (6.4mm) cable diameter. The patented tangle free latch prevents snags and | PC | 1 | 10 | 1 | 1 | 25.6
61305677157 | UTP6AX8BL | Category 6A, 10 Gb/s UTP patch cord with | The TX6A™ 10Gig UTP Patch Cord is constructed of 24 AWG, unshielded, twisted pair, solid, CM cable with enhanced performance modular plugs. The patch cord offers a small 0.250 inch (6.4mm) cable diameter. The patented tangle free latch prevents snags and | PC | 1 | 10 | 1 | 1 | 25.6
61305677059 | UTP6AX8BU | Category 6A, 10 Gb/s UTP patch cord with | The TX6A™ 10Gig UTP Patch Cord is constructed of 24 AWG, unshielded, twisted pair, solid, CM cable with enhanced performance modular plugs. The patch cord offers a small 0.250 inch (6.4mm) cable diameter. The patented tangle free latch prevents snags and | PC | 1 | 10 | 1 | 1 | 25.6
61305677160 | UTP6AX8GR | Category 6A, 10 Gb/s UTP patch cord with | The TX6A™ 10Gig UTP Patch Cord is constructed of 24 AWG, unshielded, twisted pair, solid, CM cable with enhanced performance modular plugs. The patch cord offers a small 0.250 inch (6.4mm) cable diameter. The patented tangle free latch prevents snags and | PC | 1 | 10 | 1 | 1 | 25.6
61305677161 | UTP6AX8GY | Category 6A, 10 Gb/s UTP patch cord with | The TX6A™ 10Gig UTP Patch Cord is constructed of 24 AWG solid copper cable with an enhanced performance modular plug on each end. The conductors are twisted in pairs and separated by a quadrant separator. All four pairs are surrounded by solid foil tape a | PC | 1 | 10 | 1 | 1 | 25.6
61305677043 | UTP6AX8M | Category 6A, 10 Gb/s UTP patch cord with | The TX6A™ 10Gig UTP Patch Cord is constructed of 24 AWG solid copper cable with an enhanced performance modular plug on each end. The conductors are twisted in pairs and separated by a quadrant separator. All four pairs are surrounded by solid foil tape a | PC | 1 | 10 | 1 | 1 | 44.6
61305677408 | UTP6AX8MBL | Category 6A, 10 Gb/s UTP patch cord with | The TX6A™ 10Gig UTP Patch Cord is constructed of 24 AWG solid copper cable with an enhanced performance modular plug on each end. The conductors are twisted in pairs and separated by a quadrant separator. All four pairs are surrounded by solid foil tape a | PC | 1 | 10 | 1 | 1 | 44.6
61305677095 | UTP6AX8MBU | Category 6A, 10 Gb/s UTP patch cord with | The TX6A™ 10Gig UTP Patch Cord is constructed of 24 AWG solid copper cable with an enhanced performance modular plug on each end. The conductors are twisted in pairs and separated by a quadrant separator. All four pairs are surrounded by solid foil tape a | PC | 1 | 10 | 1 | 1 | 44.6
61305677414 | UTP6AX8MGR | Category 6A, 10 Gb/s UTP patch cord with | The TX6A™ 10Gig UTP Patch Cord is constructed of 24 AWG solid copper cable with an enhanced performance modular plug on each end. The conductors are twisted in pairs and separated by a quadrant separator. All four pairs are surrounded by solid foil tape a | PC | 1 | 10 | 1 | 1 | 44.6
61305677413 | UTP6AX8MGY | Category 6A, 10 Gb/s UTP patch cord with | The TX6A™ 10Gig UTP Patch Cord is constructed of 24 AWG solid copper cable with an enhanced performance modular plug on each end. The conductors are twisted in pairs and separated by a quadrant separator. All four pairs are surrounded by solid foil tape a | PC | 1 | 10 | 1 | 1 | 44.6
61305677415 | UTP6AX8MOR | Category 6A, 10 Gb/s UTP patch cord with | The TX6A™ 10Gig UTP Patch Cord is constructed of 24 AWG solid copper cable with an enhanced performance modular plug on each end. The conductors are twisted in pairs and separated by a quadrant separator. All four pairs are surrounded by solid foil tape a | PC | 1 | 10 | 1 | 1 | 44.6
61305677416 | UTP6AX8MRD | Category 6A, 10 Gb/s UTP patch cord with | The TX6A™ 10Gig UTP Patch Cord is constructed of 24 AWG solid copper cable with an enhanced performance modular plug on each end. The conductors are twisted in pairs and separated by a quadrant separator. All four pairs are surrounded by solid foil tape a | PC | 1 | 10 | 1 | 1 | 44.6
61305677409 | UTP6AX8MVL | Category 6A, 10 Gb/s UTP patch cord with | The TX6A™ 10Gig UTP Patch Cord is constructed of 24 AWG solid copper cable with an enhanced performance modular plug on each end. The conductors are twisted in pairs and separated by a quadrant separator. All four pairs are surrounded by solid foil tape a | PC | 1 | 10 | 1 | 1 | 44.6
61305677411 | UTP6AX8MYL | Category 6A, 10 Gb/s UTP patch cord with | The TX6A™ 10Gig UTP Patch Cord is constructed of 24 AWG solid copper cable with an enhanced performance modular plug on each end. The conductors are twisted in pairs and separated by a quadrant separator. All four pairs are surrounded by solid foil tape a | PC | 1 | 10 | 1 | 1 | 44.6
61305677163 | UTP6AX8OR | Category 6A, 10 Gb/s UTP patch cord with | The TX6A™ 10Gig UTP Patch Cord is constructed of 24 AWG solid copper cable with an enhanced performance modular plug on each end. The conductors are twisted in pairs and separated by a quadrant separator. All four pairs are surrounded by solid foil tape a | PC | 1 | 10 | 1 | 1 | 25.6
61305677166 | UTP6AX8RD | Category 6A, 10 Gb/s UTP patch cord with | The TX6A™ 10Gig UTP Patch Cord is constructed of 24 AWG, unshielded, twisted pair, solid, CM cable with enhanced performance modular plugs. The patch cord offers a small 0.250 inch (6.4mm) cable diameter. The patented tangle free latch prevents snags and | PC | 1 | 10 | 1 | 1 | 25.6
61305677159 | UTP6AX8VL | Category 6A, 10 Gb/s UTP patch cord with | The TX6A™ 10Gig UTP Patch Cord is constructed of 24 AWG solid copper cable with an enhanced performance modular plug on each end. The conductors are twisted in pairs and separated by a quadrant separator. All four pairs are surrounded by solid foil tape a | PC | 1 | 10 | 1 | 1 | 25.6
61305677158 | UTP6AX8YL | Category 6A, 10 Gb/s UTP patch cord with | The TX6A™ 10Gig UTP Patch Cord is constructed of 24 AWG, unshielded, twisted pair, solid, CM cable with enhanced performance modular plugs. The patch cord offers a small 0.250 inch (6.4mm) cable diameter. The patented tangle free latch prevents snags and | PC | 1 | 10 | 1 | 1 | 25.6
61305677002 | UTP6AX9 | Category 6A, 10 Gb/s UTP patch cord with | The TX6A™ 10Gig UTP Patch Cord is constructed of 24 AWG, unshielded, twisted pair, solid, CM cable with enhanced performance modular plugs. The patch cord offers a small 0.250 inch (6.4mm) cable diameter. The patented tangle free latch prevents snags and | PC | 1 | 10 | 1 | 1 | 26.62
61305677162 | UTP6AX9BL | Category 6A, 10 Gb/s UTP patch cord with | The TX6A™ 10Gig UTP Patch Cord is constructed of 24 AWG, unshielded, twisted pair, solid, CM cable with enhanced performance modular plugs. The patch cord offers a small 0.250 inch (6.4mm) cable diameter. The patented tangle free latch prevents snags and | PC | 1 | 10 | 1 | 1 | 26.62
61305677060 | UTP6AX9BU | Category 6A, 10 Gb/s UTP patch cord with | The TX6A™ 10Gig UTP Patch Cord is constructed of 24 AWG, unshielded, twisted pair, solid, CM cable with enhanced performance modular plugs. The patch cord offers a small 0.250 inch (6.4mm) cable diameter. The patented tangle free latch prevents snags and | PC | 1 | 10 | 1 | 1 | 26.62
61305677167 | UTP6AX9GR | Category 6A, 10 Gb/s UTP patch cord with | The TX6A™ 10Gig UTP Patch Cord is constructed of 24 AWG, unshielded, twisted pair, solid, CM cable with enhanced performance modular plugs. The patch cord offers a small 0.250 inch (6.4mm) cable diameter. The patented tangle free latch prevents snags and | PC | 1 | 10 | 1 | 1 | 26.62
61305677172 | UTP6AX9GY | Category 6A, 10 Gb/s UTP patch cord with | The TX6A™ 10Gig UTP Patch Cord is constructed of 24 AWG solid copper cable with an enhanced performance modular plug on each end. The conductors are twisted in pairs and separated by a quadrant separator. All four pairs are surrounded by solid foil tape a | PC | 1 | 10 | 1 | 1 | 26.62
61305677044 | UTP6AX9M | Category 6A, 10 Gb/s UTP patch cord with | The TX6A™ 10Gig UTP Patch Cord is constructed of 24 AWG solid copper cable with an enhanced performance modular plug on each end. The conductors are twisted in pairs and separated by a quadrant separator. All four pairs are surrounded by solid foil tape a | PC | 1 | 10 | 1 | 1 | 48
61305677417 | UTP6AX9MBL | Category 6A, 10 Gb/s UTP patch cord with | The TX6A™ 10Gig UTP Patch Cord is constructed of 24 AWG solid copper cable with an enhanced performance modular plug on each end. The conductors are twisted in pairs and separated by a quadrant separator. All four pairs are surrounded by solid foil tape a | PC | 1 | 10 | 1 | 1 | 48
61305677096 | UTP6AX9MBU | Category 6A, 10 Gb/s UTP patch cord with | The TX6A™ 10Gig UTP Patch Cord is constructed of 24 AWG solid copper cable with an enhanced performance modular plug on each end. The conductors are twisted in pairs and separated by a quadrant separator. All four pairs are surrounded by solid foil tape a | PC | 1 | 10 | 1 | 1 | 48
61305677425 | UTP6AX9MGR | Category 6A, 10 Gb/s UTP patch cord with | The TX6A™ 10Gig UTP Patch Cord is constructed of 24 AWG solid copper cable with an enhanced performance modular plug on each end. The conductors are twisted in pairs and separated by a quadrant separator. All four pairs are surrounded by solid foil tape a | PC | 1 | 10 | 1 | 1 | 48
61305677422 | UTP6AX9MGY | Category 6A, 10 Gb/s UTP patch cord with | The TX6A™ 10Gig UTP Patch Cord is constructed of 24 AWG solid copper cable with an enhanced performance modular plug on each end. The conductors are twisted in pairs and separated by a quadrant separator. All four pairs are surrounded by solid foil tape a | PC | 1 | 10 | 1 | 1 | 48
61305677428 | UTP6AX9MOR | Category 6A, 10 Gb/s UTP patch cord with | The TX6A™ 10Gig UTP Patch Cord is constructed of 24 AWG solid copper cable with an enhanced performance modular plug on each end. The conductors are twisted in pairs and separated by a quadrant separator. All four pairs are surrounded by solid foil tape a | PC | 1 | 10 | 1 | 1 | 48
61305677431 | UTP6AX9MRD | Category 6A, 10 Gb/s UTP patch cord with | The TX6A™ 10Gig UTP Patch Cord is constructed of 24 AWG solid copper cable with an enhanced performance modular plug on each end. The conductors are twisted in pairs and separated by a quadrant separator. All four pairs are surrounded by solid foil tape a | PC | 1 | 10 | 1 | 1 | 48
61305677420 | UTP6AX9MVL | Category 6A, 10 Gb/s UTP patch cord with | The TX6A™ 10Gig UTP Patch Cord is constructed of 24 AWG solid copper cable with an enhanced performance modular plug on each end. The conductors are twisted in pairs and separated by a quadrant separator. All four pairs are surrounded by solid foil tape a | PC | 1 | 10 | 1 | 1 | 48
61305677418 | UTP6AX9MYL | Category 6A, 10 Gb/s UTP patch cord with | The TX6A™ 10Gig UTP Patch Cord is constructed of 24 AWG solid copper cable with an enhanced performance modular plug on each end. The conductors are twisted in pairs and separated by a quadrant separator. All four pairs are surrounded by solid foil tape a | PC | 1 | 10 | 1 | 1 | 48
61305677169 | UTP6AX9OR | Category 6A, 10 Gb/s UTP patch cord with | The TX6A™ 10Gig UTP Patch Cord is constructed of 24 AWG solid copper cable with an enhanced performance modular plug on each end. The conductors are twisted in pairs and separated by a quadrant separator. All four pairs are surrounded by solid foil tape a | PC | 1 | 10 | 1 | 1 | 26.62
61305677170 | UTP6AX9RD | Category 6A, 10 Gb/s UTP patch cord with | The TX6A™ 10Gig UTP Patch Cord is constructed of 24 AWG, unshielded, twisted pair, solid, CM cable with enhanced performance modular plugs. The patch cord offers a small 0.250 inch (6.4mm) cable diameter. The patented tangle free latch prevents snags and | PC | 1 | 10 | 1 | 1 | 26.62
61305677164 | UTP6AX9VL | Category 6A, 10 Gb/s UTP patch cord with | The TX6A™ 10Gig UTP Patch Cord is constructed of 24 AWG solid copper cable with an enhanced performance modular plug on each end. The conductors are twisted in pairs and separated by a quadrant separator. All four pairs are surrounded by solid foil tape a | PC | 1 | 10 | 1 | 1 | 26.62
61305677165 | UTP6AX9YL | Category 6A, 10 Gb/s UTP patch cord with | The TX6A™ 10Gig UTP Patch Cord is constructed of 24 AWG, unshielded, twisted pair, solid, CM cable with enhanced performance modular plugs. The patch cord offers a small 0.250 inch (6.4mm) cable diameter. The patented tangle free latch prevents snags and | PC | 1 | 10 | 1 | 1 | 26.62
07498306222 | UTPCH0.5MBLY | CU,Patch Cord,Cat 5e,0.5m,BL | The TX5e™ Cat 5e UTP Patch Cord is constructed of 24 AWG, unshielded, twisted pair, stranded, CM cable with Pan-Plug™ modular plugs on each end. The patented tangle free latch prevents snags and provides easy release saving time on frequent moves, adds, a | PC | 1 | 10 | 1 | 1 | 7.06
07498306223 | UTPCH0.5MBUY | CU,Patch Cord,Cat 5e,0.5m,BU | The TX5e™ Cat 5e UTP Patch Cord is constructed of 24 AWG, unshielded, twisted pair, stranded, CM cable with Pan-Plug™ modular plugs on each end. The patented tangle free latch prevents snags and provides easy release saving time on frequent moves, adds, a | PC | 1 | 10 | 1 | 1 | 7.06
07498306224 | UTPCH0.5MGRY | CU,Patch Cord,Cat 5e,0.5m,GR | The TX5e™ Cat 5e UTP Patch Cord is constructed of 24 AWG, unshielded, twisted pair, stranded, CM cable with Pan-Plug™ modular plugs on each end. The patented tangle free latch prevents snags and provides easy release saving time on frequent moves, adds, a | PC | 1 | 10 | 1 | 1 | 7.06
07498332359 | UTPCH0.5MGYY | CU Patch Crd,Cat 5e,0.5m,GY | Category 5e, UTP patch cord with Pan-Plug™ Modular Plugs on each end, Gray, 0.5 Meters. | PC | 1 | 10 | 1 | 1 | 7.06
07498317774 | UTPCH0.5MORY | CU,Patch Cord,Cat 5e,0.5m,OR | Category 5e, UTP patch cord with Pan-Plug™ Modular Plugs on each end, Orange, 0.5 Meters | PC | 1 | 10 | 1 | 1 | 7.06
07498385874 | UTPCH0.5MRD | CU Patch Crd,Cat 5e,0.5m,RD,NRoHS | Category 5e, UTP patch cord with Pan-Plug™ Modular Plugs on each end, Red, 0.5 Meters. | PC | 1 | 10 | 1 | 1 | 7.06
07498306225 | UTPCH0.5MRDY | CU,Patch Cord,Cat 5e,0.5m,RD | The TX5e™ Cat 5e UTP Patch Cord is constructed of 24 AWG, unshielded, twisted pair, stranded, CM cable with Pan-Plug™ modular plugs on each end. The patented tangle free latch prevents snags and provides easy release saving time on frequent moves, adds, a | PC | 1 | 10 | 1 | 1 | 7.06
07498317797 | UTPCH0.5MVLY | CU,Patch Cord,Cat 5e,0.5m,VL | Category 5e, UTP patch cord with Pan-Plug™ Modular Plugs on each end, Violet, 0.5 Meters. | PC | 1 | 10 | 1 | 1 | 7.06
07498306221 | UTPCH0.5MY | CU,Patch Cord,Cat 5e,0.5m,IW | The TX5e™ Cat 5e UTP Patch Cord is constructed of 24 AWG, unshielded, twisted pair, stranded, CM cable with Pan-Plug™ modular plugs on each end. The patented tangle free latch prevents snags and provides easy release saving time on frequent moves, adds, a | PC | 1 | 10 | 1 | 1 | 7.06
07498385868 | UTPCH0.5MYL | CU Patch Crd,Cat 5e,0.5m,YL,NRoHS | Category 5e, UTP patch cord with Pan-Plug™ Modular Plugs on each end, Yellow, 0.5 Meters. | PC | 1 | 10 | 1 | 1 | 7.06
07498306226 | UTPCH0.5MYLY | CU,Patch Cord,Cat 5e,0.5m,YL | The TX5e™ Cat 5e UTP Patch Cord is constructed of 24 AWG, unshielded, twisted pair, stranded, CM cable with Pan-Plug™ modular plugs on each end. The patented tangle free latch prevents snags and provides easy release saving time on frequent moves, adds, a | PC | 1 | 10 | 1 | 1 | 7.06
07498306229 | UTPCH1.5MBLY | CU,Patch Cord,Cat 5e,1.5m,BL | The TX5e™ Cat 5e UTP Patch Cord is constructed of 24 AWG, unshielded, twisted pair, stranded, CM cable with Pan-Plug™ modular plugs on each end. The patented tangle free latch prevents snags and provides easy release saving time on frequent moves, adds, a | PC | 1 | 10 | 1 | 1 | 8.94
07498306230 | UTPCH1.5MBUY | CU,Patch Cord,Cat 5e,1.5m,BU | The TX5e™ Cat 5e UTP Patch Cord is constructed of 24 AWG, unshielded, twisted pair, stranded, CM cable with Pan-Plug™ modular plugs on each end. The patented tangle free latch prevents snags and provides easy release saving time on frequent moves, adds, a | PC | 1 | 10 | 1 | 1 | 8.94
07498306231 | UTPCH1.5MGRY | CU,Patch Cord,Cat 5e,1.5m,GR | The TX5e™ Cat 5e UTP Patch Cord is constructed of 24 AWG, unshielded, twisted pair, stranded, CM cable with Pan-Plug™ modular plugs on each end. The patented tangle free latch prevents snags and provides easy release saving time on frequent moves, adds, a | PC | 1 | 10 | 1 | 1 | 8.94
07498332361 | UTPCH1.5MGYY | CU Patch Crd,Cat 5e,1.5m,GY | Category 5e, UTP patch cord with Pan-Plug™ Modular Plugs on each end, Gray, 1.5 Meters. | PC | 1 | 10 | 1 | 1 | 8.94
07498317776 | UTPCH1.5MORY | CU,Patch Cord,Cat 5e,1.5m,OR | Category 5e, UTP patch cord with Pan-Plug™ Modular Plugs on each end, Orange, 1.5 Meters. | PC | 1 | 10 | 1 | 1 | 8.94
07498306232 | UTPCH1.5MRDY | CU,Patch Cord,Cat 5e,1.5m,RD | The TX5e™ Cat 5e UTP Patch Cord is constructed of 24 AWG, unshielded, twisted pair, stranded, CM cable with Pan-Plug™ modular plugs on each end. The patented tangle free latch prevents snags and provides easy release saving time on frequent moves, adds, a | PC | 1 | 10 | 1 | 1 | 8.94
07498317799 | UTPCH1.5MVLY | CU,Patch Cord,Cat 5e,1.5m,VL | Category 5e, UTP patch cord with Pan-Plug™ Modular Plugs on each end, Violet, 1.5 Meters. | PC | 1 | 10 | 1 | 1 | 8.94
07498306228 | UTPCH1.5MY | CU,Patch Cord,Cat 5e,1.5m,IW | The TX5e™ Cat 5e UTP Patch Cord is constructed of 24 AWG, unshielded, twisted pair, stranded, CM cable with Pan-Plug™ modular plugs on each end. The patented tangle free latch prevents snags and provides easy release saving time on frequent moves, adds, a | PC | 1 | 10 | 1 | 1 | 8.94
07498306233 | UTPCH1.5MYLY | CU,Patch Cord,Cat 5e,1.5m,YL | The TX5e™ Cat 5e UTP Patch Cord is constructed of 24 AWG, unshielded, twisted pair, stranded, CM cable with Pan-Plug™ modular plugs on each end. The patented tangle free latch prevents snags and provides easy release saving time on frequent moves, adds, a | PC | 1 | 10 | 1 | 1 | 8.94
07498360673 | UTPCH100BLY | CU Patch Crd,Cat 5e,100ft,BL | Copper Patch Cord, Cat 5e, Black UTP Cable, 100ft | PC | 1 | 10 | 1 | 1 | 64
07498360674 | UTPCH100BUY | CU Patch Crd,Cat 5e,100ft,BU | Copper Patch Cord, Category 5e, Blue UTP Cable, 100 Feet | PC | 1 | 10 | 1 | 1 | 64
07498360675 | UTPCH100GRY | CU Patch Crd,Cat 5e,100ft,GR | Copper Patch Cord, Category 5e, Green UTP Cable, 100ft | PC | 1 | 10 | 1 | 1 | 64
07498360676 | UTPCH100GYY | CU Patch Crd,Cat 5e,100ft,GY | Copper Patch Cord, Category 5e, Gray UTP Cable, 100ft | PC | 1 | 10 | 1 | 1 | 64
07498360678 | UTPCH100ORY | CU Patch Crd,Cat 5e,100ft,OR | Copper Patch Cord, Category 5e, Orange UTP Cable, 100ft | PC | 1 | 10 | 1 | 1 | 64
07498360677 | UTPCH100RDY | CU Patch Crd,Cat 5e,100ft,RD | Copper Patch Cord, Category 5e, Red UTP Cable, 100 Feet | PC | 1 | 10 | 1 | 1 | 64
07498360680 | UTPCH100VLY | CU Patch Crd,Cat 5e,100ft,VL | Copper Patch Cord, Category 5e, Violet UTP Cable, 100ft | PC | 1 | 10 | 1 | 1 | 64
07498351157 | UTPCH100Y | CU Patch Crd,Cat 5e,100ft,IW | Category 5e, UTP patch cord with Pan-Plug™ Modular Plugs on each end. | PC | 1 | 10 | 1 | 1 | 64
07498360681 | UTPCH100YLY | CU Patch Crd,Cat 5e,100ft,YL | Copper Patch Cord, Category 5e, Yellow UTP Cable, 100ft | PC | 1 | 10 | 1 | 1 | 64
07498343232 | UTPCH105BLY | CU Patch Crd,Cat 5e,105ft,BL | Copper Patch Cord, Cat 5e, Black UTP Cable, 105 Ft | PC | 1 | 10 | 1 | 1 | 66.92
07498343234 | UTPCH105BUY | CU Patch Crd,Cat 5e,105ft,BU | Copper Patch Cord, Cat 5e, Blue UTP Cable, 105 Ft | PC | 1 | 10 | 1 | 1 | 66.92
07498343236 | UTPCH105GRY | CU Patch Crd,Cat 5e,105ft,GR | Copper Patch Cord, Cat 5e, Green UTP Cable, 105 Ft | PC | 1 | 10 | 1 | 1 | 66.92
07498343268 | UTPCH105GYY | CU Patch Crd,Cat 5e,105ft,GY | Copper Patch Cord, Cat 5e, Gray UTP Cable, 105 Ft | PC | 1 | 10 | 1 | 1 | 66.92
07498343273 | UTPCH105ORY | CU Patch Crd,Cat 5e,105ft,OR | Copper Patch Cord, Cat 5e, Orange UTP Cable, 105 Ft | PC | 1 | 10 | 1 | 1 | 66.92
07498343274 | UTPCH105RDY | CU Patch Crd,Cat 5e,105ft,RD | Copper Patch Cord, Cat 5e, Red UTP Cable, 105 Ft | PC | 1 | 10 | 1 | 1 | 66.92
07498343298 | UTPCH105VLY | CU Patch Crd,Cat 5e,105ft,VL | Copper Patch Cord, Cat 5e, Violet UTP Cable, 105 Ft | PC | 1 | 10 | 1 | 1 | 66.92
07498342950 | UTPCH105Y | CU Patch Crd,Cat 5e,105ft,IW | Copper Patch Cord, Cat 5e, Off White UTP Cable, 105 Ft | PC | 1 | 10 | 1 | 1 | 66.92
07498343300 | UTPCH105YLY | CU Patch Crd,Cat 5e,105ft,YL | Copper Patch Cord, Cat 5e, Yellow UTP Cable, 105 Ft | PC | 1 | 10 | 1 | 1 | 66.92
07498306236 | UTPCH10BLY | CU,Patch Cord,Cat 5e,10ft,BL | The TX5e™ Cat 5e UTP Patch Cord is constructed of 24 AWG, unshielded, twisted pair, stranded, CM cable with Pan-Plug™ modular plugs on each end. The patented tangle free latch prevents snags and provides easy release saving time on frequent moves, adds, a | PC | 1 | 10 | 1 | 1 | 11.88
07498306237 | UTPCH10BUY | CU,Patch Cord,Cat 5e,10ft,BU | The TX5e™ Cat 5e UTP Patch Cord is constructed of 24 AWG, unshielded, twisted pair, stranded, CM cable with Pan-Plug™ modular plugs on each end. The patented tangle free latch prevents snags and provides easy release saving time on frequent moves, adds, a | PC | 1 | 10 | 1 | 1 | 11.88
07498328347 | UTPCH10BUY-Q | CU,Patch Cord,Cat 5e,10ft,BU,Bulk25 | Category 5e, UTP patch cord with Pan-Plug™ Modular Plugs on each end. Blue, 10 ft. 25pc. | PC | 1 | 25 | 25 | 1 | 11.88
07498306238 | UTPCH10GRY | CU,Patch Cord,Cat 5e,10ft,GR | The TX5e™ Cat 5e UTP Patch Cord is constructed of 24 AWG, unshielded, twisted pair, stranded, CM cable with Pan-Plug™ modular plugs on each end. The patented tangle free latch prevents snags and provides easy release saving time on frequent moves, adds, a | PC | 1 | 10 | 1 | 1 | 11.88
07498328349 | UTPCH10GRY-Q | CU,Patch Cord,Cat 5e,10ft,GR,Bulk25 | Category 5e, UTP patch cord with Pan-Plug™ Modular Plugs on each end. Green, 10 ft. 25pc. | PC | 1 | 25 | 25 | 1 | 11.88
07498306239 | UTPCH10GYY | CU Patch Crd,Cat 5e,10ft,GY | Category 5e Patch Cord | PC | 1 | 10 | 1 | 1 | 11.88
07498380496 | UTPCH10GYY-Q | CU,Patch Cord,Cat 5e,10ft,GY | Category 5e, UTP patch cord with Pan-Plug ™ Modular Plugs on each end, Gray. | PC | 1 | 25 | 25 | 1 | 11.88
07498317702 | UTPCH10MBLY | CU,Patch Cord,Cat 5e,10m,BL | The TX5e™ Cat 5e UTP Patch Cord is constructed of 24 AWG, unshielded, twisted pair, stranded, CM cable with Pan-Plug™ modular plugs on each end. The patented tangle free latch prevents snags and provides easy release saving time on frequent moves, adds, a | PC | 1 | 10 | 1 | 1 | 25.06
07498317717 | UTPCH10MBUY | CU,Patch Cord,Cat 5e,10m,BU | The TX5e™ Cat 5e UTP Patch Cord is constructed of 24 AWG, unshielded, twisted pair, stranded, CM cable with Pan-Plug™ modular plugs on each end. The patented tangle free latch prevents snags and provides easy release saving time on frequent moves, adds, a | PC | 1 | 10 | 1 | 1 | 25.06
07498317732 | UTPCH10MGRY | CU,Patch Cord,Cat 5e,10m,GR | The TX5e™ Cat 5e UTP Patch Cord is constructed of 24 AWG, unshielded, twisted pair, stranded, CM cable with Pan-Plug™ modular plugs on each end. The patented tangle free latch prevents snags and provides easy release saving time on frequent moves, adds, a | PC | 1 | 10 | 1 | 1 | 25.06
07498332367 | UTPCH10MGYY | CU Patch Crd,Cat 5e,10m,GY | Category 5e, UTP patch cord with Pan-Plug™ Modular Plugs on each end. | PC | 1 | 10 | 1 | 1 | 25.06
07498317786 | UTPCH10MORY | CU,Patch Cord,Cat 5e,10m,OR | Category 5e, UTP patch cord with Pan-Plug™ Modular Plugs on each end. Orange, 10 meters. | PC | 1 | 10 | 1 | 1 | 25.06
07498317763 | UTPCH10MRDY | CU,Patch Cord,Cat 5e,10m,RD | The TX5e™ Cat 5e UTP Patch Cord is constructed of 24 AWG, unshielded, twisted pair, stranded, CM cable with Pan-Plug™ modular plugs on each end. The patented tangle free latch prevents snags and provides easy release saving time on frequent moves, adds, a | PC | 1 | 10 | 1 | 1 | 25.06
07498317809 | UTPCH10MVLY | CU,Patch Cord,Cat 5e,10m,VL | Category 5e, UTP patch cord with Pan-Plug™ Modular Plugs on each end. Violet, 10 meters. | PC | 1 | 10 | 1 | 1 | 25.06
07498317687 | UTPCH10MY | CU,Patch Cord,Cat 5e,10m,IW | The TX5e™ Cat 5e UTP Patch Cord is constructed of 24 AWG, unshielded, twisted pair, stranded, CM cable with Pan-Plug™ modular plugs on each end. The patented tangle free latch prevents snags and provides easy release saving time on frequent moves, adds, a | PC | 1 | 10 | 1 | 1 | 25.06
07498317748 | UTPCH10MYLY | CU,Patch Cord,Cat 5e,10m,YL | The TX5e™ Cat 5e UTP Patch Cord is constructed of 24 AWG, unshielded, twisted pair, stranded, CM cable with Pan-Plug™ modular plugs on each end. The patented tangle free latch prevents snags and provides easy release saving time on frequent moves, adds, a | PC | 1 | 10 | 1 | 1 | 25.06
07498306242 | UTPCH10ORY | CU,Patch Cord,Cat 5e,10ft,OR | Category 5e, UTP patch cord with Pan-Plug™ Modular Plugs on each end. Orange, 10 ft. | PC | 1 | 10 | 1 | 1 | 11.88
07498306244 | UTPCH10RDY | CU,Patch Cord,Cat 5e,10ft,RD | The TX5e™ Cat 5e UTP Patch Cord is constructed of 24 AWG, unshielded, twisted pair, stranded, CM cable with Pan-Plug™ modular plugs on each end. The patented tangle free latch prevents snags and provides easy release saving time on frequent moves, adds, a | PC | 1 | 10 | 1 | 1 | 11.88
07498328350 | UTPCH10RDY-Q | CU,Patch Cord,Cat 5e,10ft,RD,Bulk25 | Category 5e, UTP patch cord with Pan-Plug™ Modular Plugs on each end. Red, 10 ft. 25pc. | PC | 1 | 25 | 25 | 1 | 11.88
07498306247 | UTPCH10VLY | CU,Patch Cord,Cat 5e,10ft,VL | Category 5e, UTP patch cord with Pan-Plug™ Modular Plugs on each end. Violet, 10 ft. | PC | 1 | 10 | 1 | 1 | 11.88
07498306234 | UTPCH10Y | CU,Patch Cord,Cat 5e,10ft,IW | The TX5e™ Cat 5e UTP Patch Cord is constructed of 24 AWG, unshielded, twisted pair, stranded, CM cable with Pan-Plug™ modular plugs on each end. The patented tangle free latch prevents snags and provides easy release saving time on frequent moves, adds, a | PC | 1 | 10 | 1 | 1 | 11.88
07498328346 | UTPCH10Y-Q | CU,Patch Cord,Cat 5e,10ft,IW,Bulk25 | Category 5e, UTP patch cord with Pan-Plug™ Modular Plugs on each end. Off White, 10 ft. 25pc. | PC | 1 | 25 | 25 | 1 | 11.88
07498306248 | UTPCH10YLY | CU,Patch Cord,Cat 5e,10ft,YL | The TX5e™ Cat 5e UTP Patch Cord is constructed of 24 AWG, unshielded, twisted pair, stranded, CM cable with Pan-Plug™ modular plugs on each end. The patented tangle free latch prevents snags and provides easy release saving time on frequent moves, adds, a | PC | 1 | 10 | 1 | 1 | 11.88
07498328351 | UTPCH10YLY-Q | CU,Patch Cord,Cat 5e,10ft,YL,Bulk25 | Category 5e, UTP patch cord with Pan-Plug™ Modular Plugs on each end. Yellow, 10 ft. 25pc. | PC | 1 | 25 | 25 | 1 | 11.88
07498343313 | UTPCH110BLY | CU Patch Crd,Cat 5e,110ft,BL | Copper Patch Cord, Cat 5e, Black UTP Cable, 110 Ft | PC | 1 | 10 | 1 | 1 | 69.8
07498343314 | UTPCH110BUY | CU Patch Crd,Cat 5e,110ft,BU | Copper Patch Cord, Cat 5e, Blue UTP Cable, 110 Ft | PC | 1 | 10 | 1 | 1 | 69.8
07498343339 | UTPCH110GRY | CU Patch Crd,Cat 5e,110ft,GR | Copper Patch Cord, Cat 5e, Green UTP Cable, 110 Ft | PC | 1 | 10 | 1 | 1 | 69.8
07498343357 | UTPCH110GYY | Copper Patch Cord, Cat 5e, Gray UTP Cabl | Copper Patch Cord, Cat 5e, Gray UTP Cable, 110 Ft | PC | 1 | 10 | 1 | 1 | 69.8
07498343367 | UTPCH110ORY | Copper Patch Cord, Cat 5e, Orange UTP Ca | Copper Patch Cord, Cat 5e, Orange UTP Cable, 110 Ft | PC | 1 | 10 | 1 | 1 | 69.8
07498343394 | UTPCH110RDY | Copper Patch Cord, Cat 5e, Red UTP Cable | Copper Patch Cord, Cat 5e, Red UTP Cable, 110 Ft | PC | 1 | 10 | 1 | 1 | 69.8
07498343400 | UTPCH110VLY | Copper Patch Cord, Cat 5e, Violet UTP Ca | Copper Patch Cord, Cat 5e, Violet UTP Cable, 110 Ft | PC | 1 | 10 | 1 | 1 | 69.8
07498342956 | UTPCH110Y | Copper Patch Cord, Cat 5e, Off White UTP | Copper Patch Cord, Cat 5e, Off White UTP Cable, 110 Ft | PC | 1 | 10 | 1 | 1 | 69.8
07498343408 | UTPCH110YLY | Copper Patch Cord, Cat 5e, Yellow UTP Ca | Copper Patch Cord, Cat 5e, Yellow UTP Cable, 110 Ft | PC | 1 | 10 | 1 | 1 | 69.8
07498343410 | UTPCH115BLY | Copper Patch Cord, Cat 5e, Black UTP Cab | Copper Patch Cord, Cat 5e, Black UTP Cable, 115 Ft | PC | 1 | 10 | 1 | 1 | 72.72
07498343411 | UTPCH115BUY | Copper Patch Cord, Cat 5e, Blue UTP Cabl | Copper Patch Cord, Cat 5e, Blue UTP Cable, 115 Ft | PC | 1 | 10 | 1 | 1 | 72.72
07498343421 | UTPCH115GRY | Copper Patch Cord, Cat 5e, Green UTP Cab | Copper Patch Cord, Cat 5e, Green UTP Cable, 115 Ft | PC | 1 | 10 | 1 | 1 | 72.72
07498343422 | UTPCH115GYY | Copper Patch Cord, Cat 5e, Gray UTP Cabl | Copper Patch Cord, Cat 5e, Gray UTP Cable, 115 Ft | PC | 1 | 10 | 1 | 1 | 72.72
07498343423 | UTPCH115ORY | Copper Patch Cord, Cat 5e, Orange UTP Ca | Copper Patch Cord, Cat 5e, Orange UTP Cable, 115 Ft | PC | 1 | 10 | 1 | 1 | 72.72
07498343427 | UTPCH115RDY | Copper Patch Cord, Cat 5e, Red UTP Cable | Copper Patch Cord, Cat 5e, Red UTP Cable, 115 Ft | PC | 1 | 10 | 1 | 1 | 72.72
07498343428 | UTPCH115VLY | Copper Patch Cord, Cat 5e, Violet UTP Ca | Copper Patch Cord, Cat 5e, Violet UTP Cable, 115 Ft | PC | 1 | 10 | 1 | 1 | 72.72
07498342957 | UTPCH115Y | Copper Patch Cord, Cat 5e, Off White UTP | Copper Patch Cord, Cat 5e, Off White UTP Cable, 115 Ft | PC | 1 | 10 | 1 | 1 | 72.72
07498343430 | UTPCH115YLY | Copper Patch Cord, Cat 5e, Yellow UTP Ca | Copper Patch Cord, Cat 5e, Yellow UTP Cable, 115 Ft | PC | 1 | 10 | 1 | 1 | 72.72
07498317691 | UTPCH11BLY | Cu,PC,Cat5e,UTP,Cbl,BL,11ft,EA | Category 5e, UTP patch cord with Pan-Plug™ Modular Plugs on each end. Black, 11 ft. | PC | 1 | 10 | 1 | 1 | 12.48
07498317706 | UTPCH11BUY | Cu,PC,Cat5e,UTP,Cbl,BU,11ft,EA | Category 5e, UTP patch cord with Pan-Plug™ Modular Plugs on each end. Blue, 11 ft. | PC | 1 | 10 | 1 | 1 | 12.48
07498317721 | UTPCH11GRY | Cu,PC,Cat5e,UTP,Cbl,GR,11ft,EA | Category 5e, UTP patch cord with Pan-Plug™ Modular Plugs on each end. Green, 11 ft. | PC | 1 | 10 | 1 | 1 | 12.48
07498361725 | UTPCH11MBLY | Copper Patch Cord, Category 5e, Black UT | Category 5e, UTP patch cord with Pan-Plug™ Modular Plugs on each end. | PC | 1 | 10 | 1 | 1 | 27
07498361724 | UTPCH11MBUY | Copper Patch Cord, Category 5e, Blue UTP | Category 5e, UTP patch cord with Pan-Plug™ Modular Plugs on each end. | PC | 1 | 10 | 1 | 1 | 27
07498361727 | UTPCH11MGRY | Copper Patch Cord, Category 5e, Green UT | Category 5e, UTP patch cord with Pan-Plug™ Modular Plugs on each end. | PC | 1 | 10 | 1 | 1 | 27
07498361726 | UTPCH11MGYY | Copper Patch Cord, Category 5e, Gray UTP | Category 5e, UTP patch cord with Pan-Plug™ Modular Plugs on each end. | PC | 1 | 10 | 1 | 1 | 27
07498361738 | UTPCH11MORY | Copper Patch Cord, Category 5e, Orange U | Category 5e, UTP patch cord with Pan-Plug™ Modular Plugs on each end. | PC | 1 | 10 | 1 | 1 | 27
07498361752 | UTPCH11MRDY | Copper Patch Cord, Category 5e, Red UTP | Category 5e, UTP patch cord with Pan-Plug™ Modular Plugs on each end. | PC | 1 | 10 | 1 | 1 | 27
07498361755 | UTPCH11MVLY | Copper Patch Cord, Category 5e, Violet U | Category 5e, UTP patch cord with Pan-Plug™ Modular Plugs on each end. | PC | 1 | 10 | 1 | 1 | 27
07498361723 | UTPCH11MY | Copper Patch Cord, Category 5e, Off Whit | Category 5e, UTP patch cord with Pan-Plug™ Modular Plugs on each end. | PC | 1 | 10 | 1 | 1 | 27
07498361806 | UTPCH11MYLY | Copper Patch Cord, Category 5e, Yellow U | Category 5e, UTP patch cord with Pan-Plug™ Modular Plugs on each end. | PC | 1 | 10 | 1 | 1 | 27
07498306249 | UTPCH11ORY | Cu,PC,Cat5e,UTP,Cbl,OR,11ft,EA | Category 5e, UTP patch cord with Pan-Plug™ Modular Plugs on each end. Orange, 11 ft. | PC | 1 | 10 | 1 | 1 | 12.48
07498317752 | UTPCH11RDY | Cu,PC,Cat5e,UTP,Cbl,RD,11ft,EA | Category 5e, UTP patch cord with Pan-Plug™ Modular Plugs on each end. Red, 11 ft. | PC | 1 | 10 | 1 | 1 | 12.48
07498306250 | UTPCH11VLY | Cu,PC,Cat5e,UTP,Cbl,VL,11ft,EA | Category 5e, UTP patch cord with Pan-Plug™ Modular Plugs on each end. Violet, 11 ft. | PC | 1 | 10 | 1 | 1 | 12.48
07498317578 | UTPCH11Y | Cu,PC,Cat5e,UTP,Cbl,IW,11ft,EA | Category 5e, UTP patch cord with Pan-Plug™ Modular Plugs on each end. Off White, 11 ft. | PC | 1 | 10 | 1 | 1 | 12.48
07498317736 | UTPCH11YLY | Cu,PC,Cat5e,UTP,Cbl,YL,11ft,EA | Category 5e, UTP patch cord with Pan-Plug™ Modular Plugs on each end. Yellow, 11 ft. | PC | 1 | 10 | 1 | 1 | 12.48
07498343433 | UTPCH120BLY | Copper Patch Cord, Cat 5e, Black UTP Cab | Copper Patch Cord, Cat 5e, Black UTP Cable, 120 Ft | PC | 1 | 10 | 1 | 1 | 75.58
07498343434 | UTPCH120BUY | Copper Patch Cord, Cat 5e, Blue UTP Cabl | Copper Patch Cord, Cat 5e, Blue UTP Cable, 120 Ft | PC | 1 | 10 | 1 | 1 | 75.58
07498343435 | UTPCH120GRY | Copper Patch Cord, Cat 5e, Green UTP Cab | Copper Patch Cord, Cat 5e, Green UTP Cable, 120 Ft | PC | 1 | 10 | 1 | 1 | 75.58
07498343436 | UTPCH120GYY | Copper Patch Cord, Cat 5e, Gray UTP Cabl | Copper Patch Cord, Cat 5e, Gray UTP Cable, 120 Ft | PC | 1 | 10 | 1 | 1 | 75.58
07498343437 | UTPCH120ORY | Copper Patch Cord, Cat 5e, Orange UTP Ca | Copper Patch Cord, Cat 5e, Orange UTP Cable, 120 Ft | PC | 1 | 10 | 1 | 1 | 75.58
07498343439 | UTPCH120RDY | Copper Patch Cord, Cat 5e, Red UTP Cable | Copper Patch Cord, Cat 5e, Red UTP Cable, 120 Ft | PC | 1 | 10 | 1 | 1 | 75.58
07498343440 | UTPCH120VLY | Copper Patch Cord, Cat 5e, Violet UTP Ca | Copper Patch Cord, Cat 5e, Violet UTP Cable, 120 Ft | PC | 1 | 10 | 1 | 1 | 75.58
07498342959 | UTPCH120Y | Copper Patch Cord, Cat 5e, Off White UTP | Copper Patch Cord, Cat 5e, Off White UTP Cable, 120 Ft | PC | 1 | 10 | 1 | 1 | 75.58
07498343441 | UTPCH120YLY | Copper Patch Cord, Cat 5e, Yellow UTP Ca | Copper Patch Cord, Cat 5e, Yellow UTP Cable, 120 Ft | PC | 1 | 10 | 1 | 1 | 75.58
07498343442 | UTPCH125BLY | Copper Patch Cord, Cat 5e, Black UTP Cab | Copper Patch Cord, Cat 5e, Black UTP Cable, 125 Ft | PC | 1 | 10 | 1 | 1 | 78.48
07498343443 | UTPCH125BUY | Copper Patch Cord, Cat 5e, Blue UTP Cabl | Copper Patch Cord, Cat 5e, Blue UTP Cable, 125 Ft | PC | 1 | 10 | 1 | 1 | 78.48
07498343445 | UTPCH125GRY | Copper Patch Cord, Cat 5e, Green UTP Cab | Copper Patch Cord, Cat 5e, Green UTP Cable, 125 Ft | PC | 1 | 10 | 1 | 1 | 78.48
07498343446 | UTPCH125GYY | Copper Patch Cord, Cat 5e, Gray UTP Cabl | Copper Patch Cord, Cat 5e, Gray UTP Cable, 125 Ft | PC | 1 | 10 | 1 | 1 | 78.48
07498343447 | UTPCH125ORY | Copper Patch Cord, Cat 5e, Orange UTP Ca | Copper Patch Cord, Cat 5e, Orange UTP Cable, 125 Ft | PC | 1 | 10 | 1 | 1 | 78.48
07498343448 | UTPCH125RDY | Copper Patch Cord, Cat 5e, Red UTP Cable | Copper Patch Cord, Cat 5e, Red UTP Cable, 125 Ft | PC | 1 | 10 | 1 | 1 | 78.48
07498343449 | UTPCH125VLY | Copper Patch Cord, Cat 5e, Violet UTP Ca | Copper Patch Cord, Cat 5e, Violet UTP Cable, 125 Ft | PC | 1 | 10 | 1 | 1 | 78.48
07498342972 | UTPCH125Y | Copper Patch Cord, Cat 5e, Off White UTP | Copper Patch Cord, Cat 5e, Off White UTP Cable, 125 Ft | PC | 1 | 10 | 1 | 1 | 78.48
07498343450 | UTPCH125YLY | Copper Patch Cord, Cat 5e, Yellow UTP Ca | Copper Patch Cord, Cat 5e, Yellow UTP Cable, 125 Ft | PC | 1 | 10 | 1 | 1 | 78.48
07498306252 | UTPCH12BLY | Cu,PC,Cat5e,UTP,Cbl,BL,12ft,EA | Category 5e, UTP patch cord with Pan-Plug™ Modular Plugs on each end. Black, 12 ft. | PC | 1 | 10 | 1 | 1 | 13.06
07498306253 | UTPCH12BUY | Cu,PC,Cat5e,UTP,Cbl,BU,12ft,EA | Category 5e, UTP patch cord with Pan-Plug™ Modular Plugs on each end. Blue, 12 ft. | PC | 1 | 10 | 1 | 1 | 13.06
07498306254 | UTPCH12GRY | Cu,PC,Cat5e,UTP,Cbl,GR,12ft,EA | Category 5e, UTP patch cord with Pan-Plug™ Modular Plugs on each end. Green, 12 ft. | PC | 1 | 10 | 1 | 1 | 13.06
07498306255 | UTPCH12GYY | Copper Patch Cord, Category 5e, Gray UTP | Category 5e Patch Cord | PC | 1 | 10 | 1 | 1 | 13.06
07498361809 | UTPCH12MBLY | Copper Patch Cord, Category 5e, Black UT | Category 5e, UTP patch cord with Pan-Plug™ Modular Plugs on each end. | PC | 1 | 10 | 1 | 1 | 28.9
07498361810 | UTPCH12MBUY | Copper Patch Cord, Category 5e, Blue UTP | Category 5e, UTP patch cord with Pan-Plug™ Modular Plugs on each end. | PC | 1 | 10 | 1 | 1 | 28.9
07498361811 | UTPCH12MGRY | Copper Patch Cord, Category 5e, Green UT | Category 5e, UTP patch cord with Pan-Plug™ Modular Plugs on each end. | PC | 1 | 10 | 1 | 1 | 28.9
07498361813 | UTPCH12MGYY | Copper Patch Cord, Category 5e, Gray UTP | Category 5e, UTP patch cord with Pan-Plug™ Modular Plugs on each end. | PC | 1 | 10 | 1 | 1 | 28.9
07498361812 | UTPCH12MORY | Copper Patch Cord, Category 5e, Orange U | Category 5e, UTP patch cord with Pan-Plug™ Modular Plugs on each end. | PC | 1 | 10 | 1 | 1 | 28.9
07498361814 | UTPCH12MRDY | Copper Patch Cord, Category 5e, Red UTP | Category 5e, UTP patch cord with Pan-Plug™ Modular Plugs on each end. | PC | 1 | 10 | 1 | 1 | 28.9
07498361815 | UTPCH12MVLY | Copper Patch Cord, Category 5e, Violet U | Category 5e, UTP patch cord with Pan-Plug™ Modular Plugs on each end. | PC | 1 | 10 | 1 | 1 | 28.9
07498361807 | UTPCH12MY | Copper Patch Cord, Category 5e, Off Whit | Category 5e, UTP patch cord with Pan-Plug™ Modular Plugs on each end. | PC | 1 | 10 | 1 | 1 | 28.9
07498361816 | UTPCH12MYLY | Copper Patch Cord, Category 5e, Yellow U | Category 5e, UTP patch cord with Pan-Plug™ Modular Plugs on each end. | PC | 1 | 10 | 1 | 1 | 28.9
07498306256 | UTPCH12ORY | Cu,PC,Cat5e,UTP,Cbl,OR,12ft,EA | Category 5e, UTP patch cord with Pan-Plug™ Modular Plugs on each end. Orange, 12 ft. | PC | 1 | 10 | 1 | 1 | 13.06
07498306257 | UTPCH12RDY | Cu,PC,Cat5e,UTP,Cbl,RD,12ft,EA | Category 5e, UTP patch cord with Pan-Plug™ Modular Plugs on each end. Red, 12 ft. | PC | 1 | 10 | 1 | 1 | 13.06
07498306258 | UTPCH12VLY | Cu,PC,Cat5e,UTP,Cbl,VL,12ft,EA | Category 5e, UTP patch cord with Pan-Plug™ Modular Plugs on each end. Violet, 12 ft. | PC | 1 | 10 | 1 | 1 | 13.06
07498306251 | UTPCH12Y | Cu,PC,Cat5e,UTP,Cbl,IW,12ft,EA | Category 5e, UTP patch cord with Pan-Plug™ Modular Plugs on each end. Off White, 12 ft. | PC | 1 | 10 | 1 | 1 | 13.06
07498306259 | UTPCH12YLY | Cu,PC,Cat5e,UTP,Cbl,YL,12ft,EA | Category 5e, UTP patch cord with Pan-Plug™ Modular Plugs on each end. Yellow, 12 ft. | PC | 1 | 10 | 1 | 1 | 13.06
07498343451 | UTPCH130BLY | Copper Patch Cord, Cat 5e, Black UTP Cab | Copper Patch Cord, Cat 5e, Black UTP Cable, 130 Ft | PC | 1 | 10 | 1 | 1 | 81.34
07498343452 | UTPCH130BUY | Copper Patch Cord, Cat 5e, Blue UTP Cabl | Copper Patch Cord, Cat 5e, Blue UTP Cable, 130 Ft | PC | 1 | 10 | 1 | 1 | 81.34
07498343453 | UTPCH130GRY | Copper Patch Cord, Cat 5e, Green UTP Cab | Copper Patch Cord, Cat 5e, Green UTP Cable, 130 Ft | PC | 1 | 10 | 1 | 1 | 81.34
07498343454 | UTPCH130GYY | Copper Patch Cord, Cat 5e, Gray UTP Cabl | Copper Patch Cord, Cat 5e, Gray UTP Cable, 130 Ft | PC | 1 | 10 | 1 | 1 | 81.34
07498343455 | UTPCH130ORY | Copper Patch Cord, Cat 5e, Orange UTP Ca | Copper Patch Cord, Cat 5e, Orange UTP Cable, 130 Ft | PC | 1 | 10 | 1 | 1 | 81.34
07498343456 | UTPCH130RDY | Copper Patch Cord, Cat 5e, Red UTP Cable | Copper Patch Cord, Cat 5e, Red UTP Cable, 130 Ft | PC | 1 | 10 | 1 | 1 | 81.34
07498343457 | UTPCH130VLY | Copper Patch Cord, Cat 5e, Violet UTP Ca | Copper Patch Cord, Cat 5e, Violet UTP Cable, 130 Ft | PC | 1 | 10 | 1 | 1 | 81.34
07498343032 | UTPCH130Y | Copper Patch Cord, Cat 5e, Off White UTP | Copper Patch Cord, Cat 5e, Off White UTP Cable, 130 Ft | PC | 1 | 10 | 1 | 1 | 81.34
07498343458 | UTPCH130YLY | Copper Patch Cord, Cat 5e, Yellow UTP Ca | Copper Patch Cord, Cat 5e, Yellow UTP Cable, 130 Ft | PC | 1 | 10 | 1 | 1 | 81.34
07498343459 | UTPCH135BLY | Copper Patch Cord, Cat 5e, Black UTP Cab | Copper Patch Cord, Cat 5e, Black UTP Cable, 135 Ft | PC | 1 | 10 | 1 | 1 | 84.6
07498343460 | UTPCH135BUY | Copper Patch Cord, Cat 5e, Blue UTP Cabl | Copper Patch Cord, Cat 5e, Blue UTP Cable, 135 Ft | PC | 1 | 10 | 1 | 1 | 84.6
07498343461 | UTPCH135GRY | Copper Patch Cord, Cat 5e, Green UTP Cab | Copper Patch Cord, Cat 5e, Green UTP Cable, 135 Ft | PC | 1 | 10 | 1 | 1 | 84.6
07498343462 | UTPCH135GYY | Copper Patch Cord, Cat 5e, Gray UTP Cabl | Copper Patch Cord, Cat 5e, Gray UTP Cable, 135 Ft | PC | 1 | 10 | 1 | 1 | 84.6
07498343463 | UTPCH135ORY | Copper Patch Cord, Cat 5e, Orange UTP Ca | Copper Patch Cord, Cat 5e, Orange UTP Cable, 135 Ft | PC | 1 | 10 | 1 | 1 | 84.6
07498343464 | UTPCH135RDY | Copper Patch Cord, Cat 5e, Red UTP Cable | Copper Patch Cord, Cat 5e, Red UTP Cable, 135 Ft | PC | 1 | 10 | 1 | 1 | 84.6
07498343465 | UTPCH135VLY | Copper Patch Cord, Cat 5e, Violet UTP Ca | Copper Patch Cord, Cat 5e, Violet UTP Cable, 135 Ft | PC | 1 | 10 | 1 | 1 | 84.6
07498343034 | UTPCH135Y | Copper Patch Cord, Cat 5e, Off White UTP | Copper Patch Cord, Cat 5e, Off White UTP Cable, 135 Ft | PC | 1 | 10 | 1 | 1 | 84.6
07498343466 | UTPCH135YLY | Copper Patch Cord, Cat 5e, Yellow UTP Ca | Copper Patch Cord, Cat 5e, Yellow UTP Cable, 135 Ft | PC | 1 | 10 | 1 | 1 | 84.6
07498317692 | UTPCH13BLY | Cu,PC,Cat5e,UTP,Cbl,BL,13ft,EA | Category 5e, UTP patch cord with Pan-Plug™ Modular Plugs on each end. Black, 13 ft. | PC | 1 | 10 | 1 | 1 | 13.64
07498317707 | UTPCH13BUY | Cu,PC,Cat5e,UTP,Cbl,BU,13ft,EA | Category 5e, UTP patch cord with Pan-Plug™ Modular Plugs on each end. Blue, 13 ft. | PC | 1 | 10 | 1 | 1 | 13.64
07498317722 | UTPCH13GRY | Cu,PC,Cat5e,UTP,Cbl,GR,13ft,EA | Category 5e, UTP patch cord with Pan-Plug™ Modular Plugs on each end. Green, 13 ft. | PC | 1 | 10 | 1 | 1 | 13.64
07498361818 | UTPCH13MBLY | Copper Patch Cord, Category 5e, Black UT | Category 5e, UTP patch cord with Pan-Plug™ Modular Plugs on each end. | PC | 1 | 10 | 1 | 1 | 30.82
07498361819 | UTPCH13MBUY | Copper Patch Cord, Category 5e, Blue UTP | Category 5e, UTP patch cord with Pan-Plug™ Modular Plugs on each end. | PC | 1 | 10 | 1 | 1 | 30.82
07498361821 | UTPCH13MGRY | Copper Patch Cord, Category 5e, Green UT | Category 5e, UTP patch cord with Pan-Plug™ Modular Plugs on each end. | PC | 1 | 10 | 1 | 1 | 30.82
07498361820 | UTPCH13MGYY | Copper Patch Cord, Category 5e, Gray UTP | Category 5e, UTP patch cord with Pan-Plug™ Modular Plugs on each end. | PC | 1 | 10 | 1 | 1 | 30.82
07498361822 | UTPCH13MORY | Copper Patch Cord, Category 5e, Orange U | Category 5e, UTP patch cord with Pan-Plug™ Modular Plugs on each end. | PC | 1 | 10 | 1 | 1 | 30.82
07498361823 | UTPCH13MRDY | Copper Patch Cord, Category 5e, Red UTP | Category 5e, UTP patch cord with Pan-Plug™ Modular Plugs on each end. | PC | 1 | 10 | 1 | 1 | 30.82
07498361824 | UTPCH13MVLY | Copper Patch Cord, Category 5e, Violet U | Category 5e, UTP patch cord with Pan-Plug™ Modular Plugs on each end. | PC | 1 | 10 | 1 | 1 | 30.82
07498361808 | UTPCH13MY | Copper Patch Cord, Category 5e, Off Whit | Category 5e, UTP patch cord with Pan-Plug™ Modular Plugs on each end. | PC | 1 | 10 | 1 | 1 | 30.82
07498361825 | UTPCH13MYLY | Copper Patch Cord, Category 5e, Yellow U | Category 5e, UTP patch cord with Pan-Plug™ Modular Plugs on each end. | PC | 1 | 10 | 1 | 1 | 30.82
07498317767 | UTPCH13ORY | Cu,PC,Cat5e,UTP,Cbl,OR,13ft,EA | Category 5e, UTP patch cord with Pan-Plug™ Modular Plugs on each end. Orange, 13 ft. | PC | 1 | 10 | 1 | 1 | 13.64
07498317753 | UTPCH13RDY | Cu,PC,Cat5e,UTP,Cbl,RD,13ft,EA | Category 5e, UTP patch cord with Pan-Plug™ Modular Plugs on each end. Red, 13 ft. | PC | 1 | 10 | 1 | 1 | 13.64
07498317790 | UTPCH13VLY | Cu,PC,Cat5e,UTP,Cbl,VL,13ft,EA | Category 5e, UTP patch cord with Pan-Plug™ Modular Plugs on each end. Violet, 13 ft. | PC | 1 | 10 | 1 | 1 | 13.64
07498317677 | UTPCH13Y | Cu,PC,Cat5e,UTP,Cbl,IW,13ft,EA | Category 5e, UTP patch cord with Pan-Plug™ Modular Plugs on each end. Off White, 13 ft. | PC | 1 | 10 | 1 | 1 | 13.64
07498317737 | UTPCH13YLY | Cu,PC,Cat5e,UTP,Cbl,YL,13ft,EA | Category 5e, UTP patch cord with Pan-Plug™ Modular Plugs on each end. Yellow, 13 ft. | PC | 1 | 10 | 1 | 1 | 13.64
07498343467 | UTPCH140BLY | Copper Patch Cord, Cat 5e, Black UTP Cab | Copper Patch Cord, Cat 5e, Black UTP Cable, 140 Ft | PC | 1 | 10 | 1 | 1 | 87.48
07498343468 | UTPCH140BUY | Copper Patch Cord, Cat 5e, Blue UTP Cabl | Copper Patch Cord, Cat 5e, Blue UTP Cable, 140 Ft | PC | 1 | 10 | 1 | 1 | 87.48
07498343469 | UTPCH140GRY | Copper Patch Cord, Cat 5e, Green UTP Cab | Copper Patch Cord, Cat 5e, Green UTP Cable, 140 Ft | PC | 1 | 10 | 1 | 1 | 87.48
07498343470 | UTPCH140GYY | Copper Patch Cord, Cat 5e, Gray UTP Cabl | Copper Patch Cord, Cat 5e, Gray UTP Cable, 140 Ft | PC | 1 | 10 | 1 | 1 | 87.48
07498343471 | UTPCH140ORY | Copper Patch Cord, Cat 5e, Orange UTP Ca | Copper Patch Cord, Cat 5e, Orange UTP Cable, 140 Ft | PC | 1 | 10 | 1 | 1 | 87.48
07498343472 | UTPCH140RDY | Copper Patch Cord, Cat 5e, Red UTP Cable | Copper Patch Cord, Cat 5e, Red UTP Cable, 140 Ft | PC | 1 | 10 | 1 | 1 | 87.48
07498343473 | UTPCH140VLY | Copper Patch Cord, Cat 5e, Violet UTP Ca | Copper Patch Cord, Cat 5e, Violet UTP Cable, 140 Ft | PC | 1 | 10 | 1 | 1 | 87.48
07498343036 | UTPCH140Y | Copper Patch Cord, Cat 5e, Off White UTP | Copper Patch Cord, Cat 5e, Off White UTP Cable, 140 Ft | PC | 1 | 10 | 1 | 1 | 87.48
07498343474 | UTPCH140YLY | Copper Patch Cord, Cat 5e, Yellow UTP Ca | Copper Patch Cord, Cat 5e, Yellow UTP Cable, 140 Ft | PC | 1 | 10 | 1 | 1 | 87.48
07498343475 | UTPCH145BLY | Copper Patch Cord, Cat 5e, Black UTP Cab | Copper Patch Cord, Cat 5e, Black UTP Cable, 145 Ft | PC | 1 | 10 | 1 | 1 | 90.4
07498343476 | UTPCH145BUY | Copper Patch Cord, Cat 5e, Blue UTP Cabl | Copper Patch Cord, Cat 5e, Blue UTP Cable, 145 Ft | PC | 1 | 10 | 1 | 1 | 90.4
07498343477 | UTPCH145GRY | Copper Patch Cord, Cat 5e, Green UTP Cab | Copper Patch Cord, Cat 5e, Green UTP Cable, 145 Ft | PC | 1 | 10 | 1 | 1 | 90.4
07498343478 | UTPCH145GYY | Copper Patch Cord, Cat 5e, Gray UTP Cabl | Copper Patch Cord, Cat 5e, Gray UTP Cable, 145 Ft | PC | 1 | 10 | 1 | 1 | 90.4
07498343479 | UTPCH145ORY | Copper Patch Cord, Cat 5e, Orange UTP Ca | Copper Patch Cord, Cat 5e, Orange UTP Cable, 145 Ft | PC | 1 | 10 | 1 | 1 | 90.4
07498343480 | UTPCH145RDY | Copper Patch Cord, Cat 5e, Red UTP Cable | Copper Patch Cord, Cat 5e, Red UTP Cable, 145 Ft | PC | 1 | 10 | 1 | 1 | 90.4
07498343481 | UTPCH145VLY | Copper Patch Cord, Cat 5e, Violet UTP Ca | Copper Patch Cord, Cat 5e, Violet UTP Cable, 145 Ft | PC | 1 | 10 | 1 | 1 | 90.4
07498343037 | UTPCH145Y | Copper Patch Cord, Cat 5e, Off White UTP | Copper Patch Cord, Cat 5e, Off White UTP Cable, 145 Ft | PC | 1 | 10 | 1 | 1 | 90.4
07498343482 | UTPCH145YLY | Copper Patch Cord, Cat 5e, Yellow UTP Ca | Copper Patch Cord, Cat 5e, Yellow UTP Cable, 145 Ft | PC | 1 | 10 | 1 | 1 | 90.4
07498306261 | UTPCH14BLY | Cu,PC,Cat5e,UTP,Cbl,BL,14ft,EA | Category 5e, UTP patch cord with Pan-Plug™ Modular Plugs on each end. Black, 14 ft. | PC | 1 | 10 | 1 | 1 | 14.2
07498328354 | UTPCH14BLY-Q | Cu,PC,Cat5e,UTP,Cbl,BL,14ft,PK25 | Category 5e, UTP patch cord with Pan-Plug™ Modular Plugs on each end. Black, 14 ft. 25pc. | PC | 1 | 25 | 25 | 1 | 14.2
07498306262 | UTPCH14BUY | Cu Patch Cord,Cat5e,BU UTP Cable,14ft | Category 5e, UTP patch cord with Pan-Plug™ Modular Plugs on each end. Blue, 14 ft. | PC | 1 | 10 | 1 | 1 | 14.2
07498328353 | UTPCH14BUY-Q | Cu,PC,Cat5e,UTP,Cbl,BU,14ft,PK25 | Category 5e, UTP patch cord with Pan-Plug™ Modular Plugs on each end. Blue, 14 ft. 25pc. | PC | 1 | 25 | 25 | 1 | 14.2
07498306263 | UTPCH14GRY | Cu Patch Cord,Cat5e,GR UTP Cable,14ft | Category 5e, UTP patch cord with Pan-Plug™ Modular Plugs on each end. Green, 14 ft. | PC | 1 | 10 | 1 | 1 | 14.2
07498328355 | UTPCH14GRY-Q | Cu,PC,Cat5e,UTP,Cbl,GR,14ft,PK25 | Category 5e, UTP patch cord with Pan-Plug™ Modular Plugs on each end. Green, 14 ft. 25pc. | PC | 1 | 25 | 25 | 1 | 14.2
07498306264 | UTPCH14GYY | Copper Patch Cord, Category 5e, Gray UTP | Category 5e Patch Cord | PC | 1 | 10 | 1 | 1 | 14.2
07498361826 | UTPCH14MBLY | Copper Patch Cord, Category 5e, Black UT | Category 5e, UTP patch cord with Pan-Plug™ Modular Plugs on each end. | PC | 1 | 10 | 1 | 1 | 32.74
07498361827 | UTPCH14MBUY | Copper Patch Cord, Category 5e, Blue UTP | Category 5e, UTP patch cord with Pan-Plug™ Modular Plugs on each end. | PC | 1 | 10 | 1 | 1 | 32.74
07498361829 | UTPCH14MGRY | Copper Patch Cord, Category 5e, Green UT | Category 5e, UTP patch cord with Pan-Plug™ Modular Plugs on each end. | PC | 1 | 10 | 1 | 1 | 32.74
07498361828 | UTPCH14MGYY | Copper Patch Cord, Category 5e, Gray UTP | Category 5e, UTP patch cord with Pan-Plug™ Modular Plugs on each end. | PC | 1 | 10 | 1 | 1 | 32.74
07498361830 | UTPCH14MORY | Copper Patch Cord, Category 5e, Orange U | Category 5e, UTP patch cord with Pan-Plug™ Modular Plugs on each end. | PC | 1 | 10 | 1 | 1 | 32.74
07498361831 | UTPCH14MRDY | Copper Patch Cord, Category 5e, Red UTP | Category 5e, UTP patch cord with Pan-Plug™ Modular Plugs on each end. | PC | 1 | 10 | 1 | 1 | 32.74
07498361832 | UTPCH14MVLY | Copper Patch Cord, Category 5e, Violet U | Category 5e, UTP patch cord with Pan-Plug™ Modular Plugs on each end. | PC | 1 | 10 | 1 | 1 | 32.74
07498361817 | UTPCH14MY | Copper Patch Cord, Category 5e, Off Whit | Category 5e, UTP patch cord with Pan-Plug™ Modular Plugs on each end. | PC | 1 | 10 | 1 | 1 | 32.74
07498361833 | UTPCH14MYLY | Copper Patch Cord, Category 5e, Yellow U | Category 5e, UTP patch cord with Pan-Plug™ Modular Plugs on each end. | PC | 1 | 10 | 1 | 1 | 32.74
07498306265 | UTPCH14ORY | Cu,PC,Cat5e,UTP,Cbl,OR,14ft,EA | Category 5e, UTP patch cord with Pan-Plug™ Modular Plugs on each end. Orange, 14 ft. | PC | 1 | 10 | 1 | 1 | 14.2
07498306266 | UTPCH14RDY | Cu Patch Cord,Cat5e,RD UTP Cable,14ft | Category 5e, UTP patch cord with Pan-Plug™ Modular Plugs on each end. Red, 14 ft. | PC | 1 | 10 | 1 | 1 | 14.2
07498328356 | UTPCH14RDY-Q | Cu,PC,Cat5e,UTP,Cbl,RD,14ft,PK25 | Category 5e, UTP patch cord with Pan-Plug™ Modular Plugs on each end. Red, 14 ft. 25pc. | PC | 1 | 25 | 25 | 1 | 14.2
07498306267 | UTPCH14VLY | Cu,PC,Cat5e,UTP,Cbl,VL,14ft,EA | Category 5e, UTP patch cord with Pan-Plug™ Modular Plugs on each end. Violet, 14 ft. | PC | 1 | 10 | 1 | 1 | 14.2
07498306260 | UTPCH14Y | Cu PatchCord,Cat5e,IW UTP Cbl,14ft | Category 5e, UTP patch cord with Pan-Plug™ Modular Plugs on each end. Off White, 14 ft. | PC | 1 | 10 | 1 | 1 | 14.2
07498328352 | UTPCH14Y-Q | Cu,PC,Cat5e,UTP,Cbl,IW,14ft,PK25 | Category 5e, UTP patch cord with Pan-Plug™ Modular Plugs on each end. Off White, 14 ft. 25pc. | PC | 1 | 25 | 25 | 1 | 14.2
07498306268 | UTPCH14YLY | Cu,PC,Cat5e,UTP,Cbl,YL,14ft,EA | Category 5e, UTP patch cord with Pan-Plug™ Modular Plugs on each end. Yellow, 14 ft. | PC | 1 | 10 | 1 | 1 | 14.2
07498328357 | UTPCH14YLY-Q | Cu,PC,Cat5e,UTP,Cbl,YL,14ft,PK25 | Category 5e, UTP patch cord with Pan-Plug™ Modular Plugs on each end. Yellow, 14 ft. 25pc. | PC | 1 | 25 | 25 | 1 | 14.2
07498343483 | UTPCH150BLY | Copper Patch Cord, Cat 5e, Black UTP Cab | Copper Patch Cord, Cat 5e, Black UTP Cable, 150 Ft | PC | 1 | 10 | 1 | 1 | 93.26
07498343484 | UTPCH150BUY | Copper Patch Cord, Cat 5e, Blue UTP Cabl | Copper Patch Cord, Cat 5e, Blue UTP Cable, 150 Ft | PC | 1 | 10 | 1 | 1 | 93.26
07498343485 | UTPCH150GRY | Copper Patch Cord, Cat 5e, Green UTP Cab | Copper Patch Cord, Cat 5e, Green UTP Cable, 150 Ft | PC | 1 | 10 | 1 | 1 | 93.26
07498343486 | UTPCH150GYY | Copper Patch Cord, Cat 5e, Gray UTP Cabl | Copper Patch Cord, Cat 5e, Gray UTP Cable, 150 Ft | PC | 1 | 10 | 1 | 1 | 93.26
07498343487 | UTPCH150ORY | Copper Patch Cord, Cat 5e, Orange UTP Ca | Copper Patch Cord, Cat 5e, Orange UTP Cable, 150 Ft | PC | 1 | 10 | 1 | 1 | 93.26
07498343488 | UTPCH150RDY | Copper Patch Cord, Cat 5e, Red UTP Cable | Copper Patch Cord, Cat 5e, Red UTP Cable, 150 Ft | PC | 1 | 10 | 1 | 1 | 93.26
07498343489 | UTPCH150VLY | Copper Patch Cord, Cat 5e, Violet UTP Ca | Copper Patch Cord, Cat 5e, Violet UTP Cable, 150 Ft | PC | 1 | 10 | 1 | 1 | 93.26
07498343038 | UTPCH150Y | Copper Patch Cord, Cat 5e, Off White UTP | Copper Patch Cord, Cat 5e, Off White UTP Cable, 150 Ft | PC | 1 | 10 | 1 | 1 | 93.26
07498343490 | UTPCH150YLY | Copper Patch Cord, Cat 5e, Yellow UTP Ca | Copper Patch Cord, Cat 5e, Yellow UTP Cable, 150 Ft | PC | 1 | 10 | 1 | 1 | 93.26
07498343491 | UTPCH155BLY | Copper Patch Cord, Cat 5e, Black UTP Cab | Copper Patch Cord, Cat 5e, Black UTP Cable, 155 Ft | PC | 1 | 10 | 1 | 1 | 96.16
07498343492 | UTPCH155BUY | Copper Patch Cord, Cat 5e, Blue UTP Cabl | Copper Patch Cord, Cat 5e, Blue UTP Cable, 155 Ft | PC | 1 | 10 | 1 | 1 | 96.16
07498343493 | UTPCH155GRY | Copper Patch Cord, Cat 5e, Green UTP Cab | Copper Patch Cord, Cat 5e, Green UTP Cable, 155 Ft | PC | 1 | 10 | 1 | 1 | 96.16
07498343494 | UTPCH155GYY | Copper Patch Cord, Cat 5e, Gray UTP Cabl | Copper Patch Cord, Cat 5e, Gray UTP Cable, 155 Ft | PC | 1 | 10 | 1 | 1 | 96.16
07498343495 | UTPCH155ORY | Copper Patch Cord, Cat 5e, Orange UTP Ca | Copper Patch Cord, Cat 5e, Orange UTP Cable, 155 Ft | PC | 1 | 10 | 1 | 1 | 96.16
07498343496 | UTPCH155RDY | Copper Patch Cord, Cat 5e, Red UTP Cable | Copper Patch Cord, Cat 5e, Red UTP Cable, 155 Ft | PC | 1 | 10 | 1 | 1 | 96.16
07498343497 | UTPCH155VLY | Copper Patch Cord, Cat 5e, Violet UTP Ca | Copper Patch Cord, Cat 5e, Violet UTP Cable, 155 Ft | PC | 1 | 10 | 1 | 1 | 96.16
07498343039 | UTPCH155Y | Copper Patch Cord, Cat 5e, Off White UTP | Copper Patch Cord, Cat 5e, Off White UTP Cable, 155 Ft | PC | 1 | 10 | 1 | 1 | 96.16
07498343498 | UTPCH155YLY | Copper Patch Cord, Cat 5e, Yellow UTP Ca | Copper Patch Cord, Cat 5e, Yellow UTP Cable, 155 Ft | PC | 1 | 10 | 1 | 1 | 96.16
07498317693 | UTPCH15BLY | Cu,PC,Cat5e,UTP,Cbl,BL,15ft,EA | The TX5e™ Cat 5e UTP Patch Cord is constructed of 24 AWG, unshielded, twisted pair, stranded, CM cable with Pan-Plug™ modular plugs on each end. The patented tangle free latch prevents snags and provides easy release saving time on frequent moves, adds, a | PC | 1 | 10 | 1 | 1 | 14.78
07498317708 | UTPCH15BUY | Cu,PC,Cat5e,UTP,Cbl,BU,15ft,EA | The TX5e™ Cat 5e UTP Patch Cord is constructed of 24 AWG, unshielded, twisted pair, stranded, CM cable with Pan-Plug™ modular plugs on each end. The patented tangle free latch prevents snags and provides easy release saving time on frequent moves, adds, a | PC | 1 | 10 | 1 | 1 | 14.78
07498317723 | UTPCH15GRY | Cu,PC,Cat5e,UTP,Cbl,GR,15ft,EA | The TX5e™ Cat 5e UTP Patch Cord is constructed of 24 AWG, unshielded, twisted pair, stranded, CM cable with Pan-Plug™ modular plugs on each end. The patented tangle free latch prevents snags and provides easy release saving time on frequent moves, adds, a | PC | 1 | 10 | 1 | 1 | 14.78
07498317703 | UTPCH15MBLY | Cu,PC,Cat5e,UTP,Cbl,BL,15M,EA | Category 5e, UTP patch cord with Pan-Plug™ Modular Plugs on each end. Black, 15 meters. | PC | 1 | 10 | 1 | 1 | 34.62
07498317718 | UTPCH15MBUY | Cu,PC,Cat5e,UTP,Cbl,BU,15M,EA | Category 5e, UTP patch cord with Pan-Plug™ Modular Plugs on each end. Blue, 15 meters. | PC | 1 | 10 | 1 | 1 | 34.62
07498317733 | UTPCH15MGRY | Cu,PC,Cat5e,UTP,Cbl,GR,15M,EA | Category 5e, UTP patch cord with Pan-Plug™ Modular Plugs on each end. Green, 15 meters. | PC | 1 | 10 | 1 | 1 | 34.62
07498332368 | UTPCH15MGYY | Copper Patch Cord, Category 5e, Gray UTP | Category 5e, UTP patch cord with Pan-Plug™ Modular Plugs on each end. | PC | 1 | 10 | 1 | 1 | 34.62
07498317787 | UTPCH15MORY | Cu,PC,Cat5e,UTP,Cbl,OR,15M,EA | Category 5e, UTP patch cord with Pan-Plug™ Modular Plugs on each end. Orange, 15 meters. | PC | 1 | 10 | 1 | 1 | 34.62
07498317764 | UTPCH15MRDY | Cu,PC,Cat5e,UTP,Cbl,RD,15M,EA | Category 5e, UTP patch cord with Pan-Plug™ Modular Plugs on each end. Red, 15 meters. | PC | 1 | 10 | 1 | 1 | 34.62
07498317810 | UTPCH15MVLY | Cu,PC,Cat5e,UTP,Cbl,VL,15M,EA | Category 5e, UTP patch cord with Pan-Plug™ Modular Plugs on each end. Violet, 15 meters. | PC | 1 | 10 | 1 | 1 | 34.62
07498317688 | UTPCH15MY | Cu,PC,Cat5e,UTP,Cbl,IW,15M,EA | Category 5e, UTP patch cord with Pan-Plug™ Modular Plugs on each end. Off White, 15 meters. | PC | 1 | 10 | 1 | 1 | 34.62
07498317749 | UTPCH15MYLY | Cu,PC,Cat5e,UTP,Cbl,YL,15M,EA | Category 5e, UTP patch cord with Pan-Plug™ Modular Plugs on each end. Yellow, 15 meters. | PC | 1 | 10 | 1 | 1 | 34.62
07498317768 | UTPCH15ORY | Cu,PC,Cat5e,UTP,Cbl,OR,15ft,EA | Category 5e, UTP patch cord with Pan-Plug™ Modular Plugs on each end. Orange, 15 ft. | PC | 1 | 10 | 1 | 1 | 14.78
07498317754 | UTPCH15RDY | Cu,PC,Cat5e,UTP,Cbl,RD,15ft,EA | The TX5e™ Cat 5e UTP Patch Cord is constructed of 24 AWG, unshielded, twisted pair, stranded, CM cable with Pan-Plug™ modular plugs on each end. The patented tangle free latch prevents snags and provides easy release saving time on frequent moves, adds, a | PC | 1 | 10 | 1 | 1 | 14.78
07498317791 | UTPCH15VLY | Cu,PC,Cat5e,UTP,Cbl,VL,15ft,EA | Category 5e, UTP patch cord with Pan-Plug™ Modular Plugs on each end. Violet, 15 ft. | PC | 1 | 10 | 1 | 1 | 14.78
07498317678 | UTPCH15Y | Cu,PC,Cat5e,UTP,Cbl,IW,15ft,EA | The TX5e™ Cat 5e UTP Patch Cord is constructed of 24 AWG, unshielded, twisted pair, stranded, CM cable with Pan-Plug™ modular plugs on each end. The patented tangle free latch prevents snags and provides easy release saving time on frequent moves, adds, a | PC | 1 | 10 | 1 | 1 | 14.78
07498317738 | UTPCH15YLY | Cu,PC,Cat5e,UTP,Cbl,YL,15ft,EA | The TX5e™ Cat 5e UTP Patch Cord is constructed of 24 AWG, unshielded, twisted pair, stranded, CM cable with Pan-Plug™ modular plugs on each end. The patented tangle free latch prevents snags and provides easy release saving time on frequent moves, adds, a | PC | 1 | 10 | 1 | 1 | 14.78
07498344168 | UTPCH160BLY | Copper Patch Cord, Cat 5e, Black UTP Cab | Copper Patch Cord, Cat 5e, Black UTP Cable, 160 Ft | PC | 1 | 5 | 1 | 1 | 99.02
07498344169 | UTPCH160BUY | Copper Patch Cord, Cat 5e, Blue UTP Cabl | Copper Patch Cord, Cat 5e, Blue UTP Cable, 160 Ft | PC | 1 | 5 | 1 | 1 | 99.02
07498344171 | UTPCH160GRY | Copper Patch Cord, Cat 5e, Green UTP Cab | Copper Patch Cord, Cat 5e, Green UTP Cable, 160 Ft | PC | 1 | 5 | 1 | 1 | 99.02
07498344170 | UTPCH160GYY | Copper Patch Cord, Cat 5e, Gray UTP Cabl | Copper Patch Cord, Cat 5e, Gray UTP Cable, 160 Ft | PC | 1 | 5 | 1 | 1 | 99.02
07498344172 | UTPCH160ORY | Copper Patch Cord, Cat 5e, Orange UTP Ca | Copper Patch Cord, Cat 5e, Orange UTP Cable, 160 Ft | PC | 1 | 5 | 1 | 1 | 99.02
07498344173 | UTPCH160RDY | Copper Patch Cord, Cat 5e, Red UTP Cable | Copper Patch Cord, Cat 5e, Red UTP Cable, 160 Ft | PC | 1 | 5 | 1 | 1 | 99.02
07498344175 | UTPCH160VLY | Copper Patch Cord, Cat 5e, Violet UTP Ca | Copper Patch Cord, Cat 5e, Violet UTP Cable, 160 Ft | PC | 1 | 5 | 1 | 1 | 99.02
07498342955 | UTPCH160Y | Copper Patch Cord, Cat 5e, Off White UTP | Copper Patch Cord, Cat 5e, Off White UTP Cable, 160 Ft | PC | 1 | 5 | 1 | 1 | 99.02
07498344174 | UTPCH160YLY | Copper Patch Cord, Cat 5e, Yellow UTP Ca | Copper Patch Cord, Cat 5e, Yellow UTP Cable, 160 Ft | PC | 1 | 5 | 1 | 1 | 99.02
07498343500 | UTPCH165BLY | Copper Patch Cord, Cat 5e, Black UTP Cab | Copper Patch Cord, Cat 5e, Black UTP Cable, 160 Ft | PC | 1 | 5 | 1 | 1 | 101.94
07498343501 | UTPCH165BUY | Copper Patch Cord, Cat 5e, Blue UTP Cabl | Copper Patch Cord, Cat 5e, Blue UTP Cable, 160 Feet | PC | 1 | 5 | 1 | 1 | 101.94
07498343502 | UTPCH165GRY | Copper Patch Cord, Cat 5e, Green UTP Cab | Copper Patch Cord, Cat 5e, Green UTP Cable, 160 Ft | PC | 1 | 5 | 1 | 1 | 101.94
07498343503 | UTPCH165GYY | Copper Patch Cord, Cat 5e, Gray UTP Cabl | Copper Patch Cord, Cat 5e, Gray UTP Cable, 160 Ft | PC | 1 | 5 | 1 | 1 | 101.94
07498343504 | UTPCH165ORY | Copper Patch Cord, Cat 5e, Orange UTP Ca | Copper Patch Cord, Cat 5e, Orange UTP Cable, 160 Ft | PC | 1 | 5 | 1 | 1 | 101.94
07498343505 | UTPCH165RDY | Copper Patch Cord, Cat 5e, Red UTP Cable | Copper Patch Cord, Cat 5e, Red UTP Cable, 160 Ft | PC | 1 | 5 | 1 | 1 | 101.94
07498343506 | UTPCH165VLY | Copper Patch Cord, Cat 5e, Violet UTP Ca | Copper Patch Cord, Cat 5e, Violet UTP Cable, 160 Ft | PC | 1 | 5 | 1 | 1 | 101.94
07498343070 | UTPCH165Y | Copper Patch Cord, Cat 5e, Off White UTP | Copper Patch Cord, Cat 5e, Off White UTP Cable, 165 Ft | PC | 1 | 5 | 1 | 1 | 101.94
07498343507 | UTPCH165YLY | Copper Patch Cord, Cat 5e, Yellow UTP Ca | Copper Patch Cord, Cat 5e, Yellow UTP Cable, 160 Ft | PC | 1 | 5 | 1 | 1 | 101.94
07498306276 | UTPCH16BLY | Cu,PC,Cat5e,UTP,Cbl,BL,16ft,EA | Category 5e, UTP patch cord with Pan-Plug™ Modular Plugs on each end. Black, 16 ft. | PC | 1 | 10 | 1 | 1 | 15.36
07498306277 | UTPCH16BUY | Cu,PC,Cat5e,UTP,Cbl,BU,16ft,EA | Category 5e, UTP patch cord with Pan-Plug™ Modular Plugs on each end. Blue, 16 ft. | PC | 1 | 10 | 1 | 1 | 15.36
07498306278 | UTPCH16GRY | Cu,PC,Cat5e,UTP,Cbl,GR,16ft,EA | Category 5e, UTP patch cord with Pan-Plug™ Modular Plugs on each end. Green, 16 ft. | PC | 1 | 10 | 1 | 1 | 15.36
07498306279 | UTPCH16GYY | Copper Patch Cord, Category 5e, Gray UTP | Category 5e Patch Cord | PC | 1 | 10 | 1 | 1 | 15.36
07498361836 | UTPCH16MBLY | Copper Patch Cord, Category 5e, Black UT | Category 5e, UTP patch cord with Pan-Plug™ Modular Plugs on each end. | PC | 1 | 10 | 1 | 1 | 36.52
07498361835 | UTPCH16MBUY | Copper Patch Cord, Category 5e, Blue UTP | Category 5e, UTP patch cord with Pan-Plug™ Modular Plugs on each end. | PC | 1 | 10 | 1 | 1 | 36.52
07498361853 | UTPCH16MGRY | Copper Patch Cord, Category 5e, Green UT | Category 5e, UTP patch cord with Pan-Plug™ Modular Plugs on each end. | PC | 1 | 10 | 1 | 1 | 36.52
07498361852 | UTPCH16MGYY | Copper Patch Cord, Category 5e, Gray UTP | Category 5e, UTP patch cord with Pan-Plug™ Modular Plugs on each end. | PC | 1 | 10 | 1 | 1 | 36.52
07498361854 | UTPCH16MORY | Copper Patch Cord, Category 5e, Orange U | Category 5e, UTP patch cord with Pan-Plug™ Modular Plugs on each end. | PC | 1 | 10 | 1 | 1 | 36.52
07498361855 | UTPCH16MRDY | Copper Patch Cord, Category 5e, Red UTP | Category 5e, UTP patch cord with Pan-Plug™ Modular Plugs on each end. | PC | 1 | 10 | 1 | 1 | 36.52
07498361850 | UTPCH16MVLY | Copper Patch Cord, Category 5e, Violet U | Category 5e, UTP patch cord with Pan-Plug™ Modular Plugs on each end. | PC | 1 | 10 | 1 | 1 | 36.52
07498361834 | UTPCH16MY | Copper Patch Cord, Category 5e, Off Whit | Category 5e, UTP patch cord with Pan-Plug™ Modular Plugs on each end. | PC | 1 | 10 | 1 | 1 | 36.52
07498361851 | UTPCH16MYLY | Copper Patch Cord, Category 5e, Yellow U | Category 5e, UTP patch cord with Pan-Plug™ Modular Plugs on each end. | PC | 1 | 10 | 1 | 1 | 36.52
07498306280 | UTPCH16ORY | Cu,PC,Cat5e,UTP,Cbl,OR,16ft,EA | Category 5e, UTP patch cord with Pan-Plug™ Modular Plugs on each end. Orange, 16 ft. | PC | 1 | 10 | 1 | 1 | 15.36
07498306281 | UTPCH16RDY | Cu,PC,Cat5e,UTP,Cbl,RD,16ft,EA | Category 5e, UTP patch cord with Pan-Plug™ Modular Plugs on each end. Red, 16 ft. | PC | 1 | 10 | 1 | 1 | 15.36
07498306282 | UTPCH16VLY | Cu,PC,Cat5e,UTP,Cbl,VL,16ft,EA | Category 5e, UTP patch cord with Pan-Plug™ Modular Plugs on each end. Violet, 16 ft. | PC | 1 | 10 | 1 | 1 | 15.36
07498306275 | UTPCH16Y | Cu,PC,Cat5e,UTP,Cbl,IW,16ft,EA | Category 5e, UTP patch cord with Pan-Plug™ Modular Plugs on each end. Off White, 16 ft. | PC | 1 | 10 | 1 | 1 | 15.36
07498306283 | UTPCH16YLY | Cu,PC,Cat5e,UTP,Cbl,YL,16ft,EA | Category 5e, UTP patch cord with Pan-Plug™ Modular Plugs on each end. Yellow, 16 ft. | PC | 1 | 10 | 1 | 1 | 15.36
07498343508 | UTPCH170BLY | Copper Patch Cord, Cat 5e, Black UTP Cab | Copper Patch Cord, Cat 5e, Black UTP Cable, 170 Ft | PC | 1 | 5 | 1 | 1 | 104.86
07498343611 | UTPCH170BUY | Copper Patch Cord, Cat 5e, Blue UTP Cabl | Copper Patch Cord, Cat 5e, Blue UTP Cable, 170 Ft | PC | 1 | 5 | 1 | 1 | 104.86
07498343614 | UTPCH170GRY | Copper Patch Cord, Cat 5e, Green UTP Cab | Copper Patch Cord, Cat 5e, Green UTP Cable, 170 Ft | PC | 1 | 5 | 1 | 1 | 104.86
07498343616 | UTPCH170GYY | Copper Patch Cord, Cat 5e, Gray UTP Cabl | Copper Patch Cord, Cat 5e, Gray UTP Cable, 170 Ft | PC | 1 | 5 | 1 | 1 | 104.86
07498343617 | UTPCH170ORY | Copper Patch Cord, Cat 5e, Orange UTP Ca | Copper Patch Cord, Cat 5e, Orange UTP Cable, 170 Ft | PC | 1 | 5 | 1 | 1 | 104.86
07498343653 | UTPCH170RDY | Copper Patch Cord, Cat 5e, Red UTP Cable | Copper Patch Cord, Cat 5e, Red UTP Cable, 170 Ft | PC | 1 | 5 | 1 | 1 | 104.86
07498343655 | UTPCH170VLY | Copper Patch Cord, Cat 5e, Violet UTP Ca | Copper Patch Cord, Cat 5e, Violet UTP Cable, 170 Ft | PC | 1 | 5 | 1 | 1 | 104.86
07498343201 | UTPCH170Y | Copper Patch Cord, Cat 5e, Off White UTP | Copper Patch Cord, Cat 5e, Off White UTP Cable, 170 Ft | PC | 1 | 5 | 1 | 1 | 104.86
07498343656 | UTPCH170YLY | Copper Patch Cord, Cat 5e, Yellow UTP Ca | Copper Patch Cord, Cat 5e, Yellow UTP Cable, 170 Ft | PC | 1 | 5 | 1 | 1 | 104.86
07498343658 | UTPCH175BLY | Copper Patch Cord, Cat 5e, Black UTP Cab | Copper Patch Cord, Cat 5e, Black UTP Cable, 175 Ft | PC | 1 | 5 | 1 | 1 | 107.76
07498343659 | UTPCH175BUY | Copper Patch Cord, Cat 5e, Blue UTP Cabl | Copper Patch Cord, Cat 5e, Blue UTP Cable, 175 Ft | PC | 1 | 5 | 1 | 1 | 107.76
07498343661 | UTPCH175GRY | Copper Patch Cord, Cat 5e, Green UTP Cab | Copper Patch Cord, Cat 5e, Green UTP Cable, 175 Ft | PC | 1 | 5 | 1 | 1 | 107.76
07498343662 | UTPCH175GYY | Copper Patch Cord, Cat 5e, Gray UTP Cabl | Copper Patch Cord, Cat 5e, Gray UTP Cable, 175 Ft | PC | 1 | 5 | 1 | 1 | 107.76
07498343664 | UTPCH175ORY | Copper Patch Cord, Cat 5e, Orange UTP Ca | Copper Patch Cord, Cat 5e, Orange UTP Cable, 175 Ft | PC | 1 | 5 | 1 | 1 | 107.76
07498343665 | UTPCH175RDY | Copper Patch Cord, Cat 5e, Red UTP Cable | Copper Patch Cord, Cat 5e, Red UTP Cable, 175 Ft | PC | 1 | 5 | 1 | 1 | 107.76
07498343832 | UTPCH175VLY | Copper Patch Cord, Cat 5e, Violet UTP Ca | Copper Patch Cord, Cat 5e, Violet UTP Cable, 175 Ft | PC | 1 | 5 | 1 | 1 | 107.76
07498343223 | UTPCH175Y | Copper Patch Cord, Cat 5e, Off White UTP | Copper Patch Cord, Cat 5e, Off White UTP Cable, 175 Ft | PC | 1 | 5 | 1 | 1 | 107.76
07498343835 | UTPCH175YLY | Copper Patch Cord, Cat 5e, Yellow UTP Ca | Copper Patch Cord, Cat 5e, Yellow UTP Cable, 175 Ft | PC | 1 | 5 | 1 | 1 | 107.76
07498317694 | UTPCH17BLY | Cu,PC,Cat5e,UTP,Cbl,BL,17ft,EA | Category 5e, UTP patch cord with Pan-Plug™ Modular Plugs on each end. Black, 17 ft. | PC | 1 | 10 | 1 | 1 | 15.96
07498317709 | UTPCH17BUY | Cu,PC,Cat5e,UTP,Cbl,BU,17ft,EA | Category 5e, UTP patch cord with Pan-Plug™ Modular Plugs on each end. Blue, 17 ft. | PC | 1 | 10 | 1 | 1 | 15.96
07498317724 | UTPCH17GRY | Cu,PC,Cat5e,UTP,Cbl,GR,17ft,EA | Category 5e, UTP patch cord with Pan-Plug™ Modular Plugs on each end. Green, 17 ft. | PC | 1 | 10 | 1 | 1 | 15.96
07498361859 | UTPCH17MBLY | Copper Patch Cord, Category 5e, Black UT | Category 5e, UTP patch cord with Pan-Plug™ Modular Plugs on each end. | PC | 1 | 10 | 1 | 1 | 38.42
07498361858 | UTPCH17MBUY | Copper Patch Cord, Category 5e, Blue UTP | Category 5e, UTP patch cord with Pan-Plug™ Modular Plugs on each end. | PC | 1 | 10 | 1 | 1 | 38.42
07498361863 | UTPCH17MGRY | Copper Patch Cord, Category 5e, Gray UTP | Category 5e, UTP patch cord with Pan-Plug™ Modular Plugs on each end. | PC | 1 | 10 | 1 | 1 | 38.42
07498361862 | UTPCH17MGYY | Copper Patch Cord, Category 5e, Gray UTP | Category 5e, UTP patch cord with Pan-Plug™ Modular Plugs on each end. | PC | 1 | 10 | 1 | 1 | 38.42
07498361864 | UTPCH17MORY | Copper Patch Cord, Category 5e, Orange U | Category 5e, UTP patch cord with Pan-Plug™ Modular Plugs on each end. | PC | 1 | 10 | 1 | 1 | 38.42
07498361865 | UTPCH17MRDY | Copper Patch Cord, Category 5e, Red UTP | Category 5e, UTP patch cord with Pan-Plug™ Modular Plugs on each end. | PC | 1 | 10 | 1 | 1 | 38.42
07498361860 | UTPCH17MVLY | Copper Patch Cord, Category 5e, Violet U | Category 5e, UTP patch cord with Pan-Plug™ Modular Plugs on each end. | PC | 1 | 10 | 1 | 1 | 38.42
07498361856 | UTPCH17MY | Copper Patch Cord, Category 5e, Off Whit | Category 5e, UTP patch cord with Pan-Plug™ Modular Plugs on each end. | PC | 1 | 10 | 1 | 1 | 38.42
07498361861 | UTPCH17MYLY | Copper Patch Cord, Category 5e, Yellow U | Category 5e, UTP patch cord with Pan-Plug™ Modular Plugs on each end. | PC | 1 | 10 | 1 | 1 | 38.42
07498317769 | UTPCH17ORY | Cu,PC,Cat5e,UTP,Cbl,OR,17ft,EA | Category 5e, UTP patch cord with Pan-Plug™ Modular Plugs on each end. Orange, 17 ft. | PC | 1 | 10 | 1 | 1 | 15.96
07498317755 | UTPCH17RDY | Cu,PC,Cat5e,UTP,Cbl,RD,17ft,EA | Category 5e, UTP patch cord with Pan-Plug™ Modular Plugs on each end. Red, 17 ft. | PC | 1 | 10 | 1 | 1 | 15.96
07498317792 | UTPCH17VLY | Cu,PC,Cat5e,UTP,Cbl,VL,17ft,EA | Category 5e, UTP patch cord with Pan-Plug™ Modular Plugs on each end. Violet, 17 ft. | PC | 1 | 10 | 1 | 1 | 15.96
07498317679 | UTPCH17Y | Cu,PC,Cat5e,UTP,Cbl,IW,17ft,EA | Category 5e, UTP patch cord with Pan-Plug™ Modular Plugs on each end. Off White, 17 ft. | PC | 1 | 10 | 1 | 1 | 15.96
07498317739 | UTPCH17YLY | Cu,PC,Cat5e,UTP,Cbl,YL,17ft,EA | Category 5e, UTP patch cord with Pan-Plug™ Modular Plugs on each end. Yellow, 17 ft. | PC | 1 | 10 | 1 | 1 | 15.96
07498343838 | UTPCH180BLY | Copper Patch Cord, Cat 5e, Black UTP Cab | Copper Patch Cord, Cat 5e, Black UTP Cable, 180 Ft | PC | 1 | 5 | 1 | 1 | 110.64
07498343907 | UTPCH180BUY | Copper Patch Cord, Cat 5e, Blue UTP Cabl | Copper Patch Cord, Cat 5e, Blue UTP Cable, 180 Ft | PC | 1 | 5 | 1 | 1 | 110.64
07498343910 | UTPCH180GRY | Copper Patch Cord, Cat 5e, Green UTP Cab | Copper Patch Cord, Cat 5e, Green UTP Cable, 180 Ft | PC | 1 | 5 | 1 | 1 | 110.64
07498343913 | UTPCH180GYY | Copper Patch Cord, Cat 5e, Gray UTP Cabl | Copper Patch Cord, Cat 5e, Gray UTP Cable, 180 Ft | PC | 1 | 5 | 1 | 1 | 110.64
07498343931 | UTPCH180ORY | Copper Patch Cord, Cat 5e, Orange UTP Ca | Copper Patch Cord, Cat 5e, Orange UTP Cable, 180 Ft | PC | 1 | 5 | 1 | 1 | 110.64
07498343954 | UTPCH180RDY | Copper Patch Cord, Cat 5e, Red UTP Cable | Copper Patch Cord, Cat 5e, Red UTP Cable, 180 Ft | PC | 1 | 5 | 1 | 1 | 110.64
07498343958 | UTPCH180VLY | Copper Patch Cord, Cat 5e, Violet UTP Ca | Copper Patch Cord, Cat 5e, Violet UTP Cable, 180 Ft | PC | 1 | 5 | 1 | 1 | 110.64
07498343224 | UTPCH180Y | Copper Patch Cord, Cat 5e, Off White UTP | Copper Patch Cord, Cat 5e, Off White UTP Cable, 180 Ft | PC | 1 | 5 | 1 | 1 | 110.64
07498343961 | UTPCH180YLY | Copper Patch Cord, Cat 5e, Yellow UTP Ca | Copper Patch Cord, Cat 5e, Yellow UTP Cable, 180 Ft | PC | 1 | 5 | 1 | 1 | 110.64
07498343964 | UTPCH185BLY | Copper Patch Cord, Cat 5e, Black UTP Cab | Copper Patch Cord, Cat 5e, Black UTP Cable, 185 Ft | PC | 1 | 5 | 1 | 1 | 113.54
07498343967 | UTPCH185BUY | Copper Patch Cord, Cat 5e, Blue UTP Cabl | Copper Patch Cord, Cat 5e, Blue UTP Cable, 185 Ft | PC | 1 | 5 | 1 | 1 | 113.54
07498343970 | UTPCH185GRY | Copper Patch Cord, Cat 5e, Green UTP Cab | Copper Patch Cord, Cat 5e, Green UTP Cable, 185 Ft | PC | 1 | 5 | 1 | 1 | 113.54
07498343973 | UTPCH185GYY | Copper Patch Cord, Cat 5e, Gray UTP Cabl | Copper Patch Cord, Cat 5e, Gray UTP Cable, 185 Ft | PC | 1 | 5 | 1 | 1 | 113.54
07498343974 | UTPCH185ORY | Copper Patch Cord, Cat 5e, Orange UTP Ca | Copper Patch Cord, Cat 5e, Orange UTP Cable, 185 Ft | PC | 1 | 5 | 1 | 1 | 113.54
07498343976 | UTPCH185RDY | Copper Patch Cord, Cat 5e, Red UTP Cable | Copper Patch Cord, Cat 5e, Red UTP Cable, 185 Ft | PC | 1 | 5 | 1 | 1 | 113.54
07498343979 | UTPCH185VLY | Copper Patch Cord, Cat 5e, Violet UTP Ca | Copper Patch Cord, Cat 5e, Violet UTP Cable, 185 Ft | PC | 1 | 5 | 1 | 1 | 113.54
07498343226 | UTPCH185Y | Copper Patch Cord, Cat 5e, Off White UTP | Copper Patch Cord, Cat 5e, Off White UTP Cable, 185 Ft | PC | 1 | 5 | 1 | 1 | 113.54
07498343982 | UTPCH185YLY | Copper Patch Cord, Cat 5e, Yellow UTP Ca | Copper Patch Cord, Cat 5e, Yellow UTP Cable, 185 Ft | PC | 1 | 5 | 1 | 1 | 113.54
07498306285 | UTPCH18BLY | Cu,PC,Cat5e,UTP,Cbl,BL,18ft,EA | Category 5e, UTP patch cord with Pan-Plug™ Modular Plugs on each end. Black, 18 ft. | PC | 1 | 10 | 1 | 1 | 16.56
07498306286 | UTPCH18BUY | Cu,PC,Cat5e,UTP,Cbl,BU,18ft,EA | Category 5e, UTP patch cord with Pan-Plug™ Modular Plugs on each end. Blue, 18 ft. | PC | 1 | 10 | 1 | 1 | 16.56
07498306287 | UTPCH18GRY | Cu,PC,Cat5e,UTP,Cbl,GR,18ft,EA | Category 5e, UTP patch cord with Pan-Plug™ Modular Plugs on each end. Green, 18 ft. | PC | 1 | 10 | 1 | 1 | 16.56
07498306288 | UTPCH18GYY | Cu,PC,Cat5e,UTP,Cbl,GY,18ft,EA | Category 5e Patch Cord | PC | 1 | 10 | 1 | 1 | 16.56
07498361868 | UTPCH18MBLY | Copper Patch Cord, Category 5e, Black UT | Category 5e, UTP patch cord with Pan-Plug™ Modular Plugs on each end. | PC | 1 | 10 | 1 | 1 | 40.26
07498361867 | UTPCH18MBUY | Copper Patch Cord, Category 5e, Blue UTP | Category 5e, UTP patch cord with Pan-Plug™ Modular Plugs on each end. | PC | 1 | 10 | 1 | 1 | 40.26
07498361872 | UTPCH18MGRY | Copper Patch Cord, Category 5e, Green UT | Category 5e, UTP patch cord with Pan-Plug™ Modular Plugs on each end. | PC | 1 | 10 | 1 | 1 | 40.26
07498361871 | UTPCH18MGYY | Copper Patch Cord, Category 5e, Gray UTP | Category 5e, UTP patch cord with Pan-Plug™ Modular Plugs on each end. | PC | 1 | 10 | 1 | 1 | 40.26
07498361873 | UTPCH18MORY | Copper Patch Cord, Category 5e, Orange U | Category 5e, UTP patch cord with Pan-Plug™ Modular Plugs on each end. | PC | 1 | 10 | 1 | 1 | 40.26
07498361874 | UTPCH18MRDY | Copper Patch Cord, Category 5e, Red UTP | Category 5e, UTP patch cord with Pan-Plug™ Modular Plugs on each end. | PC | 1 | 10 | 1 | 1 | 40.26
07498361869 | UTPCH18MVLY | Copper Patch Cord, Category 5e, Violet U | Category 5e, UTP patch cord with Pan-Plug™ Modular Plugs on each end. | PC | 1 | 10 | 1 | 1 | 40.26
07498361857 | UTPCH18MY | Copper Patch Cord, Category 5e, Off Whit | Category 5e, UTP patch cord with Pan-Plug™ Modular Plugs on each end. | PC | 1 | 10 | 1 | 1 | 40.26
07498361870 | UTPCH18MYLY | Copper Patch Cord, Category 5e, Yellow U | Category 5e, UTP patch cord with Pan-Plug™ Modular Plugs on each end. | PC | 1 | 10 | 1 | 1 | 40.26
07498306289 | UTPCH18ORY | Cu,PC,Cat5e,UTP,Cbl,OR,18ft,EA | Category 5e, UTP patch cord with Pan-Plug™ Modular Plugs on each end. Orange, 18 ft. | PC | 1 | 10 | 1 | 1 | 16.56
07498306290 | UTPCH18RDY | Cu,PC,Cat5e,UTP,Cbl,RD,18ft,EA | Category 5e, UTP patch cord with Pan-Plug™ Modular Plugs on each end. Red, 18 ft. | PC | 1 | 10 | 1 | 1 | 16.56
07498306291 | UTPCH18VLY | Cu,PC,Cat5e,UTP,Cbl,VL,18ft,EA | Category 5e, UTP patch cord with Pan-Plug™ Modular Plugs on each end. Violet, 18 ft. | PC | 1 | 10 | 1 | 1 | 16.56
07498306284 | UTPCH18Y | Cu,PC,Cat5e,UTP,Cbl,IW,18ft,EA | Category 5e, UTP patch cord with Pan-Plug™ Modular Plugs on each end. Off White, 18 ft. | PC | 1 | 10 | 1 | 1 | 16.56
07498306292 | UTPCH18YLY | Cu,PC,Cat5e,UTP,Cbl,YL,18ft,EA | Category 5e, UTP patch cord with Pan-Plug™ Modular Plugs on each end. Yellow, 18 ft. | PC | 1 | 10 | 1 | 1 | 16.56
07498343985 | UTPCH190BLY | Copper Patch Cord, Cat 5e, Black UTP Cab | Copper Patch Cord, Cat 5e, Black UTP Cable, 190 Ft | PC | 1 | 5 | 1 | 1 | 116.44
07498344014 | UTPCH190BUY | Copper Patch Cord, Cat 5e, Blue UTP Cabl | Copper Patch Cord, Cat 5e, Blue UTP Cable, 190 Ft | PC | 1 | 5 | 1 | 1 | 116.44
07498344016 | UTPCH190GRY | Copper Patch Cord, Cat 5e, Green UTP Cab | Copper Patch Cord, Cat 5e, Green UTP Cable, 190 Ft | PC | 1 | 5 | 1 | 1 | 116.44
07498344017 | UTPCH190GYY | Copper Patch Cord, Cat 5e, Gray UTP Cabl | Copper Patch Cord, Cat 5e, Gray UTP Cable, 190 Ft | PC | 1 | 5 | 1 | 1 | 116.44
07498344018 | UTPCH190ORY | Copper Patch Cord, Cat 5e, Orange UTP Ca | Copper Patch Cord, Cat 5e, Orange UTP Cable, 190 Ft | PC | 1 | 5 | 1 | 1 | 116.44
07498344019 | UTPCH190RDY | Copper Patch Cord, Cat 5e, Red UTP Cable | Copper Patch Cord, Cat 5e, Red UTP Cable, 190 Ft | PC | 1 | 5 | 1 | 1 | 116.44
07498344057 | UTPCH190VLY | Copper Patch Cord, Cat 5e, Violet UTP Ca | Copper Patch Cord, Cat 5e, Violet UTP Cable, 190 Ft | PC | 1 | 5 | 1 | 1 | 116.44
07498343228 | UTPCH190Y | Copper Patch Cord, Cat 5e, Off White UTP | Copper Patch Cord, Cat 5e, Off White UTP Cable, 190 Ft | PC | 1 | 5 | 1 | 1 | 116.44
07498344090 | UTPCH190YLY | Copper Patch Cord, Cat 5e, Yellow UTP Ca | Copper Patch Cord, Cat 5e, Yellow UTP Cable, 190 Ft | PC | 1 | 5 | 1 | 1 | 116.44
07498344093 | UTPCH195BLY | Copper Patch Cord, Cat 5e, Black UTP Cab | Copper Patch Cord, Cat 5e, Black UTP Cable, 195 Ft | PC | 1 | 5 | 1 | 1 | 119.36
07498344096 | UTPCH195BUY | Copper Patch Cord, Cat 5e, Blue UTP Cabl | Copper Patch Cord, Cat 5e, Blue UTP Cable, 195 Ft | PC | 1 | 5 | 1 | 1 | 119.36
07498344099 | UTPCH195GRY | Copper Patch Cord, Cat 5e, Green UTP Cab | Copper Patch Cord, Cat 5e, Green UTP Cable, 195 Ft | PC | 1 | 5 | 1 | 1 | 119.36
07498344100 | UTPCH195GYY | Copper Patch Cord, Cat 5e, Gray UTP Cabl | Copper Patch Cord, Cat 5e, Gray UTP Cable, 195 Ft | PC | 1 | 5 | 1 | 1 | 119.36
07498344101 | UTPCH195ORY | Copper Patch Cord, Cat 5e, Orange UTP Ca | Copper Patch Cord, Cat 5e, Orange UTP Cable, 195 Ft | PC | 1 | 5 | 1 | 1 | 119.36
07498344118 | UTPCH195RDY | Copper Patch Cord, Cat 5e, Red UTP Cable | Copper Patch Cord, Cat 5e, Red UTP Cable, 195 Ft | PC | 1 | 5 | 1 | 1 | 119.36
07498344119 | UTPCH195VLY | Copper Patch Cord, Cat 5e, Violet UTP Ca | Copper Patch Cord, Cat 5e, Violet UTP Cable, 195 Ft | PC | 1 | 5 | 1 | 1 | 119.36
07498343230 | UTPCH195Y | Copper Patch Cord, Cat 5e, Off White UTP | Copper Patch Cord, Cat 5e, Off White UTP Cable, 195 Ft | PC | 1 | 5 | 1 | 1 | 119.36
07498344124 | UTPCH195YLY | Copper Patch Cord, Cat 5e, Yellow UTP Ca | Copper Patch Cord, Cat 5e, Yellow UTP Cable, 195 Ft | PC | 1 | 5 | 1 | 1 | 119.36
07498317695 | UTPCH19BLY | Cu,PC,Cat5e,UTP,Cbl,BL,19ft,EA | Category 5e, UTP patch cord with Pan-Plug™ Modular Plugs on each end. Black, 19 ft. | PC | 1 | 10 | 1 | 1 | 17.1
07498317710 | UTPCH19BUY | Cu,PC,Cat5e,UTP,Cbl,BU,19ft,EA | Category 5e, UTP patch cord with Pan-Plug™ Modular Plugs on each end. Blue, 19 ft. | PC | 1 | 10 | 1 | 1 | 17.1
07498317725 | UTPCH19GRY | Cu,PC,Cat5e,UTP,Cbl,GR,19ft,EA | Category 5e, UTP patch cord with Pan-Plug™ Modular Plugs on each end. Green, 19 ft. | PC | 1 | 10 | 1 | 1 | 17.1
07498361876 | UTPCH19MBLY | Copper Patch Cord, Category 5e, Black UT | Category 5e, UTP patch cord with Pan-Plug™ Modular Plugs on each end. | PC | 1 | 10 | 1 | 1 | 42.2
07498361875 | UTPCH19MBUY | Copper Patch Cord, Category 5e, Blue UTP | Category 5e, UTP patch cord with Pan-Plug™ Modular Plugs on each end. | PC | 1 | 10 | 1 | 1 | 42.2
07498361880 | UTPCH19MGRY | Copper Patch Cord, Category 5e, Green UT | Category 5e, UTP patch cord with Pan-Plug™ Modular Plugs on each end. | PC | 1 | 10 | 1 | 1 | 42.2
07498361879 | UTPCH19MGYY | Copper Patch Cord, Category 5e, Gray UTP | Category 5e, UTP patch cord with Pan-Plug™ Modular Plugs on each end. | PC | 1 | 10 | 1 | 1 | 42.2
07498361882 | UTPCH19MORY | Copper Patch Cord, Category 5e, Orange U | Category 5e, UTP patch cord with Pan-Plug™ Modular Plugs on each end. | PC | 1 | 10 | 1 | 1 | 42.2
07498361883 | UTPCH19MRDY | Copper Patch Cord, Category 5e, Red UTP | Category 5e, UTP patch cord with Pan-Plug™ Modular Plugs on each end. | PC | 1 | 10 | 1 | 1 | 42.2
07498361877 | UTPCH19MVLY | Copper Patch Cord, Category 5e, Violet U | Category 5e, UTP patch cord with Pan-Plug™ Modular Plugs on each end. | PC | 1 | 10 | 1 | 1 | 42.2
07498361866 | UTPCH19MY | Copper Patch Cord, Category 5e, Off Whit | Category 5e, UTP patch cord with Pan-Plug™ Modular Plugs on each end. | PC | 1 | 10 | 1 | 1 | 42.2
07498361878 | UTPCH19MYLY | Copper Patch Cord, Category 5e, Yellow U | Category 5e, UTP patch cord with Pan-Plug™ Modular Plugs on each end. | PC | 1 | 10 | 1 | 1 | 42.2
07498317770 | UTPCH19ORY | Cu,PC,Cat5e,UTP,Cbl,OR,19ft,EA | Category 5e, UTP patch cord with Pan-Plug™ Modular Plugs on each end. Orange, 19 ft. | PC | 1 | 10 | 1 | 1 | 17.1
07498317756 | UTPCH19RDY | Cu,PC,Cat5e,UTP,Cbl,RD,19ft,EA | Category 5e, UTP patch cord with Pan-Plug™ Modular Plugs on each end. Red, 19 ft. | PC | 1 | 10 | 1 | 1 | 17.1
07498317793 | UTPCH19VLY | Cu,PC,Cat5e,UTP,Cbl,VL,19ft,EA | Category 5e, UTP patch cord with Pan-Plug™ Modular Plugs on each end. Violet, 19 ft. | PC | 1 | 10 | 1 | 1 | 17.1
07498317680 | UTPCH19Y | Cu,PC,Cat5e,UTP,Cbl,IW,19ft,EA | Category 5e, UTP patch cord with Pan-Plug™ Modular Plugs on each end. Off White, 19 ft. | PC | 1 | 10 | 1 | 1 | 17.1
07498317740 | UTPCH19YLY | Cu,PC,Cat5e,UTP,Cbl,YL,19ft,EA | Category 5e, UTP patch cord with Pan-Plug™ Modular Plugs on each end. Yellow, 19 ft. | PC | 1 | 10 | 1 | 1 | 17.1
07498306293 | UTPCH1BLY | Cu,PC,Cat5e,UTP,Cbl,BL,1ft,EA | The TX5e™ Cat 5e UTP Patch Cord is constructed of 24 AWG, unshielded, twisted pair, stranded, CM cable with Pan-Plug™ modular plugs on each end. The patented tangle free latch prevents snags and provides easy release saving time on frequent moves, adds, a | PC | 1 | 10 | 1 | 1 | 6.72
07498306294 | UTPCH1BUY | Cu Patch Cord,Cat 5e,BU UTP Cable,1ft,EA | The TX5e™ Cat 5e UTP Patch Cord is constructed of 24 AWG, unshielded, twisted pair, stranded, CM cable with Pan-Plug™ modular plugs on each end. The patented tangle free latch prevents snags and provides easy release saving time on frequent moves, adds, a | PC | 1 | 10 | 1 | 1 | 6.72
07498306295 | UTPCH1GRY | Cu Patch Cord,Cat 5e,GR UTP Cable,1ft,EA | The TX5e™ Cat 5e UTP Patch Cord is constructed of 24 AWG, unshielded, twisted pair, stranded, CM cable with Pan-Plug™ modular plugs on each end. The patented tangle free latch prevents snags and provides easy release saving time on frequent moves, adds, a | PC | 1 | 10 | 1 | 1 | 6.72
07498306296 | UTPCH1GYY | Copper Patch Cord, Category 5e, Gray UTP | Category 5e Patch Cord | PC | 1 | 10 | 1 | 1 | 6.72
07498306298 | UTPCH1MBLY | Cu,PC,Cat5e,UTP,Cbl,BL,1M,EA | The TX5e™ Cat 5e UTP Patch Cord is constructed of 24 AWG, unshielded, twisted pair, stranded, CM cable with Pan-Plug™ modular plugs on each end. The patented tangle free latch prevents snags and provides easy release saving time on frequent moves, adds, a | PC | 1 | 10 | 1 | 1 | 8
07498306299 | UTPCH1MBUY | Cu,PC,Cat5e,UTP,Cbl,BU,1M,EA | The TX5e™ Cat 5e UTP Patch Cord is constructed of 24 AWG, unshielded, twisted pair, stranded, CM cable with Pan-Plug™ modular plugs on each end. The patented tangle free latch prevents snags and provides easy release saving time on frequent moves, adds, a | PC | 1 | 10 | 1 | 1 | 8
07498306300 | UTPCH1MGRY | Cu,PC,Cat5e,UTP,Cbl,GR,1M,EA | The TX5e™ Cat 5e UTP Patch Cord is constructed of 24 AWG, unshielded, twisted pair, stranded, CM cable with Pan-Plug™ modular plugs on each end. The patented tangle free latch prevents snags and provides easy release saving time on frequent moves, adds, a | PC | 1 | 10 | 1 | 1 | 8
07498332360 | UTPCH1MGYY | Copper Patch Cord, Category 5e, Gray UTP | Category 5e, UTP patch cord with Pan-Plug™ Modular Plugs on each end. | PC | 1 | 10 | 1 | 1 | 8
07498317775 | UTPCH1MORY | Cu,PC,Cat5e,UTP,Cbl,OR,1M,EA | Category 5e, UTP patch cord with Pan-Plug™ Modular Plugs on each end. Orange, 1 meter. | PC | 1 | 10 | 1 | 1 | 8
07498306301 | UTPCH1MRDY | Cu,PC,Cat5e,UTP,Cbl,RD,1M,EA | The TX5e™ Cat 5e UTP Patch Cord is constructed of 24 AWG, unshielded, twisted pair, stranded, CM cable with Pan-Plug™ modular plugs on each end. The patented tangle free latch prevents snags and provides easy release saving time on frequent moves, adds, a | PC | 1 | 10 | 1 | 1 | 8
07498317798 | UTPCH1MVLY | Cu,PC,Cat5e,UTP,Cbl,VL,1M,EA | Category 5e, UTP patch cord with Pan-Plug™ Modular Plugs on each end. Violet, 1 meter. | PC | 1 | 10 | 1 | 1 | 8
07498306297 | UTPCH1MY | Cu,PC,Cat5e,UTP,Cbl,IW,1M,EA | The TX5e™ Cat 5e UTP Patch Cord is constructed of 24 AWG, unshielded, twisted pair, stranded, CM cable with Pan-Plug™ modular plugs on each end. The patented tangle free latch prevents snags and provides easy release saving time on frequent moves, adds, a | PC | 1 | 10 | 1 | 1 | 8
07498306302 | UTPCH1MYLY | CuPC,Cat5e,UTP,Cbl,YL,1M,EA | The TX5e™ Cat 5e UTP Patch Cord is constructed of 24 AWG, unshielded, twisted pair, stranded, CM cable with Pan-Plug™ modular plugs on each end. The patented tangle free latch prevents snags and provides easy release saving time on frequent moves, adds, a | PC | 1 | 10 | 1 | 1 | 8
07498306303 | UTPCH1ORY | Cu,PC,Cat5e,UTP,Cbl,OR,1ft,EA | Category 5e, UTP patch cord with Pan-Plug™ Modular Plugs on each end. Orange, 1 ft. | PC | 1 | 10 | 1 | 1 | 6.72
07498306304 | UTPCH1RDY | Cu Patch Cord,Cat 5e,RD UTP Cable,1ft,EA | The TX5e™ Cat 5e UTP Patch Cord is constructed of 24 AWG, unshielded, twisted pair, stranded, CM cable with Pan-Plug™ modular plugs on each end. The patented tangle free latch prevents snags and provides easy release saving time on frequent moves, adds, a | PC | 1 | 10 | 1 | 1 | 6.72
07498306305 | UTPCH1VLY | Cu,PC,Cat5e,UTP,Cbl,VL,1ft,EA | Category 5e, UTP patch cord with Pan-Plug™ Modular Plugs on each end. Violet, 1 ft. | PC | 1 | 10 | 1 | 1 | 6.72
07498306227 | UTPCH1Y | Cu Patch Cord,Cat5e,OffWH UTP Cbl,1ft,EA | The TX5e™ Cat 5e UTP Patch Cord is constructed of 24 AWG, unshielded, twisted pair, stranded, CM cable with Pan-Plug™ modular plugs on each end. The patented tangle free latch prevents snags and provides easy release saving time on frequent moves, adds, a | PC | 1 | 10 | 1 | 1 | 6.72
07498316492 | UTPCH1YLY | Cu,PC,Cat5e,UTP,Cbl,YL,1ft,EA | The TX5e™ Cat 5e UTP Patch Cord is constructed of 24 AWG, unshielded, twisted pair, stranded, CM cable with Pan-Plug™ modular plugs on each end. The patented tangle free latch prevents snags and provides easy release saving time on frequent moves, adds, a | PC | 1 | 10 | 1 | 1 | 6.72
07498332362 | UTPCH2.5MGYY | Copper Patch Cord, Category 5e, Gray UTP | Category 5e, UTP patch cord with Pan-Plug™ Modular Plugs on each end. | PC | 1 | 10 | 1 | 1 | 10.86
07498317778 | UTPCH2.5MORY | Cu,PC,Cat5e,UTP,Cbl,OR,2.5M,EA | Category 5e, UTP patch cord with Pan-Plug™ Modular Plugs on each end. Orange, 2.5 meters. | PC | 1 | 10 | 1 | 1 | 10.86
07498317801 | UTPCH2.5MVLY | Cu,PC,Cat5e,UTP,Cbl,VL,2.5M,EA | Category 5e, UTP patch cord with Pan-Plug™ Modular Plugs on each end. Violet, 2.5 meters. | PC | 1 | 10 | 1 | 1 | 10.86
07498344138 | UTPCH200BLY | Copper Patch Cord, Cat 5e, Black UTP Cab | Copper Patch Cord, Cat 5e, Black UTP Cable, 200 Ft | PC | 1 | 5 | 1 | 1 | 122.22
07498344144 | UTPCH200BUY | Copper Patch Cord, Cat 5e, Blue UTP Cabl | Copper Patch Cord, Cat 5e, Blue UTP Cable, 200 Ft | PC | 1 | 5 | 1 | 1 | 122.22
07498344147 | UTPCH200GRY | Copper Patch Cord, Cat 5e, Green UTP Cab | Copper Patch Cord, Cat 5e, Green UTP Cable, 200 Ft | PC | 1 | 5 | 1 | 1 | 122.22
07498344158 | UTPCH200GYY | Copper Patch Cord, Cat 5e, Gray UTP Cabl | Copper Patch Cord, Cat 5e, Gray UTP Cable, 200 Ft | PC | 1 | 5 | 1 | 1 | 122.22
07498344161 | UTPCH200ORY | Copper Patch Cord, Cat 5e, Orange UTP Ca | Copper Patch Cord, Cat 5e, Orange UTP Cable, 200 Ft | PC | 1 | 5 | 1 | 1 | 122.22
07498344162 | UTPCH200RDY | Copper Patch Cord, Cat 5e, Red UTP Cable | Copper Patch Cord, Cat 5e, Red UTP Cable, 200 Ft | PC | 1 | 5 | 1 | 1 | 122.22
07498344164 | UTPCH200VLY | Copper Patch Cord, Cat 5e, Violet UTP Ca | Copper Patch Cord, Cat 5e, Violet UTP Cable, 200 Ft | PC | 1 | 5 | 1 | 1 | 122.22
07498343231 | UTPCH200Y | Copper Patch Cord, Cat 5e, Off White UTP | Copper Patch Cord, Cat 5e, Off White UTP Cable, 200 Ft | PC | 1 | 5 | 1 | 1 | 122.22
07498344167 | UTPCH200YLY | Copper Patch Cord, Cat 5e, Yellow UTP Ca | Copper Patch Cord, Cat 5e, Yellow UTP Cable, 200 Ft | PC | 1 | 5 | 1 | 1 | 122.22
07498316503 | UTPCH20BLY | Cu,PC,Cat5e,UTP,Cbl,BL,20ft,EA | The TX5e™ Cat 5e UTP Patch Cord is constructed of 24 AWG, unshielded, twisted pair, stranded, CM cable with Pan-Plug™ modular plugs on each end. The patented tangle free latch prevents snags and provides easy release saving time on frequent moves, adds, a | PC | 1 | 10 | 1 | 1 | 17.68
07498316504 | UTPCH20BUY | Cu,PC,Cat5e,UTP,Cbl,BU,20ft,EA | The TX5e™ Cat 5e UTP Patch Cord is constructed of 24 AWG, unshielded, twisted pair, stranded, CM cable with Pan-Plug™ modular plugs on each end. The patented tangle free latch prevents snags and provides easy release saving time on frequent moves, adds, a | PC | 1 | 10 | 1 | 1 | 17.68
07498316505 | UTPCH20GRY | Cu,PC,Cat5e,UTP,Cbl,GR,20ft,EA | The TX5e™ Cat 5e UTP Patch Cord is constructed of 24 AWG, unshielded, twisted pair, stranded, CM cable with Pan-Plug™ modular plugs on each end. The patented tangle free latch prevents snags and provides easy release saving time on frequent moves, adds, a | PC | 1 | 10 | 1 | 1 | 17.68
07498316506 | UTPCH20GYY | Copper Patch Cord, Category 5e, Gray UTP | Category 5e Patch Cord | PC | 1 | 10 | 1 | 1 | 17.68
07498317704 | UTPCH20MBLY | Cu,PC,Cat5e,UTP,Cbl,BL,20M,EA | Category 5e, UTP patch cord with Pan-Plug™ Modular Plugs on each end, Black. | PC | 1 | 10 | 1 | 1 | 44.1
07498317719 | UTPCH20MBUY | Cu,PC,Cat5e,UTP,Cbl,BU,20M,EA | Category 5e, UTP patch cord with Pan-Plug™ Modular Plugs on each end, Blue. | PC | 1 | 10 | 1 | 1 | 44.1
07498317734 | UTPCH20MGRY | Cu,PC,Cat5e,UTP,Cbl,GR,20M,EA | Category 5e, UTP patch cord with Pan-Plug™ Modular Plugs on each end, Green. | PC | 1 | 10 | 1 | 1 | 44.1
07498332369 | UTPCH20MGYY | Copper Patch Cord, Category 5e, Gray UTP | Category 5e, UTP patch cord with Pan-Plug™ Modular Plugs on each end. | PC | 1 | 10 | 1 | 1 | 44.1
07498317788 | UTPCH20MORY | Cu,PC,Cat5e,UTP,Cbl,OR,20M,EA | Category 5e, UTP patch cord with Pan-Plug™ Modular Plugs on each end, Orange. | PC | 1 | 10 | 1 | 1 | 44.1
07498317765 | UTPCH20MRDY | Cu,PC,Cat5e,UTP,Cbl,RD,20M,EA | Category 5e, UTP patch cord with Pan-Plug™ Modular Plugs on each end, Red. | PC | 1 | 10 | 1 | 1 | 44.1
07498317811 | UTPCH20MVLY | Cu,PC,Cat5e,UTP,Cbl,VL,20M,EA | Category 5e, UTP patch cord with Pan-Plug™ Modular Plugs on each end, Violet. | PC | 1 | 10 | 1 | 1 | 44.1
07498317689 | UTPCH20MY | Cu,PC,Cat5e,UTP,Cbl,IW,20M,EA | Category 5e, UTP patch cord with Pan-Plug™ Modular Plugs on each end. Off White, 20 meters. | PC | 1 | 10 | 1 | 1 | 44.1
07498317750 | UTPCH20MYLY | Cu,PC,Cat5e,UTP,Cbl,YL,20M,EA | Category 5e, UTP patch cord with Pan-Plug™ Modular Plugs on each end, Yellow. | PC | 1 | 10 | 1 | 1 | 44.1
07498316509 | UTPCH20ORY | Cu,PC,Cat5e,UTP,Cbl,OR,20ft,EA | Category 5e, UTP patch cord with Pan-Plug™ Modular Plugs on each end. Orange, 20 ft. | PC | 1 | 10 | 1 | 1 | 17.68
07498316511 | UTPCH20RDY | Cu,PC,Cat5e,UTP,Cbl,RD,20ft,EA | The TX5e™ Cat 5e UTP Patch Cord is constructed of 24 AWG, unshielded, twisted pair, stranded, CM cable with Pan-Plug™ modular plugs on each end. The patented tangle free latch prevents snags and provides easy release saving time on frequent moves, adds, a | PC | 1 | 10 | 1 | 1 | 17.68
07498316514 | UTPCH20VLY | Cu,PC,Cat5e,UTP,Cbl,VL,20ft,EA | Category 5e, UTP patch cord with Pan-Plug™ Modular Plugs on each end. Violet, 20 ft. | PC | 1 | 10 | 1 | 1 | 17.68
07498316500 | UTPCH20Y | CuPC,Cat5e,UTP,Cbl,IW,20ft,EA,20f | The TX5e™ Cat 5e UTP Patch Cord is constructed of 24 AWG, unshielded, twisted pair, stranded, CM cable with Pan-Plug™ modular plugs on each end. The patented tangle free latch prevents snags and provides easy release saving time on frequent moves, adds, a | PC | 1 | 10 | 1 | 1 | 17.68
07498316515 | UTPCH20YLY | Cu,PC,Cat5e,UTP,Cbl,YL,20ft,EA | The TX5e™ Cat 5e UTP Patch Cord is constructed of 24 AWG, unshielded, twisted pair, stranded, CM cable with Pan-Plug™ modular plugs on each end. The patented tangle free latch prevents snags and provides easy release saving time on frequent moves, adds, a | PC | 1 | 10 | 1 | 1 | 17.68
07498352093 | UTPCH21BLY | Copper Patch Cord, Category 5e, Black UT | Category 5e, UTP patch cord with Pan-Plug™ Modular Plugs on each end. | PC | 1 | 10 | 1 | 1 | 18.26
07498352094 | UTPCH21BUY | Copper Patch Cord, Category 5e, Blue UTP | Category 5e, UTP patch cord with Pan-Plug™ Modular Plugs on each end. | PC | 1 | 10 | 1 | 1 | 18.26
07498352095 | UTPCH21GRY | Copper Patch Cord, Category 5e, Green UT | Category 5e, UTP patch cord with Pan-Plug™ Modular Plugs on each end. | PC | 1 | 10 | 1 | 1 | 18.26
07498352096 | UTPCH21GYY | Copper Patch Cord, Category 5e, Gray UTP | Category 5e, UTP patch cord with Pan-Plug™ Modular Plugs on each end. | PC | 1 | 10 | 1 | 1 | 18.26
07498361885 | UTPCH21MBLY | Copper Patch Cord, Category 5e, Black UT | Category 5e, UTP patch cord with Pan-Plug™ Modular Plugs on each end. | PC | 1 | 10 | 1 | 1 | 46.32
07498361884 | UTPCH21MBUY | Copper Patch Cord, Category 5e, Blue UTP | Category 5e, UTP patch cord with Pan-Plug™ Modular Plugs on each end. | PC | 1 | 10 | 1 | 1 | 46.32
07498361889 | UTPCH21MGRY | Copper Patch Cord, Category 5e, Green UT | Category 5e, UTP patch cord with Pan-Plug™ Modular Plugs on each end. | PC | 1 | 10 | 1 | 1 | 46.32
07498361888 | UTPCH21MGYY | Copper Patch Cord, Category 5e, Gray UTP | Category 5e, UTP patch cord with Pan-Plug™ Modular Plugs on each end. | PC | 1 | 10 | 1 | 1 | 46.32
07498361890 | UTPCH21MORY | Copper Patch Cord, Category 5e, Orange U | Category 5e, UTP patch cord with Pan-Plug™ Modular Plugs on each end. | PC | 1 | 10 | 1 | 1 | 46.32
07498361891 | UTPCH21MRDY | Copper Patch Cord, Category 5e, Red UTP | Category 5e, UTP patch cord with Pan-Plug™ Modular Plugs on each end. | PC | 1 | 10 | 1 | 1 | 46.32
07498361886 | UTPCH21MVLY | Copper Patch Cord, Category 5e, Violet U | Category 5e, UTP patch cord with Pan-Plug™ Modular Plugs on each end. | PC | 1 | 10 | 1 | 1 | 46.32
07498361881 | UTPCH21MY | Copper Patch Cord, Category 5e, Off Whit | Category 5e, UTP patch cord with Pan-Plug™ Modular Plugs on each end. | PC | 1 | 10 | 1 | 1 | 46.32
07498361887 | UTPCH21MYLY | Copper Patch Cord, Category 5e, Yellow U | Category 5e, UTP patch cord with Pan-Plug™ Modular Plugs on each end. | PC | 1 | 10 | 1 | 1 | 46.32
07498352097 | UTPCH21ORY | Copper Patch Cord, Category 5e, Orange U | Category 5e, UTP patch cord with Pan-Plug™ Modular Plugs on each end. | PC | 1 | 10 | 1 | 1 | 18.26
07498352098 | UTPCH21RDY | Copper Patch Cord, Category 5e, Red UTP | Category 5e, UTP patch cord with Pan-Plug™ Modular Plugs on each end. | PC | 1 | 10 | 1 | 1 | 18.26
07498352099 | UTPCH21VLY | Copper Patch Cord, Category 5e, Violet U | Category 5e, UTP patch cord with Pan-Plug™ Modular Plugs on each end. | PC | 1 | 10 | 1 | 1 | 18.26
07498351076 | UTPCH21Y | Copper Patch Cord, Category 5e, Off Whit | Category 5e, UTP patch cord with Pan-Plug™ Modular Plugs on each end. | PC | 1 | 10 | 1 | 1 | 18.26
07498352100 | UTPCH21YLY | Copper Patch Cord, Category 5e, Yellow U | Category 5e, UTP patch cord with Pan-Plug™ Modular Plugs on each end. | PC | 1 | 10 | 1 | 1 | 18.26
07498352101 | UTPCH22BLY | Copper Patch Cord, Category 5e, Black UT | Category 5e, UTP patch cord with Pan-Plug™ Modular Plugs on each end. | PC | 1 | 10 | 1 | 1 | 18.84
07498352102 | UTPCH22BUY | Copper Patch Cord, Category 5e, Blue UTP | Category 5e, UTP patch cord with Pan-Plug™ Modular Plugs on each end. | PC | 1 | 10 | 1 | 1 | 18.84
07498352103 | UTPCH22GRY | Copper Patch Cord, Category 5e, Green UT | Category 5e, UTP patch cord with Pan-Plug™ Modular Plugs on each end. | PC | 1 | 10 | 1 | 1 | 18.84
07498352104 | UTPCH22GYY | Copper Patch Cord, Category 5e, Black UT | Category 5e, UTP patch cord with Pan-Plug™ Modular Plugs on each end. | PC | 1 | 10 | 1 | 1 | 18.84
07498361907 | UTPCH22MBLY | Copper Patch Cord, Category 5e, Black UT | Category 5e, UTP patch cord with Pan-Plug™ Modular Plugs on each end. | PC | 1 | 10 | 1 | 1 | 48.22
07498361906 | UTPCH22MBUY | Copper Patch Cord, Category 5e, Blue UTP | Category 5e, UTP patch cord with Pan-Plug™ Modular Plugs on each end. | PC | 1 | 10 | 1 | 1 | 48.22
07498361911 | UTPCH22MGRY | Copper Patch Cord, Category 5e, Green UT | Copper Patch Cord, Category 5e, Green UTP Cable, 22 Meter | PC | 1 | 10 | 1 | 1 | 48.22
07498361910 | UTPCH22MGYY | Copper Patch Cord, Category 5e, Gray UTP | Copper Patch Cord, Category 5e, Gray UTP Cable, 22 Meter | PC | 1 | 10 | 1 | 1 | 48.22
07498361912 | UTPCH22MORY | Copper Patch Cord, Category 5e, Orange U | Copper Patch Cord, Category 5e, Orange UTP Cable, 22 Meter | PC | 1 | 10 | 1 | 1 | 48.22
07498361913 | UTPCH22MRDY | Copper Patch Cord, Category 5e, Red UTP | Copper Patch Cord, Category 5e, Red UTP Cable, 22 Meter | PC | 1 | 10 | 1 | 1 | 48.22
07498361908 | UTPCH22MVLY | Copper Patch Cord, Category 5e, Violet U | Category 5e, UTP patch cord with Pan-Plug™ Modular Plugs on each end. | PC | 1 | 10 | 1 | 1 | 48.22
07498361905 | UTPCH22MY | Copper Patch Cord, Category 5e, Off Whit | Category 5e, UTP patch cord with Pan-Plug™ Modular Plugs on each end. | PC | 1 | 10 | 1 | 1 | 48.22
07498361909 | UTPCH22MYLY | Copper Patch Cord, Category 5e, Yellow U | Copper Patch Cord, Category 5e, Yellow UTP Cable, 22 Meter | PC | 1 | 10 | 1 | 1 | 48.22
07498352105 | UTPCH22ORY | Copper Patch Cord, Category 5e, Orange U | Category 5e, UTP patch cord with Pan-Plug™ Modular Plugs on each end. | PC | 1 | 10 | 1 | 1 | 18.84
07498352106 | UTPCH22RDY | Copper Patch Cord, Category 5e, Red UTP | Category 5e, UTP patch cord with Pan-Plug™ Modular Plugs on each end. | PC | 1 | 10 | 1 | 1 | 18.84
07498352107 | UTPCH22VLY | Copper Patch Cord, Category 5e, Violet U | Category 5e, UTP patch cord with Pan-Plug™ Modular Plugs on each end. | PC | 1 | 10 | 1 | 1 | 18.84
07498351080 | UTPCH22Y | Copper Patch Cord, Category 5e, Off Whit | Category 5e, UTP patch cord with Pan-Plug™ Modular Plugs on each end. | PC | 1 | 10 | 1 | 1 | 18.84
07498352108 | UTPCH22YLY | Copper Patch Cord, Category 5e, Yellow U | Category 5e, UTP patch cord with Pan-Plug™ Modular Plugs on each end. | PC | 1 | 10 | 1 | 1 | 18.84
07498352109 | UTPCH23BLY | Copper Patch Cord, Category 5e, Green UT | Category 5e, UTP patch cord with Pan-Plug™ Modular Plugs on each end. | PC | 1 | 10 | 1 | 1 | 19.42
07498352110 | UTPCH23BUY | Copper Patch Cord, Category 5e, Blue UTP | Category 5e, UTP patch cord with Pan-Plug™ Modular Plugs on each end. | PC | 1 | 10 | 1 | 1 | 19.42
07498352111 | UTPCH23GRY | Copper Patch Cord, Category 5e, Green UT | Category 5e, UTP patch cord with Pan-Plug™ Modular Plugs on each end. | PC | 1 | 10 | 1 | 1 | 19.42
07498352113 | UTPCH23GYY | Copper Patch Cord, Category 5e, Gray UTP | Category 5e, UTP patch cord with Pan-Plug™ Modular Plugs on each end. | PC | 1 | 10 | 1 | 1 | 19.42
07498361917 | UTPCH23MBLY | Copper Patch Cord, Category 5e, Black UT | Copper Patch Cord, Category 5e, Black UTP Cable, 23 Meter | PC | 1 | 10 | 1 | 1 | 50.1
07498361916 | UTPCH23MBUY | Copper Patch Cord, Category 5e, Blue UTP | Copper Patch Cord, Category 5e, Blue UTP Cable, 23 Meter | PC | 1 | 10 | 1 | 1 | 50.1
07498361921 | UTPCH23MGRY | Copper Patch Cord, Category 5e, Green UT | Copper Patch Cord, Category 5e, Green UTP Cable, 23 Meter | PC | 1 | 10 | 1 | 1 | 50.1
07498361920 | UTPCH23MGYY | Copper Patch Cord, Category 5e, Gray UTP | Copper Patch Cord, Category 5e, Gray UTP Cable, 23 Meter | PC | 1 | 10 | 1 | 1 | 50.1
07498361922 | UTPCH23MORY | Copper Patch Cord, Category 5e, Orange U | Copper Patch Cord, Category 5e, Orange UTP Cable, 23 Meter | PC | 1 | 10 | 1 | 1 | 50.1
07498361923 | UTPCH23MRDY | Copper Patch Cord, Category 5e, Red UTP | Copper Patch Cord, Category 5e, Red UTP Cable, 23 Meter | PC | 1 | 10 | 1 | 1 | 50.1
07498361918 | UTPCH23MVLY | Copper Patch Cord, Category 5e, Violet U | Copper Patch Cord, Category 5e, Violet UTP Cable, 23 Meter | PC | 1 | 10 | 1 | 1 | 50.1
07498361914 | UTPCH23MY | Copper Patch Cord, Category 5e, Off Whit | Copper Patch Cord, Category 5e, Off White UTP Cable, 23 Meter | PC | 1 | 10 | 1 | 1 | 50.1
07498361919 | UTPCH23MYLY | Copper Patch Cord, Category 5e, Green UT | Copper Patch Cord, Category 5e, Green UTP Cable, 22 Meter | PC | 1 | 10 | 1 | 1 | 50.1
07498352114 | UTPCH23RDY | Copper Patch Cord, Category 5e, Red UTP | Category 5e, UTP patch cord with Pan-Plug™ Modular Plugs on each end. | PC | 1 | 10 | 1 | 1 | 19.42
07498352115 | UTPCH23VLY | Copper Patch Cord, Category 5e, Violet U | Category 5e, UTP patch cord with Pan-Plug™ Modular Plugs on each end. | PC | 1 | 10 | 1 | 1 | 19.42
07498351081 | UTPCH23Y | Copper Patch Cord, Category 5e, Off Whit | Category 5e, UTP patch cord with Pan-Plug™ Modular Plugs on each end. | PC | 1 | 10 | 1 | 1 | 19.42
07498352119 | UTPCH23YLY | Copper Patch Cord, Category 5e, Yellow U | Category 5e, UTP patch cord with Pan-Plug™ Modular Plugs on each end. | PC | 1 | 10 | 1 | 1 | 19.42
07498352120 | UTPCH24BLY | Copper Patch Cord, Category 5e, Black UT | Category 5e, UTP patch cord with Pan-Plug™ Modular Plugs on each end. | PC | 1 | 10 | 1 | 1 | 19.98
07498352123 | UTPCH24BUY | Copper Patch Cord, Category 5e, Blue UTP | Category 5e, UTP patch cord with Pan-Plug™ Modular Plugs on each end. | PC | 1 | 10 | 1 | 1 | 19.98
07498352124 | UTPCH24GRY | Copper Patch Cord, Category 5e, Green UT | Category 5e, UTP patch cord with Pan-Plug™ Modular Plugs on each end. | PC | 1 | 10 | 1 | 1 | 19.98
07498352125 | UTPCH24GYY | Copper Patch Cord, Category 5e, Gray UTP | Category 5e, UTP patch cord with Pan-Plug™ Modular Plugs on each end. | PC | 1 | 10 | 1 | 1 | 19.98
07498361931 | UTPCH24MBLY | Copper Patch Cord, Category 5e, Black UT | Copper Patch Cord, Category 5e, Black UTP Cable, 24 Meter | PC | 1 | 10 | 1 | 1 | 52
07498361930 | UTPCH24MBUY | Copper Patch Cord, Category 5e, Blue UTP | Copper Patch Cord, Category 5e, Blue UTP Cable, 24 Meter | PC | 1 | 10 | 1 | 1 | 52
07498361935 | UTPCH24MGRY | Copper Patch Cord, Category 5e, Green UT | Copper Patch Cord, Category 5e, Green UTP Cable, 24 Meter | PC | 1 | 10 | 1 | 1 | 52
07498361934 | UTPCH24MGYY | Copper Patch Cord, Category 5e, Gray UTP | Copper Patch Cord, Category 5e, Gray UTP Cable, 24 Meter | PC | 1 | 10 | 1 | 1 | 52
07498361936 | UTPCH24MORY | Copper Patch Cord, Category 5e, Orange U | Copper Patch Cord, Category 5e, Orange UTP Cable, 24 Meter | PC | 1 | 10 | 1 | 1 | 52
07498361937 | UTPCH24MRDY | Copper Patch Cord, Category 5e, Red UTP | Copper Patch Cord, Category 5e, Red UTP Cable, 24 Meter | PC | 1 | 10 | 1 | 1 | 52
07498361932 | UTPCH24MVLY | Copper Patch Cord, Category 5e, Violet U | Copper Patch Cord, Category 5e, Violet UTP Cable, 24 Meter | PC | 1 | 10 | 1 | 1 | 52
07498361924 | UTPCH24MY | Copper Patch Cord, Category 5e, Off Whit | Copper Patch Cord, Category 5e, Off White UTP Cable, 24 Meter | PC | 1 | 10 | 1 | 1 | 52
07498361933 | UTPCH24MYLY | Copper Patch Cord, Category 5e, Yellow U | Copper Patch Cord, Category 5e, Yellow UTP Cable, 24 Meter | PC | 1 | 10 | 1 | 1 | 52
07498352126 | UTPCH24ORY | Copper Patch Cord, Category 5e, Orange U | Category 5e, UTP patch cord with Pan-Plug™ Modular Plugs on each end. | PC | 1 | 10 | 1 | 1 | 19.98
07498352127 | UTPCH24RDY | Copper Patch Cord, Category 5e, Red UTP | Category 5e, UTP patch cord with Pan-Plug™ Modular Plugs on each end. | PC | 1 | 10 | 1 | 1 | 19.98
07498352128 | UTPCH24VLY | Copper Patch Cord, Category 5e, Violet U | Category 5e, UTP patch cord with Pan-Plug™ Modular Plugs on each end. | PC | 1 | 10 | 1 | 1 | 19.98
07498351082 | UTPCH24Y | Copper Patch Cord, Category 5e, Off Whit | Category 5e, UTP patch cord with Pan-Plug™ Modular Plugs on each end. | PC | 1 | 10 | 1 | 1 | 19.98
07498352129 | UTPCH24YLY | Copper Patch Cord, Category 5e, Yellow U | Category 5e, UTP patch cord with Pan-Plug™ Modular Plugs on each end. | PC | 1 | 10 | 1 | 1 | 19.98
07498316517 | UTPCH25BLY | Cu,PC,Cat5e,UTP,Cbl,BL,25ft,EA | The TX5e™ Cat 5e UTP Patch Cord is constructed of 24 AWG, unshielded, twisted pair, stranded, CM cable with Pan-Plug™ modular plugs on each end. The patented tangle free latch prevents snags and provides easy release saving time on frequent moves, adds, a | PC | 1 | 10 | 1 | 1 | 20.6
07498316518 | UTPCH25BUY | Cu,PC,Cat5e,UTP,Cbl,BU,25ft,EA | The TX5e™ Cat 5e UTP Patch Cord is constructed of 24 AWG, unshielded, twisted pair, stranded, CM cable with Pan-Plug™ modular plugs on each end. The patented tangle free latch prevents snags and provides easy release saving time on frequent moves, adds, a | PC | 1 | 10 | 1 | 1 | 20.6
07498316519 | UTPCH25GRY | Cu,PC,Cat5e,UTP,Cbl,GR,25ft,EA | The TX5e™ Cat 5e UTP Patch Cord is constructed of 24 AWG, unshielded, twisted pair, stranded, CM cable with Pan-Plug™ modular plugs on each end. The patented tangle free latch prevents snags and provides easy release saving time on frequent moves, adds, a | PC | 1 | 10 | 1 | 1 | 20.6
07498316520 | UTPCH25GYY | CAT 5E PATCH CORD 25 FT NPC1511 NS-052, | Category 5e Patch Cord | PC | 1 | 10 | 1 | 1 | 20.6
07498361941 | UTPCH25MBLY | Copper Patch Cord, Category 5e, Black UT | Copper Patch Cord, Category 5e, Black UTP Cable, 25 Meter | PC | 1 | 10 | 1 | 1 | 53.6
07498361940 | UTPCH25MBUY | Copper Patch Cord, Category 5e, Blue UTP | Copper Patch Cord, Category 5e, Blue UTP Cable, 25 Meter | PC | 1 | 10 | 1 | 1 | 53.6
07498361947 | UTPCH25MGRY | Copper Patch Cord, Category 5e, Green UT | Copper Patch Cord, Category 5e, Green UTP Cable, 25 Meter | PC | 1 | 10 | 1 | 1 | 53.6
07498361944 | UTPCH25MGYY | Copper Patch Cord, Category 5e, Gray UTP | Copper Patch Cord, Category 5e, Gray UTP Cable, 25 Meter | PC | 1 | 10 | 1 | 1 | 53.6
07498361948 | UTPCH25MORY | Copper Patch Cord, Category 5e, Orange U | Copper Patch Cord, Category 5e, Orange UTP Cable, 25 Meter | PC | 1 | 10 | 1 | 1 | 53.6
07498361950 | UTPCH25MRDY | Copper Patch Cord, Category 5e, Red UTP | Copper Patch Cord, Category 5e, Red UTP Cable, 25 Meter | PC | 1 | 10 | 1 | 1 | 53.6
07498361942 | UTPCH25MVLY | Copper Patch Cord, Category 5e, Violet U | Copper Patch Cord, Category 5e, Violet UTP Cable, 25 Meter | PC | 1 | 10 | 1 | 1 | 53.6
07498361925 | UTPCH25MY | Copper Patch Cord, Category 5e, Off Whit | Copper Patch Cord, Category 5e, Off White UTP Cable, 25 Meter | PC | 1 | 10 | 1 | 1 | 53.6
07498361943 | UTPCH25MYLY | Copper Patch Cord, Category 5e, Yellow U | Copper Patch Cord, Category 5e, Yellow UTP Cable, 25 Meter | PC | 1 | 10 | 1 | 1 | 53.6
07498316521 | UTPCH25ORY | Cu,PC,Cat5e,UTP,Cbl,OR,25ft,EA | Category 5e, UTP patch cord with Pan-Plug™ Modular Plugs on each end. Orange, 25 ft. | PC | 1 | 10 | 1 | 1 | 20.6
07498316522 | UTPCH25RDY | Cu,PC,Cat5e,UTP,Cbl,RD,25ft,EA | The TX5e™ Cat 5e UTP Patch Cord is constructed of 24 AWG, unshielded, twisted pair, stranded, CM cable with Pan-Plug™ modular plugs on each end. The patented tangle free latch prevents snags and provides easy release saving time on frequent moves, adds, a | PC | 1 | 10 | 1 | 1 | 20.6
07498316523 | UTPCH25VLY | Cu,PC,Cat5e,UTP,Cbl,VL,25ft,EA | Category 5e, UTP patch cord with Pan-Plug™ Modular Plugs on each end. Violet, 25 ft. | PC | 1 | 10 | 1 | 1 | 20.6
07498316516 | UTPCH25Y | Cu,PC,Cat5e,UTP,Cbl,GY,25ft,EA | The TX5e™ Cat 5e UTP Patch Cord is constructed of 24 AWG, unshielded, twisted pair, stranded, CM cable with Pan-Plug™ modular plugs on each end. The patented tangle free latch prevents snags and provides easy release saving time on frequent moves, adds, a | PC | 1 | 10 | 1 | 1 | 20.6
07498316524 | UTPCH25YLY | Cu,PC,Cat5e,UTP,Cbl,YL,25ft,EA | The TX5e™ Cat 5e UTP Patch Cord is constructed of 24 AWG, unshielded, twisted pair, stranded, CM cable with Pan-Plug™ modular plugs on each end. The patented tangle free latch prevents snags and provides easy release saving time on frequent moves, adds, a | PC | 1 | 10 | 1 | 1 | 20.6
07498352130 | UTPCH26BLY | Copper Patch Cord, Category 5e, Black UT | Category 5e, UTP patch cord with Pan-Plug™ Modular Plugs on each end. | PC | 1 | 10 | 1 | 1 | 21.16
07498352131 | UTPCH26BUY | Copper Patch Cord, Category 5e, Blue Cab | Category 5e, UTP patch cord with Pan-Plug™ Modular Plugs on each end. | PC | 1 | 10 | 1 | 1 | 21.16
07498352132 | UTPCH26GRY | Copper Patch Cord, Category 5e, Green UT | Category 5e, UTP patch cord with Pan-Plug™ Modular Plugs on each end. | PC | 1 | 10 | 1 | 1 | 21.16
07498352135 | UTPCH26GYY | Copper Patch Cord, Category 5e, Gray UTP | Category 5e, UTP patch cord with Pan-Plug™ Modular Plugs on each end. | PC | 1 | 10 | 1 | 1 | 21.16
07498361954 | UTPCH26MBLY | Copper Patch Cord, Category 5e, Black UT | Copper Patch Cord, Category 5e, Black UTP Cable, 26 Meter | PC | 1 | 10 | 1 | 1 | 55.78
07498361951 | UTPCH26MBUY | Copper Patch Cord, Category 5e, Blue UTP | Copper Patch Cord, Category 5e, Blue UTP Cable, 26 Meter | PC | 1 | 10 | 1 | 1 | 55.78
07498361961 | UTPCH26MGRY | Copper Patch Cord, Category 5e, Green UT | Copper Patch Cord, Category 5e, Green UTP Cable, 26 Meter | PC | 1 | 10 | 1 | 1 | 55.78
07498361959 | UTPCH26MGYY | Copper Patch Cord, Category 5e, Gray UTP | Copper Patch Cord, Category 5e, Gray UTP Cable, 26 Meter | PC | 1 | 10 | 1 | 1 | 55.78
07498361962 | UTPCH26MORY | Copper Patch Cord, Category 5e, Orange U | Copper Patch Cord, Category 5e, Orange UTP Cable, 26 Meter | PC | 1 | 10 | 1 | 1 | 55.78
07498361965 | UTPCH26MRDY | Copper Patch Cord, Category 5e, Red UTP | Copper Patch Cord, Category 5e, Red UTP Cable, 26 Meter | PC | 1 | 10 | 1 | 1 | 55.78
07498361955 | UTPCH26MVLY | Copper Patch Cord, Category 5e, Violet U | Copper Patch Cord, Category 5e, Violet UTP Cable, 26 Meter | PC | 1 | 10 | 1 | 1 | 55.78
07498361926 | UTPCH26MY | Copper Patch Cord, Category 5e, Off Whit | Copper Patch Cord, Category 5e, Off White UTP Cable, 26 Meter | PC | 1 | 10 | 1 | 1 | 55.78
07498361958 | UTPCH26MYLY | Copper Patch Cord, Category 5e, Yellow U | Copper Patch Cord, Category 5e, Yellow UTP Cable, 26 Meter | PC | 1 | 10 | 1 | 1 | 55.78
07498352133 | UTPCH26ORY | Copper Patch Cord, Category 5e, Orange U | Category 5e, UTP patch cord with Pan-Plug™ Modular Plugs on each end. | PC | 1 | 10 | 1 | 1 | 21.16
07498352134 | UTPCH26RDY | Copper Patch Cord, Category 5e, Red UTP | Category 5e, UTP patch cord with Pan-Plug™ Modular Plugs on each end. | PC | 1 | 10 | 1 | 1 | 21.16
07498352136 | UTPCH26VLY | Copper Patch Cord, Category 5e, Violet U | Category 5e, UTP patch cord with Pan-Plug™ Modular Plugs on each end. | PC | 1 | 10 | 1 | 1 | 21.16
07498351084 | UTPCH26Y | Copper Patch Cord, Category 5e, Off Whit | Category 5e, UTP patch cord with Pan-Plug™ Modular Plugs on each end. | PC | 1 | 10 | 1 | 1 | 21.16
07498352137 | UTPCH26YLY | Copper Patch Cord, Category 5e, Yellow U | Category 5e, UTP patch cord with Pan-Plug™ Modular Plugs on each end. | PC | 1 | 10 | 1 | 1 | 21.16
07498352138 | UTPCH27BLY | Copper Patch Cord, Category 5e, Black UT | Category 5e, UTP patch cord with Pan-Plug™ Modular Plugs on each end. | PC | 1 | 10 | 1 | 1 | 21.78
07498352139 | UTPCH27BUY | Copper Patch Cord, Category 5e, Blue UTP | Category 5e, UTP patch cord with Pan-Plug™ Modular Plugs on each end. | PC | 1 | 10 | 1 | 1 | 21.78
07498352140 | UTPCH27GRY | Copper Patch Cord, Category 5e, Green UT | Category 5e, UTP patch cord with Pan-Plug™ Modular Plugs on each end. | PC | 1 | 10 | 1 | 1 | 21.78
07498352145 | UTPCH27GYY | Copper Patch Cord, Category 5e, Gray UTP | Category 5e, UTP patch cord with Pan-Plug™ Modular Plugs on each end. | PC | 1 | 10 | 1 | 1 | 21.78
07498361969 | UTPCH27MBLY | Copper Patch Cord, Category 5e, Black UT | Copper Patch Cord, Category 5e, Black UTP Cable, 27 Meter | PC | 1 | 10 | 1 | 1 | 57.72
07498361966 | UTPCH27MBUY | Copper Patch Cord, Category 5e, Blue UTP | Copper Patch Cord, Category 5e, Blue UTP Cable, 27 Meter | PC | 1 | 10 | 1 | 1 | 57.72
07498361976 | UTPCH27MGRY | Copper Patch Cord, Category 5e, Green UT | Copper Patch Cord, Category 5e, Green UTP Cable, 27 Meter | PC | 1 | 10 | 1 | 1 | 57.72
07498361973 | UTPCH27MGYY | Copper Patch Cord, Category 5e, Gray UTP | Copper Patch Cord, Category 5e, Gray UTP Cable, 27 Meter | PC | 1 | 10 | 1 | 1 | 57.72
07498361977 | UTPCH27MORY | Copper Patch Cord, Category 5e, Orange U | Copper Patch Cord, Category 5e, Orange UTP Cable, 27 Meter | PC | 1 | 10 | 1 | 1 | 57.72
07498361978 | UTPCH27MRDY | Copper Patch Cord, Category 5e, Red UTP | Copper Patch Cord, Category 5e, Red UTP Cable, 27 Meter | PC | 1 | 10 | 1 | 1 | 57.72
07498361970 | UTPCH27MVLY | Copper Patch Cord, Category 5e, Violet U | Copper Patch Cord, Category 5e, Violet UTP Cable, 27 Meter | PC | 1 | 10 | 1 | 1 | 57.72
07498361927 | UTPCH27MY | Copper Patch Cord, Category 5e, Off Whit | Copper Patch Cord, Category 5e, Off White UTP Cable, 27 Meter | PC | 1 | 10 | 1 | 1 | 57.72
07498361972 | UTPCH27MYLY | Copper Patch Cord, Category 5e, Yellow U | Copper Patch Cord, Category 5e, Yellow UTP Cable, 27 Meter | PC | 1 | 10 | 1 | 1 | 57.72
07498352141 | UTPCH27ORY | Copper Patch Cord, Category 5e, Orange U | Category 5e, UTP patch cord with Pan-Plug™ Modular Plugs on each end. | PC | 1 | 10 | 1 | 1 | 21.78
07498352142 | UTPCH27RDY | Copper Patch Cord, Category 5e, Red UTP | Category 5e, UTP patch cord with Pan-Plug™ Modular Plugs on each end. | PC | 1 | 10 | 1 | 1 | 21.78
07498352143 | UTPCH27VLY | Copper Patch Cord, Category 5e, Violet U | Category 5e, UTP patch cord with Pan-Plug™ Modular Plugs on each end. | PC | 1 | 10 | 1 | 1 | 21.78
07498351085 | UTPCH27Y | Copper Patch Cord, Category 5e, Off Whit | Category 5e, UTP patch cord with Pan-Plug™ Modular Plugs on each end. | PC | 1 | 10 | 1 | 1 | 21.78
07498352144 | UTPCH27YLY | Copper Patch Cord, Category 5e, Yellow U | Category 5e, UTP patch cord with Pan-Plug™ Modular Plugs on each end. | PC | 1 | 10 | 1 | 1 | 21.78
07498352164 | UTPCH28BLY | Copper Patch Cord, Category 5e, Black UT | Category 5e, UTP patch cord with Pan-Plug™ Modular Plugs on each end. | PC | 1 | 10 | 1 | 1 | 22.34
07498352165 | UTPCH28BUY | Copper Patch Cord, Category 5e, Blue UTP | Category 5e, UTP patch cord with Pan-Plug™ Modular Plugs on each end. | PC | 1 | 10 | 1 | 1 | 22.34
07498352207 | UTPCH28GRY | Copper Patch Cord, Category 5e, Green UT | Category 5e, UTP patch cord with Pan-Plug™ Modular Plugs on each end. | PC | 1 | 10 | 1 | 1 | 22.34
07498352212 | UTPCH28GYY | Copper Patch Cord, Category 5e, Gray UTP | Category 5e, UTP patch cord with Pan-Plug™ Modular Plugs on each end. | PC | 1 | 10 | 1 | 1 | 22.34
07498361980 | UTPCH28MBLY | Copper Patch Cord, Category 5e, Black UT | Copper Patch Cord, Category 5e, Black UTP Cable, 28 Meter | PC | 1 | 10 | 1 | 1 | 59.64
07498361979 | UTPCH28MBUY | Copper Patch Cord, Category 5e, Blue UTP | Copper Patch Cord, Category 5e, Blue UTP Cable, 28 Meter | PC | 1 | 10 | 1 | 1 | 59.64
07498361984 | UTPCH28MGRY | Copper Patch Cord, Category 5e, Green UT | Copper Patch Cord, Category 5e, Green UTP Cable, 28 Meter | PC | 1 | 10 | 1 | 1 | 59.64
07498361983 | UTPCH28MGYY | Copper Patch Cord, Category 5e, Gray UTP | Copper Patch Cord, Category 5e, Gray UTP Cable, 28 Meter | PC | 1 | 10 | 1 | 1 | 59.64
07498361985 | UTPCH28MORY | Copper Patch Cord, Category 5e, Orange U | Category 5e, UTP patch cord with Pan-Plug™ Modular Plugs on each end. | PC | 1 | 10 | 1 | 1 | 59.64
07498361988 | UTPCH28MRDY | Copper Patch Cord, Category 5e, Red UTP | Category 5e, UTP patch cord with Pan-Plug™ Modular Plugs on each end. | PC | 1 | 10 | 1 | 1 | 59.64
07498361981 | UTPCH28MVLY | Copper Patch Cord, Category 5e, Violet U | Copper Patch Cord, Category 5e, Violet UTP Cable, 28 Meter | PC | 1 | 10 | 1 | 1 | 59.64
07498361928 | UTPCH28MY | Copper Patch Cord, Category 5e, Off Whit | Copper Patch Cord, Category 5e, Off White UTP Cable, 28 Meter | PC | 1 | 10 | 1 | 1 | 59.64
07498361982 | UTPCH28MYLY | Copper Patch Cord, Category 5e, Yellow U | Copper Patch Cord, Category 5e, Yellow UTP Cable, 28 Meter | PC | 1 | 10 | 1 | 1 | 59.64
07498352208 | UTPCH28ORY | Copper Patch Cord, Category 5e, Orange U | Category 5e, UTP patch cord with Pan-Plug™ Modular Plugs on each end. | PC | 1 | 10 | 1 | 1 | 22.34
07498352209 | UTPCH28RDY | Copper Patch Cord, Category 5e, Red UTP | Category 5e, UTP patch cord with Pan-Plug™ Modular Plugs on each end. | PC | 1 | 10 | 1 | 1 | 22.34
07498352210 | UTPCH28VLY | Copper Patch Cord, Category 5e, Violet U | Category 5e, UTP patch cord with Pan-Plug™ Modular Plugs on each end. | PC | 1 | 10 | 1 | 1 | 22.34
07498351087 | UTPCH28Y | Copper Patch Cord, Category 5e, Off Whit | Category 5e, UTP patch cord with Pan-Plug™ Modular Plugs on each end. | PC | 1 | 10 | 1 | 1 | 22.34
07498352211 | UTPCH28YLY | Copper Patch Cord, Category 5e, Yellow U | Category 5e, UTP patch cord with Pan-Plug™ Modular Plugs on each end. | PC | 1 | 10 | 1 | 1 | 22.34
07498352213 | UTPCH29BLY | Copper Patch Cord, Category 5e, Black UT | Category 5e, UTP patch cord with Pan-Plug™ Modular Plugs on each end. | PC | 1 | 10 | 1 | 1 | 22.9
07498352214 | UTPCH29BUY | Copper Patch Cord, Category 5e, Blue UTP | Category 5e, UTP patch cord with Pan-Plug™ Modular Plugs on each end. | PC | 1 | 10 | 1 | 1 | 22.9
07498352216 | UTPCH29GRY | Copper Patch Cord, Category 5e, Green UT | Category 5e, UTP patch cord with Pan-Plug™ Modular Plugs on each end. | PC | 1 | 10 | 1 | 1 | 22.9
07498352221 | UTPCH29GYY | Copper Patch Cord, Category 5e, Gray UTP | Category 5e, UTP patch cord with Pan-Plug™ Modular Plugs on each end. | PC | 1 | 10 | 1 | 1 | 22.9
07498361992 | UTPCH29MBLY | Copper Patch Cord, Category 5e, Black UT | Category 5e, UTP patch cord with Pan-Plug™ Modular Plugs on each end. | PC | 1 | 10 | 1 | 1 | 61.52
07498361991 | UTPCH29MBUY | Copper Patch Cord, Category 5e, Blue UTP | Category 5e, UTP patch cord with Pan-Plug™ Modular Plugs on each end. | PC | 1 | 10 | 1 | 1 | 61.52
07498361998 | UTPCH29MGRY | Copper Patch Cord, Category 5e, Green UT | Category 5e, UTP patch cord with Pan-Plug™ Modular Plugs on each end. | PC | 1 | 10 | 1 | 1 | 61.52
07498361997 | UTPCH29MGYY | Copper Patch Cord, Category 5e, Gray UTP | Category 5e, UTP patch cord with Pan-Plug™ Modular Plugs on each end. | PC | 1 | 10 | 1 | 1 | 61.52
07498362001 | UTPCH29MORY | Copper Patch Cord, Category 5e, Orange U | Category 5e, UTP patch cord with Pan-Plug™ Modular Plugs on each end. | PC | 1 | 10 | 1 | 1 | 61.52
07498362002 | UTPCH29MRDY | Copper Patch Cord, Category 5e, Red UTP | Category 5e, UTP patch cord with Pan-Plug™ Modular Plugs on each end. | PC | 1 | 10 | 1 | 1 | 61.52
07498361994 | UTPCH29MVLY | Copper Patch Cord, Category 5e, Violet U | Copper Patch Cord, Category 5e, Violet UTP Cable, 29 Meter | PC | 1 | 10 | 1 | 1 | 61.52
07498361929 | UTPCH29MY | Copper Patch Cord, Category 5e, Off Whit | Copper Patch Cord, Category 5e, Off White UTP Cable, 29 Meter | PC | 1 | 10 | 1 | 1 | 61.52
07498361995 | UTPCH29MYLY | Copper Patch Cord, Category 5e, Yellow U | Copper Patch Cord, Category 5e, Yellow UTP Cable, 29 Meter | PC | 1 | 10 | 1 | 1 | 61.52
07498352219 | UTPCH29ORY | Copper Patch Cord, Category 5e, Orange U | Category 5e, UTP patch cord with Pan-Plug™ Modular Plugs on each end. | PC | 1 | 10 | 1 | 1 | 22.9
07498352220 | UTPCH29RDY | Copper Patch Cord, Category 5e, Red UTP | Category 5e, UTP patch cord with Pan-Plug™ Modular Plugs on each end. | PC | 1 | 10 | 1 | 1 | 22.9
07498352222 | UTPCH29VLY | Copper Patch Cord, Category 5e, Violet U | Category 5e, UTP patch cord with Pan-Plug™ Modular Plugs on each end. | PC | 1 | 10 | 1 | 1 | 22.9
07498351088 | UTPCH29Y | Copper Patch Cord, Category 5e, Off Whit | Category 5e, UTP patch cord with Pan-Plug™ Modular Plugs on each end. | PC | 1 | 10 | 1 | 1 | 22.9
07498352223 | UTPCH29YLY | Copper Patch Cord, Category 5e, Yellow U | Category 5e, UTP patch cord with Pan-Plug™ Modular Plugs on each end. | PC | 1 | 10 | 1 | 1 | 22.9
07498316525 | UTPCH2BLY | Cu,PC,Cat5e,UTP,Cbl,BL,2ft,EA | The TX5e™ Cat 5e UTP Patch Cord is constructed of 24 AWG, unshielded, twisted pair, stranded, CM cable with Pan-Plug™ modular plugs on each end. The patented tangle free latch prevents snags and provides easy release saving time on frequent moves, adds, a | PC | 1 | 10 | 1 | 1 | 7.26
07498316526 | UTPCH2BUY | Cu,PC,Cat5e,UTP,Cbl,BU,2ft,EA | The TX5e™ Cat 5e UTP Patch Cord is constructed of 24 AWG, unshielded, twisted pair, stranded, CM cable with Pan-Plug™ modular plugs on each end. The patented tangle free latch prevents snags and provides easy release saving time on frequent moves, adds, a | PC | 1 | 10 | 1 | 1 | 7.26
07498316527 | UTPCH2GRY | Cu,PC,Cat5e,UTP,Cbl,GR,2ft,EA | The TX5e™ Cat 5e UTP Patch Cord is constructed of 24 AWG, unshielded, twisted pair, stranded, CM cable with Pan-Plug™ modular plugs on each end. The patented tangle free latch prevents snags and provides easy release saving time on frequent moves, adds, a | PC | 1 | 10 | 1 | 1 | 7.26
07498316528 | UTPCH2GYY | CAT 5E PATCH CORD 2 FT NPC1511 NS-052, A | Category 5e Patch Cord | PC | 1 | 10 | 1 | 1 | 7.26
07498316530 | UTPCH2MBLY | Cu,PC,Cat5e,UTP,Cbl,BL,2M,EA | The TX5e™ Cat 5e UTP Patch Cord is constructed of 24 AWG, unshielded, twisted pair, stranded, CM cable with Pan-Plug™ modular plugs on each end. The patented tangle free latch prevents snags and provides easy release saving time on frequent moves, adds, a | PC | 1 | 10 | 1 | 1 | 9.92
07498329101 | UTPCH2MBLY-Q | Copper Patch Cord, Cat 5e, Black UTP Cab |  | PC | 1 | 25 | 25 | 1 | 10.24
07498316531 | UTPCH2MBUY | Cu,PC,Cat5e,UTP,Cbl,BU,2M,EA | The TX5e™ Cat 5e UTP Patch Cord is constructed of 24 AWG, unshielded, twisted pair, stranded, CM cable with Pan-Plug™ modular plugs on each end. The patented tangle free latch prevents snags and provides easy release saving time on frequent moves, adds, a | PC | 1 | 10 | 1 | 1 | 9.92
07498329102 | UTPCH2MBUY-Q | Copper Patch Cord, Cat 5e, Blue UTP Cabl |  | PC | 1 | 25 | 25 | 1 | 10.24
07498316532 | UTPCH2MGRY | Cu,PC,Cat5e,UTP,Cbl,GR,2M,EA | The TX5e™ Cat 5e UTP Patch Cord is constructed of 24 AWG, unshielded, twisted pair, stranded, CM cable with Pan-Plug™ modular plugs on each end. The patented tangle free latch prevents snags and provides easy release saving time on frequent moves, adds, a | PC | 1 | 10 | 1 | 1 | 9.92
07498329103 | UTPCH2MGRY-Q | Copper Patch Cord, Cat 5e, Green UTP Cab |  | PC | 1 | 25 | 25 | 1 | 10.24
07498332953 | UTPCH2MGYY | Copper Patch Cord, Category 5e, Gray UTP | Category 5e, UTP patch cord with Pan-Plug™ Modular Plugs on each end. | PC | 1 | 10 | 1 | 1 | 9.92
07498317777 | UTPCH2MORY | Cu,PC,Cat5e,UTP,Cbl,OR,2M,EA | Category 5e, UTP patch cord with Pan-Plug™ Modular Plugs on each end. Orange, 2 meters. | PC | 1 | 10 | 1 | 1 | 9.92
07498316533 | UTPCH2MRDY | Cu,PC,Cat5e,UTP,Cbl,RD,2M,EA | The TX5e™ Cat 5e UTP Patch Cord is constructed of 24 AWG, unshielded, twisted pair, stranded, CM cable with Pan-Plug™ modular plugs on each end. The patented tangle free latch prevents snags and provides easy release saving time on frequent moves, adds, a | PC | 1 | 10 | 1 | 1 | 9.92
07498329104 | UTPCH2MRDY-Q | Copper Patch Cord, Cat 5e, Red UTP Cable |  | PC | 1 | 25 | 25 | 1 | 10.24
07498317800 | UTPCH2MVLY | Cu,PC,Cat5e,UTP,Cbl,VL,2M,EA | Category 5e, UTP patch cord with Pan-Plug™ Modular Plugs on each end. Violet, 2 meters. | PC | 1 | 10 | 1 | 1 | 9.92
07498316529 | UTPCH2MY | Cu,PC,Cat5e,UTP,Cbl,IW,2M,EA | The TX5e™ Cat 5e UTP Patch Cord is constructed of 24 AWG, unshielded, twisted pair, stranded, CM cable with Pan-Plug™ modular plugs on each end. The patented tangle free latch prevents snags and provides easy release saving time on frequent moves, adds, a | PC | 1 | 10 | 1 | 1 | 9.92
07498329100 | UTPCH2MY-Q | Copper Patch Cord, Cat 5e, Off White UTP |  | PC | 1 | 25 | 25 | 1 | 10.24
07498316534 | UTPCH2MYLY | Cu,PC,Cat5e,UTP,Cbl,YL,2M,EA | The TX5e™ Cat 5e UTP Patch Cord is constructed of 24 AWG, unshielded, twisted pair, stranded, CM cable with Pan-Plug™ modular plugs on each end. The patented tangle free latch prevents snags and provides easy release saving time on frequent moves, adds, a | PC | 1 | 10 | 1 | 1 | 9.92
07498329105 | UTPCH2MYLY-Q | Copper Patch Cord, Cat 5e, Yellow UTP Ca |  | PC | 1 | 25 | 25 | 1 | 10.24
07498316535 | UTPCH2ORY | Cu,PC,Cat5e,UTP,Cbl,OR,2ft,EA | Category 5e, UTP patch cord with Pan-Plug™ Modular Plugs on each end. Orange, 2 ft. | PC | 1 | 10 | 1 | 1 | 7.26
07498316536 | UTPCH2RDY | Cu,PC,Cat5e,UTP,Cbl,RD,2ft,EA | The TX5e™ Cat 5e UTP Patch Cord is constructed of 24 AWG, unshielded, twisted pair, stranded, CM cable with Pan-Plug™ modular plugs on each end. The patented tangle free latch prevents snags and provides easy release saving time on frequent moves, adds, a | PC | 1 | 10 | 1 | 1 | 7.26
07498316537 | UTPCH2VLY | Cu,PC,Cat5e,UTP,Cbl,VL,2ft,EA | Category 5e, UTP patch cord with Pan-Plug™ Modular Plugs on each end. Violet, 2 ft. | PC | 1 | 10 | 1 | 1 | 7.26
07498316493 | UTPCH2Y | Cu,PC,Cat5e,UTP,Cbl,IW,2ft,EA | The TX5e™ Cat 5e UTP Patch Cord is constructed of 24 AWG, unshielded, twisted pair, stranded, CM cable with Pan-Plug™ modular plugs on each end. The patented tangle free latch prevents snags and provides easy release saving time on frequent moves, adds, a | PC | 1 | 10 | 1 | 1 | 7.26
07498316538 | UTPCH2YLY | Cu,PC,Cat5e,UTP,Cbl,YL,2ft,EA | The TX5e™ Cat 5e UTP Patch Cord is constructed of 24 AWG, unshielded, twisted pair, stranded, CM cable with Pan-Plug™ modular plugs on each end. The patented tangle free latch prevents snags and provides easy release saving time on frequent moves, adds, a | PC | 1 | 10 | 1 | 1 | 7.26
07498361568 | UTPCH3.5MBLY | Copper Patch Cord, Category 5e, Black UT | Category 5e, UTP patch cord with Pan-Plug™ Modular Plugs on each end. | PC | 1 | 10 | 1 | 1 | 12.76
07498361622 | UTPCH3.5MBUY | Copper Patch Cord, Category 5e, Blue UTP | Category 5e, UTP patch cord with Pan-Plug™ Modular Plugs on each end. | PC | 1 | 10 | 1 | 1 | 12.76
07498361623 | UTPCH3.5MGRY | Copper Patch Cord, Category 5e, Green UT | Category 5e, UTP patch cord with Pan-Plug™ Modular Plugs on each end. | PC | 1 | 10 | 1 | 1 | 12.76
07498361624 | UTPCH3.5MGYY | Copper Patch Cord, Category 5e, Gray UTP | Category 5e, UTP patch cord with Pan-Plug™ Modular Plugs on each end. | PC | 1 | 10 | 1 | 1 | 12.76
07498361629 | UTPCH3.5MORY | Copper Patch Cord, Category 5e, Orange U | Category 5e, UTP patch cord with Pan-Plug™ Modular Plugs on each end. | PC | 1 | 10 | 1 | 1 | 12.76
07498361631 | UTPCH3.5MRDY | Copper Patch Cord, Category 5e, Red UTP | Category 5e, UTP patch cord with Pan-Plug™ Modular Plugs on each end. | PC | 1 | 10 | 1 | 1 | 12.76
07498361632 | UTPCH3.5MVLY | Copper Patch Cord, Category 5e, Violet U | Category 5e, UTP patch cord with Pan-Plug™ Modular Plugs on each end. | PC | 1 | 10 | 1 | 1 | 12.76
07498361564 | UTPCH3.5MY | Copper Patch Cord, Cat 5e, Off White UTP | Category 5e, UTP patch cord with Pan-Plug™ Modular Plugs on each end. | PC | 1 | 10 | 1 | 1 | 12.76
07498361633 | UTPCH3.5MYLY | Copper Patch Cord, Category 5e, Yellow U | Category 5e, UTP patch cord with Pan-Plug™ Modular Plugs on each end. | PC | 1 | 10 | 1 | 1 | 12.76
07498317696 | UTPCH30BLY | Cu,PC,Cat5e,UTP,Cbl,BL,30ft,EA | The TX5e™ Cat 5e UTP Patch Cord is constructed of 24 AWG, unshielded, twisted pair, stranded, CM cable with Pan-Plug™ modular plugs on each end. The patented tangle free latch prevents snags and provides easy release saving time on frequent moves, adds, a | PC | 1 | 10 | 1 | 1 | 23.48
07498317711 | UTPCH30BUY | Cu,PC,Cat5e,UTP,Cbl,BU,30ft,EA | The TX5e™ Cat 5e UTP Patch Cord is constructed of 24 AWG, unshielded, twisted pair, stranded, CM cable with Pan-Plug™ modular plugs on each end. The patented tangle free latch prevents snags and provides easy release saving time on frequent moves, adds, a | PC | 1 | 10 | 1 | 1 | 23.48
07498317726 | UTPCH30GRY | Cu,PC,Cat5e,UTP,Cbl,GR,30ft,EA | The TX5e™ Cat 5e UTP Patch Cord is constructed of 24 AWG, unshielded, twisted pair, stranded, CM cable with Pan-Plug™ modular plugs on each end. The patented tangle free latch prevents snags and provides easy release saving time on frequent moves, adds, a | PC | 1 | 10 | 1 | 1 | 23.48
07498362020 | UTPCH30MBLY | Copper Patch Cord, Category 5e, Black UT | Category 5e, UTP patch cord with Pan-Plug™ Modular Plugs on each end. | PC | 1 | 10 | 1 | 1 | 63.1
07498362017 | UTPCH30MBUY | Copper Patch Cord, Category 5e, Blue UTP | Category 5e, UTP patch cord with Pan-Plug™ Modular Plugs on each end. | PC | 1 | 10 | 1 | 1 | 63.1
07498362028 | UTPCH30MGRY | Copper Patch Cord, Category 5e, Gray UTP | Copper Patch Cord, Category 5e, Gray UTP Cable, 30 Meter | PC | 1 | 10 | 1 | 1 | 63.1
07498362025 | UTPCH30MGYY | Copper Patch Cord, Category 5e, Gray UTP | Copper Patch Cord, Category 5e, Gray UTP Cable, 30 Meter | PC | 1 | 10 | 1 | 1 | 63.1
07498362029 | UTPCH30MORY | Copper Patch Cord, Category 5e, Orange U | Copper Patch Cord, Category 5e, Orange UTP Cable, 30 Meter | PC | 1 | 10 | 1 | 1 | 63.1
07498362031 | UTPCH30MRDY | Copper Patch Cord, Category 5e, Red UTP | Copper Patch Cord, Category 5e, Red UTP Cable, 30 Meter | PC | 1 | 10 | 1 | 1 | 63.1
07498362021 | UTPCH30MVLY | Copper Patch Cord, Category 5e, Violet U | Copper Patch Cord, Category 5e, Violet UTP Cable, 30 Meter | PC | 1 | 10 | 1 | 1 | 63.1
07498362005 | UTPCH30MY | Copper Patch Cord, Category 5e, Off Whit | Category 5e, UTP patch cord with Pan-Plug™ Modular Plugs on each end. | PC | 1 | 10 | 1 | 1 | 63.1
07498362024 | UTPCH30MYLY | Copper Patch Cord, Category 5e, Yellow U | Copper Patch Cord, Category 5e, Yellow UTP Cable, 30 Meter | PC | 1 | 10 | 1 | 1 | 63.1
07498317771 | UTPCH30ORY | Cu,PC,Cat5e,UTP,Cbl,OR,30ft,EA | Category 5e, UTP patch cord with Pan-Plug™ Modular Plugs on each end. Orange, 30 ft. | PC | 1 | 10 | 1 | 1 | 23.48
07498317757 | UTPCH30RDY | CuPC,Cat5e,UTP,Cbl,RD,30ft,EA | The TX5e™ Cat 5e UTP Patch Cord is constructed of 24 AWG, unshielded, twisted pair, stranded, CM cable with Pan-Plug™ modular plugs on each end. The patented tangle free latch prevents snags and provides easy release saving time on frequent moves, adds, a | PC | 1 | 10 | 1 | 1 | 23.48
07498317794 | UTPCH30VLY | CuPC,Cat5e,UTP,Cbl,VL,30ft,EA | Category 5e, UTP patch cord with Pan-Plug™ Modular Plugs on each end. Violet, 30 ft. | PC | 1 | 10 | 1 | 1 | 23.48
07498317681 | UTPCH30Y | Cu,PC,Cat5e,UTP,Cbl,IW,30ft,EA | The TX5e™ Cat 5e UTP Patch Cord is constructed of 24 AWG, unshielded, twisted pair, stranded, CM cable with Pan-Plug™ modular plugs on each end. The patented tangle free latch prevents snags and provides easy release saving time on frequent moves, adds, a | PC | 1 | 10 | 1 | 1 | 23.48
07498317741 | UTPCH30YLY | Cu,PC,Cat5e,UTP,Cbl,YL,30ft,EA | The TX5e™ Cat 5e UTP Patch Cord is constructed of 24 AWG, unshielded, twisted pair, stranded, CM cable with Pan-Plug™ modular plugs on each end. The patented tangle free latch prevents snags and provides easy release saving time on frequent moves, adds, a | PC | 1 | 10 | 1 | 1 | 23.48
07498352224 | UTPCH31BLY | Copper Patch Cord, Category 5e, Black UT | Category 5e, UTP patch cord with Pan-Plug™ Modular Plugs on each end. | PC | 1 | 10 | 1 | 1 | 24.08
07498352227 | UTPCH31BUY | Copper Patch Cord, Category 5e, Blue UTP | Category 5e, UTP patch cord with Pan-Plug™ Modular Plugs on each end. | PC | 1 | 10 | 1 | 1 | 24.08
07498352228 | UTPCH31GRY | Copper Patch Cord, Category 5e, Green UT | Category 5e, UTP patch cord with Pan-Plug™ Modular Plugs on each end. | PC | 1 | 10 | 1 | 1 | 24.08
07498352231 | UTPCH31GYY | Copper Patch Cord, Category 5e, Gray UTP | Category 5e, UTP patch cord with Pan-Plug™ Modular Plugs on each end. | PC | 1 | 10 | 1 | 1 | 24.08
07498362034 | UTPCH31MBLY | Copper Patch Cord, Category 5e, Black UT | Category 5e, UTP patch cord with Pan-Plug™ Modular Plugs on each end. | PC | 1 | 10 | 1 | 1 | 65.36
07498362032 | UTPCH31MBUY | Copper Patch Cord, Category 5e, Blue UTP | Copper Patch Cord, Category 5e, Blue UTP Cable, 31 Meter | PC | 1 | 10 | 1 | 1 | 65.36
07498362042 | UTPCH31MGRY | Copper Patch Cord, Category 5e, Green UT | Copper Patch Cord, Category 5e, Green UTP Cable, 31 Meter | PC | 1 | 10 | 1 | 1 | 65.36
07498362039 | UTPCH31MGYY | Copper Patch Cord, Category 5e, Gray UTP | Copper Patch Cord, Category 5e, Gray UTP Cable, 31 Meter | PC | 1 | 10 | 1 | 1 | 65.36
07498362043 | UTPCH31MORY | Copper Patch Cord, Category 5e, Orange U | Copper Patch Cord, Category 5e, Orange UTP Cable, 31 Meter | PC | 1 | 10 | 1 | 1 | 65.36
07498362045 | UTPCH31MRDY | Copper Patch Cord, Category 5e, Red UTP | Copper Patch Cord, Category 5e, Red UTP Cable, 31 Meter | PC | 1 | 10 | 1 | 1 | 65.36
07498362035 | UTPCH31MVLY | Copper Patch Cord, Category 5e, Violet U | Category 5e, UTP patch cord with Pan-Plug™ Modular Plugs on each end. | PC | 1 | 10 | 1 | 1 | 65.36
07498362008 | UTPCH31MY | Copper Patch Cord, Category 5e, Off Whit | Copper Patch Cord, Category 5e, Off White UTP Cable, 31 Meter | PC | 1 | 10 | 1 | 1 | 65.36
07498362038 | UTPCH31MYLY | Copper Patch Cord, Category 5e, Yellow U | Copper Patch Cord, Category 5e, Yellow UTP Cable, 31 Meter | PC | 1 | 10 | 1 | 1 | 65.36
07498352229 | UTPCH31ORY | Copper Patch Cord, Category 5e, Orange U | Category 5e, UTP patch cord with Pan-Plug™ Modular Plugs on each end. | PC | 1 | 10 | 1 | 1 | 24.08
07498352230 | UTPCH31RDY | Copper Patch Cord, Category 5e, Red UTP | Category 5e, UTP patch cord with Pan-Plug™ Modular Plugs on each end. | PC | 1 | 10 | 1 | 1 | 24.08
07498352232 | UTPCH31VLY | Copper Patch Cord, Category 5e, Violet U | Category 5e, UTP patch cord with Pan-Plug™ Modular Plugs on each end. | PC | 1 | 10 | 1 | 1 | 24.08
07498351089 | UTPCH31Y | Copper Patch Cord, Category 5e, Off Whit | Category 5e, UTP patch cord with Pan-Plug™ Modular Plugs on each end. | PC | 1 | 10 | 1 | 1 | 24.08
07498352233 | UTPCH31YLY | Copper Patch Cord, Category 5e, Yellow U | Category 5e, UTP patch cord with Pan-Plug™ Modular Plugs on each end. | PC | 1 | 10 | 1 | 1 | 24.08
07498352234 | UTPCH32BLY | Copper Patch Cord, Category 5e, Black UT | Category 5e, UTP patch cord with Pan-Plug™ Modular Plugs on each end. | PC | 1 | 10 | 1 | 1 | 24.64
07498352235 | UTPCH32BUY | Copper Patch Cord, Category 5e, Blue UTP | Category 5e, UTP patch cord with Pan-Plug™ Modular Plugs on each end. | PC | 1 | 10 | 1 | 1 | 24.64
07498352236 | UTPCH32GRY | Copper Patch Cord, Category 5e, Green UT | Category 5e, UTP patch cord with Pan-Plug™ Modular Plugs on each end. | PC | 1 | 10 | 1 | 1 | 24.64
07498352241 | UTPCH32GYY | Copper Patch Cord, Category 5e, Gray UTP | Category 5e, UTP patch cord with Pan-Plug™ Modular Plugs on each end. | PC | 1 | 10 | 1 | 1 | 24.64
07498362054 | UTPCH32MBLY | Copper Patch Cord, Category 5e, Black UT | Copper Patch Cord, Category 5e, Black UTP Cable, 32 Meter | PC | 1 | 10 | 1 | 1 | 67.2
07498362046 | UTPCH32MBUY | Copper Patch Cord, Category 5e, Blue UTP | Copper Patch Cord, Category 5e, Blue UTP Cable, 32 Meter | PC | 1 | 10 | 1 | 1 | 67.2
07498362079 | UTPCH32MGRY | Copper Patch Cord, Category 5e, Green UT | Copper Patch Cord, Category 5e, Green UTP Cable, 32 Meter | PC | 1 | 10 | 1 | 1 | 67.2
07498362077 | UTPCH32MGYY | Copper Patch Cord, Category 5e, Gray UTP | Category 5e, UTP patch cord with Pan-Plug™ Modular Plugs on each end. | PC | 1 | 10 | 1 | 1 | 67.2
07498362080 | UTPCH32MORY | Copper Patch Cord, Category 5e, Orange U | Copper Patch Cord, Category 5e, Orange UTP Cable, 32 Meter | PC | 1 | 10 | 1 | 1 | 67.2
07498362081 | UTPCH32MRDY | Copper Patch Cord, Category 5e, Red UTP | Copper Patch Cord, Category 5e, Red UTP Cable, 32 Meter | PC | 1 | 10 | 1 | 1 | 67.2
07498362069 | UTPCH32MVLY | Copper Patch Cord, Category 5e, violet U | Category 5e, UTP patch cord with Pan-Plug™ Modular Plugs on each end. | PC | 1 | 10 | 1 | 1 | 67.2
07498362009 | UTPCH32MY | Copper Patch Cord, Category 5e, Off Whit | Copper Patch Cord, Category 5e, Off White UTP Cable, 32 Meter | PC | 1 | 10 | 1 | 1 | 67.2
07498362076 | UTPCH32MYLY | Copper Patch Cord, Category 5e, Yellow U | Category 5e, UTP patch cord with Pan-Plug™ Modular Plugs on each end. | PC | 1 | 10 | 1 | 1 | 67.2
07498352237 | UTPCH32ORY | Copper Patch Cord, Category 5e, Orange U | Category 5e, UTP patch cord with Pan-Plug™ Modular Plugs on each end. | PC | 1 | 10 | 1 | 1 | 24.64
07498352240 | UTPCH32RDY | Copper Patch Cord, Category 5e, Red UTP | Category 5e, UTP patch cord with Pan-Plug™ Modular Plugs on each end. | PC | 1 | 10 | 1 | 1 | 24.64
07498352243 | UTPCH32VLY | Copper Patch Cord, Category 5e, Violet U | Category 5e, UTP patch cord with Pan-Plug™ Modular Plugs on each end. | PC | 1 | 10 | 1 | 1 | 24.64
07498351090 | UTPCH32Y | Copper Patch Cord, Category 5e, Off Whit | Category 5e, UTP patch cord with Pan-Plug™ Modular Plugs on each end. | PC | 1 | 10 | 1 | 1 | 24.64
07498352242 | UTPCH32YLY | Copper Patch Cord, Category 5e, Yellow U | Category 5e, UTP patch cord with Pan-Plug™ Modular Plugs on each end. | PC | 1 | 10 | 1 | 1 | 24.64
07498352244 | UTPCH33BLY | Copper Patch Cord, Category 5e, Black UT | Category 5e, UTP patch cord with Pan-Plug™ Modular Plugs on each end. | PC | 1 | 10 | 1 | 1 | 25.24
07498352245 | UTPCH33BUY | Copper Patch Cord, Category 5e, Blue UTP | Category 5e, UTP patch cord with Pan-Plug™ Modular Plugs on each end. | PC | 1 | 10 | 1 | 1 | 25.24
07498352246 | UTPCH33GRY | Copper Patch Cord, Category 5e, Green UT | Category 5e, UTP patch cord with Pan-Plug™ Modular Plugs on each end. | PC | 1 | 10 | 1 | 1 | 25.24
07498352249 | UTPCH33GYY | Copper Patch Cord, Category 5e, Gray UTP | Category 5e, UTP patch cord with Pan-Plug™ Modular Plugs on each end. | PC | 1 | 10 | 1 | 1 | 25.24
07498362083 | UTPCH33MBLY | Copper Patch Cord, Category 5e, Black UT | Copper Patch Cord, Category 5e, Black UTP Cable, 33 Meter | PC | 1 | 10 | 1 | 1 | 69.1
07498362082 | UTPCH33MBUY | Copper Patch Cord, Category 5e, Blue UTP | Copper Patch Cord, Category 5e, Blue UTP Cable, 33 Meter | PC | 1 | 10 | 1 | 1 | 69.1
07498362087 | UTPCH33MGRY | Copper Patch Cord, Category 5e, Green UT | Category 5e, UTP patch cord with Pan-Plug™ Modular Plugs on each end. | PC | 1 | 10 | 1 | 1 | 69.1
07498362086 | UTPCH33MGYY | Copper Patch Cord, Category 5e, Gray UTP | Category 5e, UTP patch cord with Pan-Plug™ Modular Plugs on each end. | PC | 1 | 10 | 1 | 1 | 69.1
07498362088 | UTPCH33MORY | Copper Patch Cord, Category 5e, Orange U | Copper Patch Cord, Category 5e, Orange UTP Cable, 33 Meter | PC | 1 | 10 | 1 | 1 | 69.1
07498362089 | UTPCH33MRDY | Copper Patch Cord, Category 5e, Red UTP | Copper Patch Cord, Category 5e, Red UTP Cable, 33 Meter | PC | 1 | 10 | 1 | 1 | 69.1
07498362084 | UTPCH33MVLY | Copper Patch Cord, Category 5e, Violet U | Copper Patch Cord, Category 5e, Violet UTP Cable, 33 Meter | PC | 1 | 10 | 1 | 1 | 69.1
07498362012 | UTPCH33MY | Copper Patch Cord, Category 5e, Off Whit | Copper Patch Cord, Category 5e, Off White UTP Cable, 33 Meter | PC | 1 | 10 | 1 | 1 | 69.1
07498362085 | UTPCH33MYLY | Copper Patch Cord, Category 5e, Yellow U | Copper Patch Cord, Category 5e, Yellow UTP Cable, 33 Meter | PC | 1 | 10 | 1 | 1 | 69.1
07498352247 | UTPCH33ORY | Copper Patch Cord, Category 5e, Orange U | Category 5e, UTP patch cord with Pan-Plug™ Modular Plugs on each end. | PC | 1 | 10 | 1 | 1 | 25.24
07498352248 | UTPCH33RDY | Copper Patch Cord, Category 5e, Red UTP | Category 5e, UTP patch cord with Pan-Plug™ Modular Plugs on each end. | PC | 1 | 10 | 1 | 1 | 25.24
07498352250 | UTPCH33VLY | Copper Patch Cord, Category 5e, Violet U | Category 5e, UTP patch cord with Pan-Plug™ Modular Plugs on each end. | PC | 1 | 10 | 1 | 1 | 25.24
07498351083 | UTPCH33Y | Copper Patch Cord, Category 5e, Off Whit | Category 5e, UTP patch cord with Pan-Plug™ Modular Plugs on each end. | PC | 1 | 10 | 1 | 1 | 25.24
07498352251 | UTPCH33YLY | Copper Patch Cord, Category 5e, Yellow U | Category 5e, UTP patch cord with Pan-Plug™ Modular Plugs on each end. | PC | 1 | 10 | 1 | 1 | 25.24
07498352252 | UTPCH34BLY | Copper Patch Cord, Category 5e, Black UT | Category 5e, UTP patch cord with Pan-Plug™ Modular Plugs on each end. | PC | 1 | 10 | 1 | 1 | 25.82
07498352253 | UTPCH34BUY | Copper Patch Cord, Category 5e, Blue UTP | Category 5e, UTP patch cord with Pan-Plug™ Modular Plugs on each end. | PC | 1 | 10 | 1 | 1 | 25.82
07498352254 | UTPCH34GRY | Copper Patch Cord, Category 5e, Green UT | Category 5e, UTP patch cord with Pan-Plug™ Modular Plugs on each end. | PC | 1 | 10 | 1 | 1 | 25.82
07498352287 | UTPCH34GYY | Copper Patch Cord, Category 5e, Gray UTP | Category 5e, UTP patch cord with Pan-Plug™ Modular Plugs on each end. | PC | 1 | 10 | 1 | 1 | 25.82
07498362092 | UTPCH34MBLY | Copper Patch Cord, Category 5e, Black UT | Copper Patch Cord, Category 5e, Black UTP Cable, 34 Meter | PC | 1 | 10 | 1 | 1 | 71.02
07498362091 | UTPCH34MBUY | Copper Patch Cord, Category 5e, Blue UTP | Copper Patch Cord, Category 5e, Blue UTP Cable, 34 Meter | PC | 1 | 10 | 1 | 1 | 71.02
07498362099 | UTPCH34MGRY | Copper Patch Cord, Category 5e, Green UT | Copper Patch Cord, Category 5e, Green UTP Cable, 34 Meter | PC | 1 | 10 | 1 | 1 | 71.02
07498362097 | UTPCH34MGYY | Copper Patch Cord, Category 5e, Gray UTP | Copper Patch Cord, Category 5e, Gray UTP Cable, 34 Meter | PC | 1 | 10 | 1 | 1 | 71.02
07498362100 | UTPCH34MORY | Copper Patch Cord, Category 5e, Orange U | Copper Patch Cord, Category 5e, Orange UTP Cable, 34 Meter | PC | 1 | 10 | 1 | 1 | 71.02
07498362101 | UTPCH34MRDY | Copper Patch Cord, Category 5e, Red UTP | Copper Patch Cord, Category 5e, Red UTP Cable, 34 Meter | PC | 1 | 10 | 1 | 1 | 71.02
07498362093 | UTPCH34MVLY | Copper Patch Cord, Category 5e, Violet U | Copper Patch Cord, Category 5e, Violet UTP Cable, 34 Meter | PC | 1 | 10 | 1 | 1 | 71.02
07498362013 | UTPCH34MY | Copper Patch Cord, Category 5e, Off Whit | Copper Patch Cord, Category 5e, Off White UTP Cable, 34 Meter | PC | 1 | 10 | 1 | 1 | 71.02
07498362095 | UTPCH34MYLY | Copper Patch Cord, Category 5e, Yellow U | Copper Patch Cord, Category 5e, Yellow UTP Cable, 34 Meter | PC | 1 | 10 | 1 | 1 | 71.02
07498352273 | UTPCH34ORY | Copper Patch Cord, Category 5e, Orange U | Category 5e, UTP patch cord with Pan-Plug™ Modular Plugs on each end. | PC | 1 | 10 | 1 | 1 | 25.82
07498352274 | UTPCH34RDY | Copper Patch Cord, Category 5e, Red UTP | Category 5e, UTP patch cord with Pan-Plug™ Modular Plugs on each end. | PC | 1 | 10 | 1 | 1 | 25.82
07498352285 | UTPCH34VLY | Copper Patch Cord, Category 5e, Violet U | Category 5e, UTP patch cord with Pan-Plug™ Modular Plugs on each end. | PC | 1 | 10 | 1 | 1 | 25.82
07498351086 | UTPCH34Y | Copper Patch Cord, Category 5e, Off Whit | Category 5e, UTP patch cord with Pan-Plug™ Modular Plugs on each end. | PC | 1 | 10 | 1 | 1 | 25.82
07498352286 | UTPCH34YLY | Copper Patch Cord, Category 5e, Yellow U | Category 5e, UTP patch cord with Pan-Plug™ Modular Plugs on each end. | PC | 1 | 10 | 1 | 1 | 25.82
07498317697 | UTPCH35BLY | Cu,PC,Cat5e,UTP,Cbl,BL,35ft,EA | Category 5e, UTP patch cord with Pan-Plug™ Modular Plugs on each end. Black, 35 ft. | PC | 1 | 10 | 1 | 1 | 26.4
07498317712 | UTPCH35BUY | Cu,PC,Cat5e,UTP,Cbl,BU,35ft,EA | Category 5e, UTP patch cord with Pan-Plug™ Modular Plugs on each end. Blue, 35 ft. | PC | 1 | 10 | 1 | 1 | 26.4
07498317727 | UTPCH35GRY | Cu,PC,Cat5e,UTP,Cbl,GR,35ft,EA | Category 5e, UTP patch cord with Pan-Plug™ Modular Plugs on each end. Green, 35 ft. | PC | 1 | 10 | 1 | 1 | 26.4
07498362103 | UTPCH35MBLY | Copper Patch Cord, Category 5e, Black UT | Copper Patch Cord, Category 5e, Black UTP Cable, 35 Meter | PC | 1 | 10 | 1 | 1 | 72.58
07498362102 | UTPCH35MBUY | Copper Patch Cord, Category 5e, Blue UTP | Copper Patch Cord, Category 5e, Blue UTP Cable, 35 Meter | PC | 1 | 10 | 1 | 1 | 72.58
07498362107 | UTPCH35MGRY | Copper Patch Cord, Category 5e, Green UT | Copper Patch Cord, Category 5e, Green UTP Cable, 35 Meter | PC | 1 | 10 | 1 | 1 | 72.58
07498362106 | UTPCH35MGYY | Copper Patch Cord, Category 5e, Gray UTP | Copper Patch Cord, Category 5e, Gray UTP Cable, 35 Meter | PC | 1 | 10 | 1 | 1 | 72.58
07498362108 | UTPCH35MORY | Copper Patch Cord, Category 5e, Orange U | Copper Patch Cord, Category 5e, Orange UTP, 35 meter | PC | 1 | 10 | 1 | 1 | 72.58
07498362109 | UTPCH35MRDY | Copper Patch Cord, Category 5e, Red UTP | Copper Patch Cord, Category 5e, Red UTP Cable, 35 Meter | PC | 1 | 10 | 1 | 1 | 72.58
07498362104 | UTPCH35MVLY | Copper Patch Cord, Category 5e, Violet U | Copper Patch Cord, Category 5e, Violet UTP Cable, 35 Meter | PC | 1 | 10 | 1 | 1 | 72.58
07498362016 | UTPCH35MY | Copper Patch Cord, Category 5e, Off Whit | Category 5e, UTP patch cord with Pan-Plug™ Modular Plugs on each end. | PC | 1 | 10 | 1 | 1 | 72.58
07498362105 | UTPCH35MYLY | Copper Patch Cord, Category 5e, Yellow U | Copper Patch Cord, Category 5e, Yellow UTP Cable, 35 Meter | PC | 1 | 10 | 1 | 1 | 72.58
07498317772 | UTPCH35ORY | Cu,PC,Cat5e,UTP,Cbl,OR,35ft,EA | Category 5e, UTP patch cord with Pan-Plug™ Modular Plugs on each end. Orange, 35 ft. | PC | 1 | 10 | 1 | 1 | 26.4
07498317758 | UTPCH35RDY | Cu,PC,Cat5e,UTP,Cbl,RD,35ft,EA | Category 5e, UTP patch cord with Pan-Plug™ Modular Plugs on each end. Red, 35 ft. | PC | 1 | 10 | 1 | 1 | 26.4
07498317795 | UTPCH35VLY | Cu,PC,Cat5e,UTP,Cbl,VL,35ft,EA | Category 5e, UTP patch cord with Pan-Plug™ Modular Plugs on each end. Violet, 35 ft. | PC | 1 | 10 | 1 | 1 | 26.4
07498317682 | UTPCH35Y | Cu,PC,Cat5e,UTP,Cbl,IW,35ft,EA | Category 5e, UTP patch cord with Pan-Plug™ Modular Plugs on each end. Off White, 35 ft. | PC | 1 | 10 | 1 | 1 | 26.4
07498317742 | UTPCH35YLY | Cu,PC,Cat5e,UTP,Cbl,YL,35ft,EA | Category 5e, UTP patch cord with Pan-Plug™ Modular Plugs on each end. Yellow, 35 ft. | PC | 1 | 10 | 1 | 1 | 26.4
07498352290 | UTPCH36BLY | Copper Patch Cord, Category 5e, Black UT | Category 5e, UTP patch cord with Pan-Plug™ Modular Plugs on each end. | PC | 1 | 10 | 1 | 1 | 26.96
07498352291 | UTPCH36BUY | Copper Patch Cord, Category 5e, Blue UTP | Category 5e, UTP patch cord with Pan-Plug™ Modular Plugs on each end. | PC | 1 | 10 | 1 | 1 | 26.96
07498352309 | UTPCH36GRY | Copper Patch Cord, Category 5e, Green UT | Category 5e, UTP patch cord with Pan-Plug™ Modular Plugs on each end. | PC | 1 | 10 | 1 | 1 | 26.96
07498352319 | UTPCH36GYY | Copper Patch Cord, Category 5e, Gray UTP | Category 5e, UTP patch cord with Pan-Plug™ Modular Plugs on each end. | PC | 1 | 10 | 1 | 1 | 26.96
07498352316 | UTPCH36ORY | Copper Patch Cord, Category 5e, Orange U | Category 5e, UTP patch cord with Pan-Plug™ Modular Plugs on each end. | PC | 1 | 10 | 1 | 1 | 26.96
07498352317 | UTPCH36RDY | Copper Patch Cord, Category 5e, Red UTP | Category 5e, UTP patch cord with Pan-Plug™ Modular Plugs on each end. | PC | 1 | 10 | 1 | 1 | 26.96
07498352288 | UTPCH36VLY | Copper Patch Cord, Category 5e, Violet U | Category 5e, UTP patch cord with Pan-Plug™ Modular Plugs on each end. | PC | 1 | 10 | 1 | 1 | 26.96
07498351091 | UTPCH36Y | Copper Patch Cord, Category 5e, Off Whit | Category 5e, UTP patch cord with Pan-Plug™ Modular Plugs on each end. | PC | 1 | 10 | 1 | 1 | 26.96
07498352289 | UTPCH36YLY | Copper Patch Cord, Category 5e, Yellow U | Category 5e, UTP patch cord with Pan-Plug™ Modular Plugs on each end. | PC | 1 | 10 | 1 | 1 | 26.96
07498352324 | UTPCH37BLY | Copper Patch Cord, Category 5e, Black UT | Category 5e, UTP patch cord with Pan-Plug™ Modular Plugs on each end. | PC | 1 | 10 | 1 | 1 | 27.54
07498352325 | UTPCH37BUY | Copper Patch Cord, Category 5e, Blue UTP | Category 5e, UTP patch cord with Pan-Plug™ Modular Plugs on each end. | PC | 1 | 10 | 1 | 1 | 27.54
07498352332 | UTPCH37GRY | Copper Patch Cord, Category 5e, Green UT | Category 5e, UTP patch cord with Pan-Plug™ Modular Plugs on each end. | PC | 1 | 10 | 1 | 1 | 27.54
07498352333 | UTPCH37GYY | Copper Patch Cord, Category 5e, Gray UTP | Category 5e, UTP patch cord with Pan-Plug™ Modular Plugs on each end. | PC | 1 | 10 | 1 | 1 | 27.54
07498352335 | UTPCH37ORY | Copper Patch Cord, Category 5e, Orange U | Category 5e, UTP patch cord with Pan-Plug™ Modular Plugs on each end. | PC | 1 | 10 | 1 | 1 | 27.54
07498352334 | UTPCH37RDY | Copper Patch Cord, Category 5e, Red UTP | Category 5e, UTP patch cord with Pan-Plug™ Modular Plugs on each end. | PC | 1 | 10 | 1 | 1 | 27.54
07498352336 | UTPCH37VLY | Copper Patch Cord, Category 5e, Violet U | Category 5e, UTP patch cord with Pan-Plug™ Modular Plugs on each end. | PC | 1 | 10 | 1 | 1 | 27.54
07498351092 | UTPCH37Y | Copper Patch Cord, Category 5e, Off Whit | Category 5e, UTP patch cord with Pan-Plug™ Modular Plugs on each end. | PC | 1 | 10 | 1 | 1 | 27.54
07498352337 | UTPCH37YLY | Copper Patch Cord, Category 5e, Yellow U | Category 5e, UTP patch cord with Pan-Plug™ Modular Plugs on each end. | PC | 1 | 10 | 1 | 1 | 27.54
07498352344 | UTPCH38BLY | Copper Patch Cord, Category 5e, Black UT | Category 5e, UTP patch cord with Pan-Plug™ Modular Plugs on each end. | PC | 1 | 10 | 1 | 1 | 28.14
07498352345 | UTPCH38BUY | Copper Patch Cord, Category 5e, Blue UTP | Category 5e, UTP patch cord with Pan-Plug™ Modular Plugs on each end. | PC | 1 | 10 | 1 | 1 | 28.14
07498352346 | UTPCH38GRY | Copper Patch Cord, Category 5e, Green UT | Category 5e, UTP patch cord with Pan-Plug™ Modular Plugs on each end. | PC | 1 | 10 | 1 | 1 | 28.14
07498352350 | UTPCH38GYY | Copper Patch Cord, Category 5e, Gray UTP | Category 5e, UTP patch cord with Pan-Plug™ Modular Plugs on each end. | PC | 1 | 10 | 1 | 1 | 28.14
07498352347 | UTPCH38ORY | Copper Patch Cord, Category 5e, Orange U | Category 5e, UTP patch cord with Pan-Plug™ Modular Plugs on each end. | PC | 1 | 10 | 1 | 1 | 28.14
07498352348 | UTPCH38RDY | Copper Patch Cord, Category 5e, Red UTP | Category 5e, UTP patch cord with Pan-Plug™ Modular Plugs on each end. | PC | 1 | 10 | 1 | 1 | 28.14
07498352351 | UTPCH38VLY | Copper Patch Cord, Category 5e, Violet U | Category 5e, UTP patch cord with Pan-Plug™ Modular Plugs on each end. | PC | 1 | 10 | 1 | 1 | 28.14
07498351093 | UTPCH38Y | Copper Patch Cord, Category 5e, Off Whit | Category 5e, UTP patch cord with Pan-Plug™ Modular Plugs on each end. | PC | 1 | 10 | 1 | 1 | 28.14
07498352353 | UTPCH38YLY | Copper Patch Cord, Category 5e, Yellow U | Category 5e, UTP patch cord with Pan-Plug™ Modular Plugs on each end. | PC | 1 | 10 | 1 | 1 | 28.14
07498352354 | UTPCH39BLY | Copper Patch Cord, Category 5e, Black UT | Category 5e, UTP patch cord with Pan-Plug™ Modular Plugs on each end. | PC | 1 | 10 | 1 | 1 | 28.7
07498352355 | UTPCH39BUY | Copper Patch Cord, Category 5e, Blue UTP | Category 5e, UTP patch cord with Pan-Plug™ Modular Plugs on each end. | PC | 1 | 10 | 1 | 1 | 28.7
07498352356 | UTPCH39GRY | Copper Patch Cord, Category 5e, Green UT | Category 5e, UTP patch cord with Pan-Plug™ Modular Plugs on each end. | PC | 1 | 10 | 1 | 1 | 28.7
07498352361 | UTPCH39GYY | Copper Patch Cord, Category 5e, Gray UTP | Category 5e, UTP patch cord with Pan-Plug™ Modular Plugs on each end. | PC | 1 | 10 | 1 | 1 | 28.7
07498352357 | UTPCH39ORY | Copper Patch Cord, Category 5e, Orange U | Category 5e, UTP patch cord with Pan-Plug™ Modular Plugs on each end. | PC | 1 | 10 | 1 | 1 | 28.7
07498352358 | UTPCH39RDY | Copper Patch Cord, Category 5e, Red UTP | Category 5e, UTP patch cord with Pan-Plug™ Modular Plugs on each end. | PC | 1 | 10 | 1 | 1 | 28.7
07498352359 | UTPCH39VLY | Copper Patch Cord, Category 5e, Violet U | Category 5e, UTP patch cord with Pan-Plug™ Modular Plugs on each end. | PC | 1 | 10 | 1 | 1 | 28.7
07498351094 | UTPCH39Y | Copper Patch Cord, Category 5e, Off Whit | Category 5e, UTP patch cord with Pan-Plug™ Modular Plugs on each end. | PC | 1 | 10 | 1 | 1 | 28.7
07498352360 | UTPCH39YLY | Copper Patch Cord, Category 5e, Yellow U | Category 5e, UTP patch cord with Pan-Plug™ Modular Plugs on each end. | PC | 1 | 10 | 1 | 1 | 28.7
07498316540 | UTPCH3BLY | Cu,PC,Cat5e,UTP,Cbl,BL,3ft,EA | The TX5e™ Cat 5e UTP Patch Cord is constructed of 24 AWG, unshielded, twisted pair, stranded, CM cable with Pan-Plug™ modular plugs on each end. The patented tangle free latch prevents snags and provides easy release saving time on frequent moves, adds, a | PC | 1 | 10 | 1 | 1 | 7.84
07498328329 | UTPCH3BLY-Q | Cu,PC,Cat5e,UTP,Cbl,BL,3ft,PK25 | Category 5e, UTP patch cord with Pan-Plug™ Modular Plugs on each end. Black, 3 ft. 25pc. | PC | 1 | 25 | 25 | 1 | 7.84
07498316541 | UTPCH3BUY | Cu Patch Cord,Cat 5e,BU UTP Cable,3ft | The TX5e™ Cat 5e UTP Patch Cord is constructed of 24 AWG, unshielded, twisted pair, stranded, CM cable with Pan-Plug™ modular plugs on each end. The patented tangle free latch prevents snags and provides easy release saving time on frequent moves, adds, a | PC | 1 | 10 | 1 | 1 | 7.84
07498328328 | UTPCH3BUY-Q | Cu,PC,Cat5e,UTP,Cbl,BU,3ft,PK25 | Category 5e, UTP patch cord with Pan-Plug™ Modular Plugs on each end. Blue, 3 ft. 25pc. | PC | 1 | 25 | 25 | 1 | 7.84
07498316542 | UTPCH3GRY | Cu Patch Cord,Cat 5e,GR UTP Cable,3ft | The TX5e™ Cat 5e UTP Patch Cord is constructed of 24 AWG, unshielded, twisted pair, stranded, CM cable with Pan-Plug™ modular plugs on each end. The patented tangle free latch prevents snags and provides easy release saving time on frequent moves, adds, a | PC | 1 | 10 | 1 | 1 | 7.84
07498328330 | UTPCH3GRY-Q | Cu,PC,Cat5e,UTP,Cbl,GR,3ft,PK25 | Category 5e, UTP patch cord with Pan-Plug™ Modular Plugs on each end. Green, 3 ft. 25pc. | PC | 1 | 25 | 25 | 1 | 7.84
07498316543 | UTPCH3GYY | Copper Patch Cord, Category 5e, Gray UTP | Category 5e Patch Cord | PC | 1 | 10 | 1 | 1 | 7.84
07498316545 | UTPCH3MBLY | Cu,PC,Cat5e,UTP,Cbl,BL,3M,EA | The TX5e™ Cat 5e UTP Patch Cord is constructed of 24 AWG, unshielded, twisted pair, stranded, CM cable with Pan-Plug™ modular plugs on each end. The patented tangle free latch prevents snags and provides easy release saving time on frequent moves, adds, a | PC | 1 | 10 | 1 | 1 | 11.82
07498329108 | UTPCH3MBLY-Q | Copper Patch Cord, Cat 5e, Black UTP Cab |  | PC | 1 | 25 | 25 | 1 | 12.16
07498316546 | UTPCH3MBUY | Cu,PC,Cat5e,UTP,Cbl,BU,3M,EA | The TX5e™ Cat 5e UTP Patch Cord is constructed of 24 AWG, unshielded, twisted pair, stranded, CM cable with Pan-Plug™ modular plugs on each end. The patented tangle free latch prevents snags and provides easy release saving time on frequent moves, adds, a | PC | 1 | 10 | 1 | 1 | 11.82
07498329107 | UTPCH3MBUY-Q | Copper Patch Cord, Cat 5e, Blue UTP Cabl | Copper Patch Cord, Cat 5e, Blue UTP Cable, 3 Meter, Bulk Packaged | PC | 1 | 25 | 25 | 1 | 12.16
07498316547 | UTPCH3MGRY | Cu,PC,Cat5e,UTP,Cbl,GR,3M,EA | The TX5e™ Cat 5e UTP Patch Cord is constructed of 24 AWG, unshielded, twisted pair, stranded, CM cable with Pan-Plug™ modular plugs on each end. The patented tangle free latch prevents snags and provides easy release saving time on frequent moves, adds, a | PC | 1 | 10 | 1 | 1 | 11.82
07498329109 | UTPCH3MGRY-Q | Copper Patch Cord, Cat 5e, Green UTP Cab | Copper Patch Cord, Cat 5e, Green UTP Cable, 3 Meter, Bulk Packaged | PC | 1 | 25 | 25 | 1 | 12.16
07498308568 | UTPCH3MGYY | CAT 5E UTP GRAY PATCH CORD - 3M | Category 5e, UTP patch cord with Pan-Plug™ Modular Plugs on each end. | PC | 1 | 10 | 1 | 1 | 11.82
07498317779 | UTPCH3MORY | Cu,PC,Cat5e,UTP,Cbl,OR,3M,EA | Category 5e, UTP patch cord with Pan-Plug™ Modular Plugs on each end. Orange, 3 meters. | PC | 1 | 10 | 1 | 1 | 11.82
07498316548 | UTPCH3MRDY | Cu,PC,Cat5e,UTP,Cbl,RD,3M,EA | The TX5e™ Cat 5e UTP Patch Cord is constructed of 24 AWG, unshielded, twisted pair, stranded, CM cable with Pan-Plug™ modular plugs on each end. The patented tangle free latch prevents snags and provides easy release saving time on frequent moves, adds, a | PC | 1 | 10 | 1 | 1 | 11.82
07498329110 | UTPCH3MRDY-Q | Copper Patch Cord, Cat 5e, Red UTP Cable |  | PC | 1 | 25 | 25 | 1 | 12.16
07498317802 | UTPCH3MVLY | Cu,PC,Cat5e,UTP,Cbl,VL,3M,EA | Category 5e, UTP patch cord with Pan-Plug™ Modular Plugs on each end. Violet, 3 meters. | PC | 1 | 10 | 1 | 1 | 11.82
07498316544 | UTPCH3MY | Cu,PC,Cat5e,UTP,Cbl,IW,3M,EA | The TX5e™ Cat 5e UTP Patch Cord is constructed of 24 AWG, unshielded, twisted pair, stranded, CM cable with Pan-Plug™ modular plugs on each end. The patented tangle free latch prevents snags and provides easy release saving time on frequent moves, adds, a | PC | 1 | 10 | 1 | 1 | 11.82
07498329106 | UTPCH3MY-Q | Copper Patch Cord, Cat 5e, Off White UTP |  | PC | 1 | 25 | 25 | 1 | 12.16
07498316549 | UTPCH3MYLY | Cu,PC,Cat5e,UTP,Cbl,YL,3M,EA | The TX5e™ Cat 5e UTP Patch Cord is constructed of 24 AWG, unshielded, twisted pair, stranded, CM cable with Pan-Plug™ modular plugs on each end. The patented tangle free latch prevents snags and provides easy release saving time on frequent moves, adds, a | PC | 1 | 10 | 1 | 1 | 11.82
07498329111 | UTPCH3MYLY-Q | Copper Patch Cord, Cat 5e, Yellow UTP Ca |  | PC | 1 | 25 | 25 | 1 | 12.16
07498316550 | UTPCH3ORY | Cu,PC,Cat5e,UTP,Cbl,OR,3ft,EA | Category 5e, UTP patch cord with Pan-Plug™ Modular Plugs on each end. Orange, 3 ft. | PC | 1 | 10 | 1 | 1 | 7.84
07498316551 | UTPCH3RDY | Cu Patch Cord,Cat 5e,RD UTP Cable,3ft | The TX5e™ Cat 5e UTP Patch Cord is constructed of 24 AWG, unshielded, twisted pair, stranded, CM cable with Pan-Plug™ modular plugs on each end. The patented tangle free latch prevents snags and provides easy release saving time on frequent moves, adds, a | PC | 1 | 10 | 1 | 1 | 7.84
07498328331 | UTPCH3RDY-Q | Cu,PC,Cat5e,UTP,Cbl,RD,3ft,PK25 | Category 5e, UTP patch cord with Pan-Plug™ Modular Plugs on each end. Red, 3 ft. 25pc. | PC | 1 | 25 | 25 | 1 | 7.84
07498316552 | UTPCH3VLY | Cu,PC,Cat5e,UTP,Cbl,VL,3ft,EA | Category 5e, UTP patch cord with Pan-Plug™ Modular Plugs on each end. Violet, 3 ft. | PC | 1 | 10 | 1 | 1 | 7.84
07498316539 | UTPCH3Y | Cu Patch Cord,Cat5e,OffWH UTP Cbl,3ft | The TX5e™ Cat 5e UTP Patch Cord is constructed of 24 AWG, unshielded, twisted pair, stranded, CM cable with Pan-Plug™ modular plugs on each end. The patented tangle free latch prevents snags and provides easy release saving time on frequent moves, adds, a | PC | 1 | 10 | 1 | 1 | 7.84
07498328327 | UTPCH3Y-Q | Cu,PC,Cat5e,UTP,Cbl,IW,3ft,PK25 | Category 5e, UTP patch cord with Pan-Plug™ Modular Plugs on each end. Off White, 3 ft. 25pc. | PC | 1 | 25 | 25 | 1 | 7.84
07498316553 | UTPCH3YLY | Cu,PC,Cat5e,UTP,Cbl,YL,3ft,EA | The TX5e™ Cat 5e UTP Patch Cord is constructed of 24 AWG, unshielded, twisted pair, stranded, CM cable with Pan-Plug™ modular plugs on each end. The patented tangle free latch prevents snags and provides easy release saving time on frequent moves, adds, a | PC | 1 | 10 | 1 | 1 | 7.84
07498328332 | UTPCH3YLY-Q | Cu,PC,Cat5e,UTP,Cbl,YL,3ft,PK25 | Category 5e, UTP patch cord with Pan-Plug™ Modular Plugs on each end. Yellow, 3 ft. 25pc. | PC | 1 | 25 | 25 | 1 | 7.84
07498361635 | UTPCH4.5MBLY | Copper Patch Cord, Category 5e, Black UT | Category 5e, UTP patch cord with Pan-Plug™ Modular Plugs on each end. | PC | 1 | 10 | 1 | 1 | 14.68
07498361634 | UTPCH4.5MBUY | Copper Patch Cord, Category 5e, Blue UTP | Category 5e, UTP patch cord with Pan-Plug™ Modular Plugs on each end. | PC | 1 | 10 | 1 | 1 | 14.68
07498361701 | UTPCH4.5MGRY | Copper Patch Cord, Category 5e, Green UT | Category 5e, UTP patch cord with Pan-Plug™ Modular Plugs on each end. | PC | 1 | 10 | 1 | 1 | 14.68
07498361670 | UTPCH4.5MGYY | Copper Patch Cord, Category 5e, Gray UTP | Category 5e, UTP patch cord with Pan-Plug™ Modular Plugs on each end. | PC | 1 | 10 | 1 | 1 | 14.68
07498361714 | UTPCH4.5MORY | Copper Patch Cord, Category 5e, Orange U | Category 5e, UTP patch cord with Pan-Plug™ Modular Plugs on each end. | PC | 1 | 10 | 1 | 1 | 14.68
07498361715 | UTPCH4.5MRDY | Copper Patch Cord, Category 5e, Red UTP | Category 5e, UTP patch cord with Pan-Plug™ Modular Plugs on each end. | PC | 1 | 10 | 1 | 1 | 14.68
07498361722 | UTPCH4.5MVLY | Copper Patch Cord, Category 5e, Violet U | Category 5e, UTP patch cord with Pan-Plug™ Modular Plugs on each end. | PC | 1 | 10 | 1 | 1 | 14.68
07498361621 | UTPCH4.5MY | Copper Patch Cord, Category 5e, Off Whit | Category 5e, UTP patch cord with Pan-Plug™ Modular Plugs on each end. | PC | 1 | 10 | 1 | 1 | 14.68
07498361721 | UTPCH4.5MYLY | Copper Patch Cord, Category 5e, Yellow U | Category 5e, UTP patch cord with Pan-Plug™ Modular Plugs on each end. | PC | 1 | 10 | 1 | 1 | 14.68
07498317698 | UTPCH40BLY | Cu,PC,Cat5e,UTP,Cbl,BL,40ft,EA | Category 5e, UTP patch cord with Pan-Plug™ Modular Plugs on each end. Black, 40 ft. | PC | 1 | 10 | 1 | 1 | 29.28
07498317713 | UTPCH40BUY | Cu,PC,Cat5e,UTP,Cbl,BU,40ft,EA | Category 5e, UTP patch cord with Pan-Plug™ Modular Plugs on each end. Blue, 40 ft. | PC | 1 | 10 | 1 | 1 | 29.28
07498317728 | UTPCH40GRY | Cu,PC,Cat5e,UTP,Cbl,GR,40ft,EA | Category 5e, UTP patch cord with Pan-Plug™ Modular Plugs on each end. Green, 40 ft. | PC | 1 | 10 | 1 | 1 | 29.28
07498306892 | UTPCH40GYY | Copper Patch Cord, Category 5e, Gray UTP | Copper Patch Cord, Category 5e, Gray UTP Cable, 40 ft | PC | 1 | 10 | 1 | 1 | 29.28
07498342259 | UTPCH40MBLY | Copper Patch Cord, Cat 5e, Black UTP Cab | Copper Patch Cord, Cat 5e, Black UTP Cable, 40m | PC | 1 | 10 | 1 | 1 | 82.08
07498342266 | UTPCH40MBUY | Copper Patch Cord, Cat 5e, Blue UTP Cabl | Copper Patch Cord, Cat 5e, Blue UTP Cable, 40m | PC | 1 | 10 | 1 | 1 | 82.08
07498342279 | UTPCH40MGRY | Copper Patch Cord, Cat 5e, Green UTP Cab | Copper Patch Cord, Cat 5e, Green UTP Cable, 40m | PC | 1 | 10 | 1 | 1 | 82.08
07498342285 | UTPCH40MGYY | Copper Patch Cord, Cat 5e, Gray UTP Cabl | Copper Patch Cord, Cat 5e, Gray UTP Cable, 40m | PC | 1 | 10 | 1 | 1 | 82.08
07498342304 | UTPCH40MORY | Copper Patch Cord, Cat 5e, Orange UTP Ca | Copper Patch Cord, Cat 5e, Orange UTP Cable, 40m | PC | 1 | 10 | 1 | 1 | 82.08
07498342310 | UTPCH40MRDY | Copper Patch Cord, Cat 5e, Red UTP Cable | Copper Patch Cord, Cat 5e, Red UTP Cable, 40m | PC | 1 | 10 | 1 | 1 | 82.08
07498342317 | UTPCH40MVLY | Copper Patch Cord, Cat 5e, Violet UTP Ca | Copper Patch Cord, Cat 5e, Violet UTP Cable, 40m | PC | 1 | 10 | 1 | 1 | 82.08
07498342214 | UTPCH40MY | Copper Patch Cord, Cat 5e, Off White UTP | Copper Patch Cord, Cat 5e, Off White UTP Cable, 40m | PC | 1 | 10 | 1 | 1 | 82.08
07498342319 | UTPCH40MYLY | Copper Patch Cord, Cat 5e, Yellow UTP Ca | Copper Patch Cord, Cat 5e, Yellow UTP Cable, 40m | PC | 1 | 10 | 1 | 1 | 82.08
07498317773 | UTPCH40ORY | Cu,PC,Cat5e,UTP,Cbl,OR,40ft,EA | Category 5e, UTP patch cord with Pan-Plug™ Modular Plugs on each end. Orange, 40 ft. | PC | 1 | 10 | 1 | 1 | 29.28
07498317759 | UTPCH40RDY | Cu,PC,Cat5e,UTP,Cbl,RD,40ft,EA | Category 5e, UTP patch cord with Pan-Plug™ Modular Plugs on each end. Red, 40 ft. | PC | 1 | 10 | 1 | 1 | 29.28
07498317796 | UTPCH40VLY | Cu,PC,Cat5e,UTP,Cbl,VL,40ft,EA | Category 5e, UTP patch cord with Pan-Plug™ Modular Plugs on each end. Violet, 40 ft. | PC | 1 | 10 | 1 | 1 | 29.28
07498317683 | UTPCH40Y | Cu,PC,Cat5e,UTP,Cbl,IW,40ft,EA | Category 5e, UTP patch cord with Pan-Plug™ Modular Plugs on each end. Off White, 40 ft. | PC | 1 | 10 | 1 | 1 | 29.28
07498317743 | UTPCH40YLY | Cu,PC,Cat5e,UTP,Cbl,YL,40ft,EA | Category 5e, UTP patch cord with Pan-Plug™ Modular Plugs on each end. Yellow, 40 ft. | PC | 1 | 10 | 1 | 1 | 29.28
07498352362 | UTPCH41BLY | Copper Patch Cord, Category 5e, Black UT | Category 5e, UTP patch cord with Pan-Plug™ Modular Plugs on each end. | PC | 1 | 10 | 1 | 1 | 29.86
07498352365 | UTPCH41BUY | Copper Patch Cord, Category 5e, Blue UTP | Category 5e, UTP patch cord with Pan-Plug™ Modular Plugs on each end. | PC | 1 | 10 | 1 | 1 | 29.86
07498352366 | UTPCH41GRY | Copper Patch Cord, Category 5e, Green UT | Category 5e, UTP patch cord with Pan-Plug™ Modular Plugs on each end. | PC | 1 | 10 | 1 | 1 | 29.86
07498352390 | UTPCH41GYY | Copper Patch Cord, Category 5e, Gray UTP | Category 5e, UTP patch cord with Pan-Plug™ Modular Plugs on each end. | PC | 1 | 10 | 1 | 1 | 29.86
07498352368 | UTPCH41ORY | Copper Patch Cord, Category 5e, Orange U | Category 5e, UTP patch cord with Pan-Plug™ Modular Plugs on each end. | PC | 1 | 10 | 1 | 1 | 29.86
07498352369 | UTPCH41RDY | Copper Patch Cord, Category 5e, Red UTP | Category 5e, UTP patch cord with Pan-Plug™ Modular Plugs on each end. | PC | 1 | 10 | 1 | 1 | 29.86
07498352370 | UTPCH41VLY | Copper Patch Cord, Category 5e, Violet U | Category 5e, UTP patch cord with Pan-Plug™ Modular Plugs on each end. | PC | 1 | 10 | 1 | 1 | 29.86
07498351095 | UTPCH41Y | Copper Patch Cord, Category 5e, Off Whit | Category 5e, UTP patch cord with Pan-Plug™ Modular Plugs on each end. | PC | 1 | 10 | 1 | 1 | 29.86
07498352383 | UTPCH41YLY | Copper Patch Cord, Category 5e, Yellow U | Category 5e, UTP patch cord with Pan-Plug™ Modular Plugs on each end. | PC | 1 | 10 | 1 | 1 | 29.86
07498352393 | UTPCH42BLY | Copper Patch Cord, Category 5e, Black UT | Category 5e, UTP patch cord with Pan-Plug™ Modular Plugs on each end. | PC | 1 | 10 | 1 | 1 | 30.44
07498352396 | UTPCH42BUY | Copper Patch Cord, Category 5e, Blue UTP | Category 5e, UTP patch cord with Pan-Plug™ Modular Plugs on each end. | PC | 1 | 10 | 1 | 1 | 30.44
07498352398 | UTPCH42GRY | Copper Patch Cord, Category 5e, Green UT | Category 5e, UTP patch cord with Pan-Plug™ Modular Plugs on each end. | PC | 1 | 10 | 1 | 1 | 30.44
07498352401 | UTPCH42GYY | Copper Patch Cord, Category 5e, Gray UTP | Category 5e, UTP patch cord with Pan-Plug™ Modular Plugs on each end. | PC | 1 | 10 | 1 | 1 | 30.44
07498352399 | UTPCH42ORY | Copper Patch Cord, Category 5e, Orange U | Category 5e, UTP patch cord with Pan-Plug™ Modular Plugs on each end. | PC | 1 | 10 | 1 | 1 | 30.44
07498352400 | UTPCH42RDY | Copper Patch Cord, Category 5e, Red UTP | Category 5e, UTP patch cord with Pan-Plug™ Modular Plugs on each end. | PC | 1 | 10 | 1 | 1 | 30.44
07498352402 | UTPCH42VLY | Copper Patch Cord, Category 5e, Violet U | Category 5e, UTP patch cord with Pan-Plug™ Modular Plugs on each end. | PC | 1 | 10 | 1 | 1 | 30.44
07498351096 | UTPCH42Y | Copper Patch Cord, Category 5e, Off Whit | Category 5e, UTP patch cord with Pan-Plug™ Modular Plugs on each end. | PC | 1 | 10 | 1 | 1 | 30.44
07498352403 | UTPCH42YLY | Copper Patch Cord, Category 5e, Yellow U | Category 5e, UTP patch cord with Pan-Plug™ Modular Plugs on each end. | PC | 1 | 10 | 1 | 1 | 30.44
07498352404 | UTPCH43BLY | Copper Patch Cord, Category 5e, Black UT | Category 5e, UTP patch cord with Pan-Plug™ Modular Plugs on each end. | PC | 1 | 10 | 1 | 1 | 31
07498352405 | UTPCH43BUY | Copper Patch Cord, Category 5e, Blue UTP | Category 5e, UTP patch cord with Pan-Plug™ Modular Plugs on each end. | PC | 1 | 10 | 1 | 1 | 31
07498352406 | UTPCH43GRY | Copper Patch Cord, Category 5e, Green UT | Category 5e, UTP patch cord with Pan-Plug™ Modular Plugs on each end. | PC | 1 | 10 | 1 | 1 | 31
07498352409 | UTPCH43GYY | Copper Patch Cord, Category 5e, Gray UTP | Category 5e, UTP patch cord with Pan-Plug™ Modular Plugs on each end. | PC | 1 | 10 | 1 | 1 | 31
07498352407 | UTPCH43ORY | Copper Patch Cord, Category 5e, Orange U | Category 5e, UTP patch cord with Pan-Plug™ Modular Plugs on each end. | PC | 1 | 10 | 1 | 1 | 31
07498352408 | UTPCH43RDY | Copper Patch Cord, Category 5e, Red UTP | Category 5e, UTP patch cord with Pan-Plug™ Modular Plugs on each end. | PC | 1 | 10 | 1 | 1 | 31
07498352410 | UTPCH43VLY | Copper Patch Cord, Category 5e, Violet U | Category 5e, UTP patch cord with Pan-Plug™ Modular Plugs on each end. | PC | 1 | 10 | 1 | 1 | 31
07498351097 | UTPCH43Y | Copper Patch Cord, Category 5e, Off Whit | Category 5e, UTP patch cord with Pan-Plug™ Modular Plugs on each end. | PC | 1 | 10 | 1 | 1 | 31
07498352411 | UTPCH43YLY | Copper Patch Cord, Category 5e, Yellow U | Category 5e, UTP patch cord with Pan-Plug™ Modular Plugs on each end. | PC | 1 | 10 | 1 | 1 | 31
07498352412 | UTPCH44BLY | Copper Patch Cord, Category 5e, Black UT | Category 5e, UTP patch cord with Pan-Plug™ Modular Plugs on each end. | PC | 1 | 10 | 1 | 1 | 31.6
07498352413 | UTPCH44BUY | Copper Patch Cord, Category 5e, Blue UTP | Category 5e, UTP patch cord with Pan-Plug™ Modular Plugs on each end. | PC | 1 | 10 | 1 | 1 | 31.6
07498352414 | UTPCH44GRY | Copper Patch Cord, Category 5e, Green UT | Category 5e, UTP patch cord with Pan-Plug™ Modular Plugs on each end. | PC | 1 | 10 | 1 | 1 | 31.6
07498352417 | UTPCH44GYY | Copper Patch Cord, Category 5e, Gray UTP | Category 5e, UTP patch cord with Pan-Plug™ Modular Plugs on each end. | PC | 1 | 10 | 1 | 1 | 31.6
07498352415 | UTPCH44ORY | Copper Patch Cord, Category 5e, Orange U | Category 5e, UTP patch cord with Pan-Plug™ Modular Plugs on each end. | PC | 1 | 10 | 1 | 1 | 31.6
07498352416 | UTPCH44RDY | Copper Patch Cord, Category 5e, Red UTP | Category 5e, UTP patch cord with Pan-Plug™ Modular Plugs on each end. | PC | 1 | 10 | 1 | 1 | 31.6
07498352418 | UTPCH44VLY | Copper Patch Cord, Category 5e, Violet U | Category 5e, UTP patch cord with Pan-Plug™ Modular Plugs on each end. | PC | 1 | 10 | 1 | 1 | 31.6
07498351098 | UTPCH44Y | Copper Patch Cord, Category 5e, Off Whit | Category 5e, UTP patch cord with Pan-Plug™ Modular Plugs on each end. | PC | 1 | 10 | 1 | 1 | 31.6
07498352419 | UTPCH44YLY | Copper Patch Cord, Category 5e, Violet U | Category 5e, UTP patch cord with Pan-Plug™ Modular Plugs on each end. | PC | 1 | 10 | 1 | 1 | 31.6
07498352428 | UTPCH45BLY | Copper Patch Cord, Category 5e, Black UT | Category 5e, UTP patch cord with Pan-Plug™ Modular Plugs on each end. | PC | 1 | 10 | 1 | 1 | 32.2
07498352429 | UTPCH45BUY | Copper Patch Cord, Category 5e, Blue UTP | Category 5e, UTP patch cord with Pan-Plug™ Modular Plugs on each end. | PC | 1 | 10 | 1 | 1 | 32.2
07498352423 | UTPCH45GRY | Copper Patch Cord, Category 5e, Green UT | Category 5e, UTP patch cord with Pan-Plug™ Modular Plugs on each end. | PC | 1 | 10 | 1 | 1 | 32.2
07498352420 | UTPCH45GYY | Copper Patch Cord, Category 5e, Gray UTP | Category 5e, UTP patch cord with Pan-Plug™ Modular Plugs on each end. | PC | 1 | 10 | 1 | 1 | 32.2
07498342321 | UTPCH45MBLY | Copper Patch Cord, Cat 5e, Black UTP Cab | Copper Patch Cord, Cat 5e, Black UTP Cable, 45m | PC | 1 | 10 | 1 | 1 | 91.9
07498342323 | UTPCH45MBUY | Copper Patch Cord, Cat 5e, Blue UTP Cabl | Copper Patch Cord, Cat 5e, Blue UTP Cable, 45m | PC | 1 | 10 | 1 | 1 | 91.9
07498342325 | UTPCH45MGRY | Copper Patch Cord, Cat 5e, Green UTP Cab | Copper Patch Cord, Cat 5e, Green UTP Cable, 45m | PC | 1 | 10 | 1 | 1 | 91.9
07498342327 | UTPCH45MGYY | Copper Patch Cord, Cat 5e, Gray UTP Cabl | Copper Patch Cord, Cat 5e, Gray UTP Cable, 45m | PC | 1 | 10 | 1 | 1 | 91.9
07498342329 | UTPCH45MORY | Copper Patch Cord, Cat 5e, Orange UTP Ca | Copper Patch Cord, Cat 5e, Orange UTP Cable, 45m | PC | 1 | 10 | 1 | 1 | 91.9
07498342332 | UTPCH45MRDY | Copper Patch Cord, Cat 5e, Red UTP Cable | Copper Patch Cord, Cat 5e, Red UTP Cable, 45m | PC | 1 | 10 | 1 | 1 | 91.9
07498342334 | UTPCH45MVLY | Copper Patch Cord, Cat 5e, Violet UTP Ca | Copper Patch Cord, Cat 5e, Violet UTP Cable, 45m | PC | 1 | 10 | 1 | 1 | 91.9
07498342217 | UTPCH45MY | Copper Patch Cord, Cat 5e, Off White UTP | Copper Patch Cord, Cat 5e, Off White UTP Cable, 45m | PC | 1 | 10 | 1 | 1 | 91.9
07498342336 | UTPCH45MYLY | Copper Patch Cord, Cat 5e, Yellow UTP Ca | Copper Patch Cord, Cat 5e, Yellow UTP Cable, 45m | PC | 1 | 10 | 1 | 1 | 91.9
07498352424 | UTPCH45ORY | Copper Patch Cord, Category 5e, Orange U | Category 5e, UTP patch cord with Pan-Plug™ Modular Plugs on each end. | PC | 1 | 10 | 1 | 1 | 32.2
07498352425 | UTPCH45RDY | Copper Patch Cord, Category 5e, Red UTP | Category 5e, UTP patch cord with Pan-Plug™ Modular Plugs on each end. | PC | 1 | 10 | 1 | 1 | 32.2
07498352426 | UTPCH45VLY | Copper Patch Cord, Category 5e, Violet U | Category 5e, UTP patch cord with Pan-Plug™ Modular Plugs on each end. | PC | 1 | 10 | 1 | 1 | 32.2
07498351099 | UTPCH45Y | Copper Patch Cord, Category 5e, Off Whit | Category 5e, UTP patch cord with Pan-Plug™ Modular Plugs on each end. | PC | 1 | 10 | 1 | 1 | 32.2
07498352427 | UTPCH45YLY | Copper Patch Cord, Category 5e, Yellow U | Category 5e, UTP patch cord with Pan-Plug™ Modular Plugs on each end. | PC | 1 | 10 | 1 | 1 | 32.2
07498352430 | UTPCH46BLY | Copper Patch Cord, Category 5e, Black UT | Category 5e, UTP patch cord with Pan-Plug™ Modular Plugs on each end. | PC | 1 | 10 | 1 | 1 | 32.76
07498352431 | UTPCH46BUY | Copper Patch Cord, Category 5e, Blue UTP | Category 5e, UTP patch cord with Pan-Plug™ Modular Plugs on each end. | PC | 1 | 10 | 1 | 1 | 32.76
07498352432 | UTPCH46GRY | Copper Patch Cord, Category 5e, Green UT | Category 5e, UTP patch cord with Pan-Plug™ Modular Plugs on each end. | PC | 1 | 10 | 1 | 1 | 32.76
07498352437 | UTPCH46GYY | Copper Patch Cord, Category 5e, Gray UTP | Category 5e, UTP patch cord with Pan-Plug™ Modular Plugs on each end. | PC | 1 | 10 | 1 | 1 | 32.76
07498352433 | UTPCH46ORY | Copper Patch Cord, Category 5e, Orange U | Category 5e, UTP patch cord with Pan-Plug™ Modular Plugs on each end. | PC | 1 | 10 | 1 | 1 | 32.76
07498352434 | UTPCH46RDY | Copper Patch Cord, Category 5e, Red UTP | Category 5e, UTP patch cord with Pan-Plug™ Modular Plugs on each end. | PC | 1 | 10 | 1 | 1 | 32.76
07498352435 | UTPCH46VLY | Copper Patch Cord, Category 5e, Violet U | Category 5e, UTP patch cord with Pan-Plug™ Modular Plugs on each end. | PC | 1 | 10 | 1 | 1 | 32.76
07498351100 | UTPCH46Y | Copper Patch Cord, Category 5e, Off Whit | Category 5e, UTP patch cord with Pan-Plug™ Modular Plugs on each end. | PC | 1 | 10 | 1 | 1 | 32.76
07498352436 | UTPCH46YLY | Copper Patch Cord, Category 5e, Yellow U | Category 5e, UTP patch cord with Pan-Plug™ Modular Plugs on each end. | PC | 1 | 10 | 1 | 1 | 32.76
07498352438 | UTPCH47BLY | Copper Patch Cord, Category 5e, Black UT | Category 5e, UTP patch cord with Pan-Plug™ Modular Plugs on each end. | PC | 1 | 10 | 1 | 1 | 33.32
07498352439 | UTPCH47BUY | Copper Patch Cord, Category 5e, Blue UTP | Category 5e, UTP patch cord with Pan-Plug™ Modular Plugs on each end. | PC | 1 | 10 | 1 | 1 | 33.32
07498352440 | UTPCH47GRY | Copper Patch Cord, Category 5e, Green UT | Category 5e, UTP patch cord with Pan-Plug™ Modular Plugs on each end. | PC | 1 | 10 | 1 | 1 | 33.32
07498352443 | UTPCH47GYY | Copper Patch Cord, Category 5e, Gray UTP | Category 5e, UTP patch cord with Pan-Plug™ Modular Plugs on each end. | PC | 1 | 10 | 1 | 1 | 33.32
07498352441 | UTPCH47ORY | Copper Patch Cord, Category 5e, Orange U | Category 5e, UTP patch cord with Pan-Plug™ Modular Plugs on each end. | PC | 1 | 10 | 1 | 1 | 33.32
07498352442 | UTPCH47RDY | Copper Patch Cord, Category 5e, Red UTP | Category 5e, UTP patch cord with Pan-Plug™ Modular Plugs on each end. | PC | 1 | 10 | 1 | 1 | 33.32
07498352444 | UTPCH47VLY | Copper Patch Cord, Category 5e, Violet U | Category 5e, UTP patch cord with Pan-Plug™ Modular Plugs on each end. | PC | 1 | 10 | 1 | 1 | 33.32
07498351101 | UTPCH47Y | Copper Patch Cord, Category 5e, Off Whit | Category 5e, UTP patch cord with Pan-Plug™ Modular Plugs on each end. | PC | 1 | 10 | 1 | 1 | 33.32
07498352445 | UTPCH47YLY | Copper Patch Cord, Category 5e, Yellow U | Category 5e, UTP patch cord with Pan-Plug™ Modular Plugs on each end. | PC | 1 | 10 | 1 | 1 | 33.32
07498352446 | UTPCH48BLY | Copper Patch Cord, Category 5e, Black UT | Category 5e, UTP patch cord with Pan-Plug™ Modular Plugs on each end. | PC | 1 | 10 | 1 | 1 | 33.9
07498352447 | UTPCH48BUY | Copper Patch Cord, Category 5e, Blue UTP | Category 5e, UTP patch cord with Pan-Plug™ Modular Plugs on each end. | PC | 1 | 10 | 1 | 1 | 33.9
07498352448 | UTPCH48GRY | Copper Patch Cord, Category 5e, Green UT | Category 5e, UTP patch cord with Pan-Plug™ Modular Plugs on each end. | PC | 1 | 10 | 1 | 1 | 33.9
07498352451 | UTPCH48GYY | Copper Patch Cord, Category 5e, Gray UTP | Category 5e, UTP patch cord with Pan-Plug™ Modular Plugs on each end. | PC | 1 | 10 | 1 | 1 | 33.9
07498352449 | UTPCH48ORY | Copper Patch Cord, Category 5e, Orange U | Category 5e, UTP patch cord with Pan-Plug™ Modular Plugs on each end. | PC | 1 | 10 | 1 | 1 | 33.9
07498352450 | UTPCH48RDY | Copper Patch Cord, Category 5e, Red UTP | Category 5e, UTP patch cord with Pan-Plug™ Modular Plugs on each end. | PC | 1 | 10 | 1 | 1 | 33.9
07498352452 | UTPCH48VLY | Copper Patch Cord, Category 5e, violet U | Category 5e, UTP patch cord with Pan-Plug™ Modular Plugs on each end. | PC | 1 | 10 | 1 | 1 | 33.9
07498351102 | UTPCH48Y | Copper Patch Cord, Category 5e, Off Whit | Category 5e, UTP patch cord with Pan-Plug™ Modular Plugs on each end. | PC | 1 | 10 | 1 | 1 | 33.9
07498352453 | UTPCH48YLY | Copper Patch Cord, Category 5e, Yellow U | Category 5e, UTP patch cord with Pan-Plug™ Modular Plugs on each end. | PC | 1 | 10 | 1 | 1 | 33.9
07498352454 | UTPCH49BLY | Copper Patch Cord, Category 5e, Black UT | Category 5e, UTP patch cord with Pan-Plug™ Modular Plugs on each end. | PC | 1 | 10 | 1 | 1 | 34.44
07498352455 | UTPCH49BUY | Copper Patch Cord, Category 5e, Blue UTP | Category 5e, UTP patch cord with Pan-Plug™ Modular Plugs on each end. | PC | 1 | 10 | 1 | 1 | 34.44
07498352456 | UTPCH49GRY | Copper Patch Cord, Category 5e, Green UT | Category 5e, UTP patch cord with Pan-Plug™ Modular Plugs on each end. | PC | 1 | 10 | 1 | 1 | 34.44
07498352459 | UTPCH49GYY | Copper Patch Cord, Category 5e, Gray UTP | Category 5e, UTP patch cord with Pan-Plug™ Modular Plugs on each end. | PC | 1 | 10 | 1 | 1 | 34.44
07498352457 | UTPCH49ORY | Copper Patch Cord, Category 5e, Orange U | Category 5e, UTP patch cord with Pan-Plug™ Modular Plugs on each end. | PC | 1 | 10 | 1 | 1 | 34.44
07498352458 | UTPCH49RDY | Copper Patch Cord, Category 5e, Red UTP | Category 5e, UTP patch cord with Pan-Plug™ Modular Plugs on each end. | PC | 1 | 10 | 1 | 1 | 34.44
07498352460 | UTPCH49VLY | Copper Patch Cord, Category 5e, Violet U | Category 5e, UTP patch cord with Pan-Plug™ Modular Plugs on each end. | PC | 1 | 10 | 1 | 1 | 34.44
07498351103 | UTPCH49Y | Copper Patch Cord, Category 5e, Off Whit | Category 5e, UTP patch cord with Pan-Plug™ Modular Plugs on each end. | PC | 1 | 10 | 1 | 1 | 34.44
07498352461 | UTPCH49YLY | Copper Patch Cord, Category 5e, Yellow U | Category 5e, UTP patch cord with Pan-Plug™ Modular Plugs on each end. | PC | 1 | 10 | 1 | 1 | 34.44
07498316555 | UTPCH4BLY | Cu,PC,Cat5e,UTP,Cbl,BL,4ft,EA | The TX5e™ Cat 5e UTP Patch Cord is constructed of 24 AWG, unshielded, twisted pair, stranded, CM cable with Pan-Plug™ modular plugs on each end. The patented tangle free latch prevents snags and provides easy release saving time on frequent moves, adds, a | PC | 1 | 10 | 1 | 1 | 8.42
07498316556 | UTPCH4BUY | Cu,PC,Cat5e,UTP,Cbl,BU,4ft,EA | The TX5e™ Cat 5e UTP Patch Cord is constructed of 24 AWG, unshielded, twisted pair, stranded, CM cable with Pan-Plug™ modular plugs on each end. The patented tangle free latch prevents snags and provides easy release saving time on frequent moves, adds, a | PC | 1 | 10 | 1 | 1 | 8.42
07498316557 | UTPCH4GRY | Cu,PC,Cat5e,UTP,Cbl,GR,4ft,EA | The TX5e™ Cat 5e UTP Patch Cord is constructed of 24 AWG, unshielded, twisted pair, stranded, CM cable with Pan-Plug™ modular plugs on each end. The patented tangle free latch prevents snags and provides easy release saving time on frequent moves, adds, a | PC | 1 | 10 | 1 | 1 | 8.42
07498316558 | UTPCH4GYY | CAT 5E PATCH CORD 4 FT NPC1511 NS-052, A | Category 5e Patch Cord | PC | 1 | 10 | 1 | 1 | 8.42
07498316560 | UTPCH4MBLY | Cu,PC,Cat5e,UTP,Cbl,BL,4M,EA | Category 5e, UTP patch cord with Pan-Plug™ Modular Plugs on each end. Black, 4 meters. | PC | 1 | 10 | 1 | 1 | 13.72
07498316561 | UTPCH4MBUY | Cu,PC,Cat5e,UTP,Cbl,BU,4M,EA | Category 5e, UTP patch cord with Pan-Plug™ Modular Plugs on each end. Blue, 4 meters. | PC | 1 | 10 | 1 | 1 | 13.72
07498316562 | UTPCH4MGRY | Cu,PC,Cat5e,UTP,Cbl,GR,4M,EA | Category 5e, UTP patch cord with Pan-Plug™ Modular Plugs on each end. Green, 4 meters. | PC | 1 | 10 | 1 | 1 | 13.72
07498332363 | UTPCH4MGYY | Copper Patch Cord, Category 5e, Gray UTP | Category 5e, UTP patch cord with Pan-Plug™ Modular Plugs on each end. | PC | 1 | 10 | 1 | 1 | 13.72
07498317780 | UTPCH4MORY | Cu,PC,Cat5e,UTP,Cbl,OR,4M,EA | Category 5e, UTP patch cord with Pan-Plug™ Modular Plugs on each end. Orange, 4 meters. | PC | 1 | 10 | 1 | 1 | 13.72
07498316563 | UTPCH4MRDY | Cu,PC,Cat5e,UTP,Cbl,RD,4M,EA | Category 5e, UTP patch cord with Pan-Plug™ Modular Plugs on each end. Red, 4 meters. | PC | 1 | 10 | 1 | 1 | 13.72
07498317803 | UTPCH4MVLY | Cu,PC,Cat5e,UTP,Cbl,VL,4M,EA | Category 5e, UTP patch cord with Pan-Plug™ Modular Plugs on each end. Violet, 4 meters. | PC | 1 | 10 | 1 | 1 | 13.72
07498316559 | UTPCH4MY | Cu,PC,Cat5e,UTP,Cbl,IW,4M,EA | Category 5e, UTP patch cord with Pan-Plug™ Modular Plugs on each end. Off White, 4 meters. | PC | 1 | 10 | 1 | 1 | 13.72
07498316564 | UTPCH4MYLY | Cu,PC,Cat5e,UTP,Cbl,YL,4M,EA | Category 5e, UTP patch cord with Pan-Plug™ Modular Plugs on each end. Yellow, 4 meters. | PC | 1 | 10 | 1 | 1 | 13.72
07498316565 | UTPCH4ORY | Cu,PC,Cat5e,UTP,Cbl,OR,4ft,EA | Category 5e, UTP patch cord with Pan-Plug™ Modular Plugs on each end. Orange, 4 ft. | PC | 1 | 10 | 1 | 1 | 8.42
07498316566 | UTPCH4RDY | Cu,PC,Cat5e,UTP,Cbl,RD,4ft,EA | The TX5e™ Cat 5e UTP Patch Cord is constructed of 24 AWG, unshielded, twisted pair, stranded, CM cable with Pan-Plug™ modular plugs on each end. The patented tangle free latch prevents snags and provides easy release saving time on frequent moves, adds, a | PC | 1 | 10 | 1 | 1 | 8.42
07498316567 | UTPCH4VLY | Cu,PC,Cat5e,UTP,Cbl,VL,4ft,EA | Category 5e, UTP patch cord with Pan-Plug™ Modular Plugs on each end. Violet, 4 ft. | PC | 1 | 10 | 1 | 1 | 8.42
07498316554 | UTPCH4Y | Cu,PC,Cat5e,UTP,Cbl,IW,4ft,EA | The TX5e™ Cat 5e UTP Patch Cord is constructed of 24 AWG, unshielded, twisted pair, stranded, CM cable with Pan-Plug™ modular plugs on each end. The patented tangle free latch prevents snags and provides easy release saving time on frequent moves, adds, a | PC | 1 | 10 | 1 | 1 | 8.42
07498316568 | UTPCH4YLY | Cu,PC,Cat5e,UTP,Cbl,YL,4ft,EA | The TX5e™ Cat 5e UTP Patch Cord is constructed of 24 AWG, unshielded, twisted pair, stranded, CM cable with Pan-Plug™ modular plugs on each end. The patented tangle free latch prevents snags and provides easy release saving time on frequent moves, adds, a | PC | 1 | 10 | 1 | 1 | 8.42
07498352469 | UTPCH50BLY | Copper Patch Cord, Category 5e, Black UT | Category 5e, UTP patch cord with Pan-Plug™ Modular Plugs on each end. | PC | 1 | 10 | 1 | 1 | 35.06
07498352462 | UTPCH50BUY | Copper Patch Cord, Category 5e, Blue UTP | Category 5e, UTP patch cord with Pan-Plug™ Modular Plugs on each end. | PC | 1 | 10 | 1 | 1 | 35.06
07498352463 | UTPCH50GRY | Copper Patch Cord, Category 5e, Green UT | Category 5e, UTP patch cord with Pan-Plug™ Modular Plugs on each end. | PC | 1 | 10 | 1 | 1 | 35.06
07498352466 | UTPCH50GYY | Copper Patch Cord, Category 5e, Gray UTP | Category 5e, UTP patch cord with Pan-Plug™ Modular Plugs on each end. | PC | 1 | 10 | 1 | 1 | 35.06
07498342338 | UTPCH50MBLY | Copper Patch Cord, Cat 5e, Black UTP Cab | Copper Patch Cord, Cat 5e, Black UTP Cable, 50m | PC | 1 | 5 | 1 | 1 | 101.38
07498342340 | UTPCH50MBUY | Copper Patch Cord, Cat 5e, Blue UTP Cabl | Copper Patch Cord, Cat 5e, Blue UTP Cable, 50m | PC | 1 | 5 | 1 | 1 | 101.38
07498342352 | UTPCH50MGRY | Copper Patch Cord, Cat 5e, Green UTP Cab | Copper Patch Cord, Cat 5e, Green UTP Cable, 50m | PC | 1 | 5 | 1 | 1 | 101.38
07498342366 | UTPCH50MGYY | Copper Patch Cord, Cat 5e, Gray UTP Cabl | Copper Patch Cord, Cat 5e, Gray UTP Cable, 50m | PC | 1 | 5 | 1 | 1 | 101.38
07498342370 | UTPCH50MORY | Copper Patch Cord, Cat 5e, Orange UTP Ca | Copper Patch Cord, Cat 5e, Orange UTP Cable, 50m | PC | 1 | 5 | 1 | 1 | 101.38
07498342394 | UTPCH50MRDY | Copper Patch Cord, Cat 5e, Red UTP Cable | Copper Patch Cord, Cat 5e, Red UTP Cable, 50m | PC | 1 | 5 | 1 | 1 | 101.38
07498342403 | UTPCH50MVLY | Copper Patch Cord, Cat 5e, Violet UTP Ca | Copper Patch Cord, Cat 5e, Violet UTP Cable, 50m | PC | 1 | 5 | 1 | 1 | 101.38
07498342218 | UTPCH50MY | Copper Patch Cord, Cat 5e, Off White UTP | Copper Patch Cord, Cat 5e, Off White UTP Cable, 50m | PC | 1 | 5 | 1 | 1 | 101.38
07498342404 | UTPCH50MYLY | Copper Patch Cord, Cat 5e, Yellow UTP Ca | Copper Patch Cord, Cat 5e, Yellow UTP Cable, 50m | PC | 1 | 5 | 1 | 1 | 101.38
07498352464 | UTPCH50ORY | Copper Patch Cord, Category 5e, Orange U | Category 5e, UTP patch cord with Pan-Plug™ Modular Plugs on each end. | PC | 1 | 10 | 1 | 1 | 35.06
07498352465 | UTPCH50RDY | Copper Patch Cord, Category 5e, Red UTP | Category 5e, UTP patch cord with Pan-Plug™ Modular Plugs on each end. | PC | 1 | 10 | 1 | 1 | 35.06
07498352467 | UTPCH50VLY | Copper Patch Cord, Category 5e, Violet U | Category 5e, UTP patch cord with Pan-Plug™ Modular Plugs on each end. | PC | 1 | 10 | 1 | 1 | 35.06
07498351104 | UTPCH50Y | Copper Patch Cord, Category 5e, Off Whit | Category 5e, UTP patch cord with Pan-Plug™ Modular Plugs on each end. | PC | 1 | 10 | 1 | 1 | 35.06
07498352468 | UTPCH50YLY | Copper Patch Cord, Category 5e, Yellow U | Category 5e, UTP patch cord with Pan-Plug™ Modular Plugs on each end. | PC | 1 | 10 | 1 | 1 | 35.06
07498352470 | UTPCH51BLY | Copper Patch Cord, Category 5e, Black UT | Category 5e, UTP patch cord with Pan-Plug™ Modular Plugs on each end. | PC | 1 | 10 | 1 | 1 | 35.98
07498352471 | UTPCH51BUY | Copper Patch Cord, Category 5e, Blue UTP | Category 5e, UTP patch cord with Pan-Plug™ Modular Plugs on each end. | PC | 1 | 10 | 1 | 1 | 35.98
07498352472 | UTPCH51GRY | Copper Patch Cord, Category 5e, Green UT | Category 5e, UTP patch cord with Pan-Plug™ Modular Plugs on each end. | PC | 1 | 10 | 1 | 1 | 35.98
07498352475 | UTPCH51GYY | Copper Patch Cord, Category 5e, Gray UTP | Category 5e, UTP patch cord with Pan-Plug™ Modular Plugs on each end. | PC | 1 | 10 | 1 | 1 | 35.98
07498352473 | UTPCH51ORY | Copper Patch Cord, Category 5e, Orange U | Category 5e, UTP patch cord with Pan-Plug™ Modular Plugs on each end. | PC | 1 | 10 | 1 | 1 | 35.98
07498352474 | UTPCH51RDY | Copper Patch Cord, Category 5e, Red UTP | Category 5e, UTP patch cord with Pan-Plug™ Modular Plugs on each end. | PC | 1 | 10 | 1 | 1 | 35.98
07498352476 | UTPCH51VLY | Copper Patch Cord, Category 5e, Violet U | Category 5e, UTP patch cord with Pan-Plug™ Modular Plugs on each end. | PC | 1 | 10 | 1 | 1 | 35.98
07498351105 | UTPCH51Y | Copper Patch Cord, Category 5e, Off Whit | Category 5e, UTP patch cord with Pan-Plug™ Modular Plugs on each end. | PC | 1 | 10 | 1 | 1 | 35.98
07498352477 | UTPCH51YLY | Copper Patch Cord, Category 5e, Gray UTP | Category 5e, UTP patch cord with Pan-Plug™ Modular Plugs on each end. | PC | 1 | 10 | 1 | 1 | 35.98
07498352478 | UTPCH52BLY | Copper Patch Cord, Category 5e, Black UT | Category 5e, UTP patch cord with Pan-Plug™ Modular Plugs on each end. | PC | 1 | 10 | 1 | 1 | 36.54
07498352479 | UTPCH52BUY | Copper Patch Cord, Category 5e, Blue UTP | Category 5e, UTP patch cord with Pan-Plug™ Modular Plugs on each end. | PC | 1 | 10 | 1 | 1 | 36.54
07498352480 | UTPCH52GRY | Copper Patch Cord, Category 5e, Green UT | Category 5e, UTP patch cord with Pan-Plug™ Modular Plugs on each end. | PC | 1 | 10 | 1 | 1 | 36.54
07498352482 | UTPCH52GYY | Copper Patch Cord, Category 5e, Gray UTP | Category 5e, UTP patch cord with Pan-Plug™ Modular Plugs on each end. | PC | 1 | 10 | 1 | 1 | 36.54
07498352481 | UTPCH52ORY | Copper Patch Cord, Category 5e, Orange U | Category 5e, UTP patch cord with Pan-Plug™ Modular Plugs on each end. | PC | 1 | 10 | 1 | 1 | 36.54
07498352485 | UTPCH52RDY | Copper Patch Cord, Category 5e, Red UTP | Category 5e, UTP patch cord with Pan-Plug™ Modular Plugs on each end. | PC | 1 | 10 | 1 | 1 | 36.54
07498352483 | UTPCH52VLY | Copper Patch Cord, Category 5e, Violet U | Category 5e, UTP patch cord with Pan-Plug™ Modular Plugs on each end. | PC | 1 | 10 | 1 | 1 | 36.54
07498351106 | UTPCH52Y | Copper Patch Cord, Category 5e, Off Whit | Category 5e, UTP patch cord with Pan-Plug™ Modular Plugs on each end. | PC | 1 | 10 | 1 | 1 | 36.54
07498352484 | UTPCH52YLY | Copper Patch Cord, Category 5e, Yellow U | Category 5e, UTP patch cord with Pan-Plug™ Modular Plugs on each end. | PC | 1 | 10 | 1 | 1 | 36.54
07498352486 | UTPCH53BLY | Copper Patch Cord, Category 5e, Black UT | Category 5e, UTP patch cord with Pan-Plug™ Modular Plugs on each end. | PC | 1 | 10 | 1 | 1 | 37.12
07498352487 | UTPCH53BUY | Copper Patch Cord, Category 5e, Blue UTP | Category 5e, UTP patch cord with Pan-Plug™ Modular Plugs on each end. | PC | 1 | 10 | 1 | 1 | 37.12
07498352488 | UTPCH53GRY | Copper Patch Cord, Category 5e, Green UT | Category 5e, UTP patch cord with Pan-Plug™ Modular Plugs on each end. | PC | 1 | 10 | 1 | 1 | 37.12
07498352490 | UTPCH53GYY | Copper Patch Cord, Category 5e, Gray UTP | Category 5e, UTP patch cord with Pan-Plug™ Modular Plugs on each end. | PC | 1 | 10 | 1 | 1 | 37.12
07498352489 | UTPCH53ORY | Copper Patch Cord, Category 5e, Orange U | Category 5e, UTP patch cord with Pan-Plug™ Modular Plugs on each end. | PC | 1 | 10 | 1 | 1 | 37.12
07498352491 | UTPCH53RDY | Copper Patch Cord, Category 5e, Red UTP | Category 5e, UTP patch cord with Pan-Plug™ Modular Plugs on each end. | PC | 1 | 10 | 1 | 1 | 37.12
07498352495 | UTPCH53VLY | Copper Patch Cord, Category 5e, Violet U | Category 5e, UTP patch cord with Pan-Plug™ Modular Plugs on each end. | PC | 1 | 10 | 1 | 1 | 37.12
07498351107 | UTPCH53Y | Copper Patch Cord, Category 5e, Off Whit | Category 5e, UTP patch cord with Pan-Plug™ Modular Plugs on each end. | PC | 1 | 10 | 1 | 1 | 37.12
07498352502 | UTPCH53YLY | Copper Patch Cord, Category 5e, Violet U | Category 5e, UTP patch cord with Pan-Plug™ Modular Plugs on each end. | PC | 1 | 10 | 1 | 1 | 37.12
07498356238 | UTPCH54BLY | Copper Patch Cord, Category 5e, Black UT | Category 5e, UTP patch cord with Pan-Plug™ Modular Plugs on each end. | PC | 1 | 10 | 1 | 1 | 37.68
07498356261 | UTPCH54BUY | Copper Patch Cord, Category 5e, Blue UTP | Category 5e, UTP patch cord with Pan-Plug™ Modular Plugs on each end. | PC | 1 | 10 | 1 | 1 | 37.68
07498356263 | UTPCH54GRY | Copper Patch Cord, Category 5e, Green UT | Category 5e, UTP patch cord with Pan-Plug™ Modular Plugs on each end. | PC | 1 | 10 | 1 | 1 | 37.68
07498356268 | UTPCH54GYY | Copper Patch Cord, Category 5e, Gray UTP | Category 5e, UTP patch cord with Pan-Plug™ Modular Plugs on each end. | PC | 1 | 10 | 1 | 1 | 37.68
07498356274 | UTPCH54ORY | Copper Patch Cord, Category 5e, Orange U | Category 5e, UTP patch cord with Pan-Plug™ Modular Plugs on each end. | PC | 1 | 10 | 1 | 1 | 37.68
07498356286 | UTPCH54RDY | Copper Patch Cord, Category 5e, Red UTP | Category 5e, UTP patch cord with Pan-Plug™ Modular Plugs on each end. | PC | 1 | 10 | 1 | 1 | 37.68
07498356315 | UTPCH54VLY | Copper Patch Cord, Category 5e, Violet U | Category 5e, UTP patch cord with Pan-Plug™ Modular Plugs on each end. | PC | 1 | 10 | 1 | 1 | 37.68
07498351108 | UTPCH54Y | Copper Patch Cord, Category 5e, Off Whit | Category 5e, UTP patch cord with Pan-Plug™ Modular Plugs on each end. | PC | 1 | 10 | 1 | 1 | 37.68
07498356322 | UTPCH54YLY | Copper Patch Cord, Category 5e, Yellow U | Category 5e, UTP patch cord with Pan-Plug™ Modular Plugs on each end. | PC | 1 | 10 | 1 | 1 | 37.68
07498356324 | UTPCH55BLY | Copper Patch Cord, Category 5e, Black UT | Category 5e, UTP patch cord with Pan-Plug™ Modular Plugs on each end. | PC | 1 | 10 | 1 | 1 | 37.98
07498356323 | UTPCH55BUY | Copper Patch Cord, Category 5e, Blue UTP | Category 5e, UTP patch cord with Pan-Plug™ Modular Plugs on each end. | PC | 1 | 10 | 1 | 1 | 37.98
07498356338 | UTPCH55GRY | Copper Patch Cord, Category 5e, Green UT | Category 5e, UTP patch cord with Pan-Plug™ Modular Plugs on each end. | PC | 1 | 10 | 1 | 1 | 37.98
07498356343 | UTPCH55GYY | Copper Patch Cord, Category 5e, Gray UTP | Category 5e, UTP patch cord with Pan-Plug™ Modular Plugs on each end. | PC | 1 | 10 | 1 | 1 | 37.98
07498342415 | UTPCH55MBLY | Copper Patch Cord, Cat 5e, Black UTP Cab | Copper Patch Cord, Cat 5e, Black UTP Cable, 55m | PC | 1 | 5 | 1 | 1 | 110.88
07498342420 | UTPCH55MBUY | Copper Patch Cord, Cat 5e, Blue UTP Cabl | Copper Patch Cord, Cat 5e, Blue UTP Cable, 55m | PC | 1 | 5 | 1 | 1 | 110.88
07498342501 | UTPCH55MGRY | Copper Patch Cord, Cat 5e, Green UTP Cab | Copper Patch Cord, Cat 5e, Green UTP Cable, 55m | PC | 1 | 5 | 1 | 1 | 110.88
07498342502 | UTPCH55MGYY | Copper Patch Cord, Cat 5e, Gray UTP Cabl | Copper Patch Cord, Cat 5e, Gray UTP Cable, 55m | PC | 1 | 5 | 1 | 1 | 110.88
07498342602 | UTPCH55MORY | Copper Patch Cord, Cat 5e, Orange UTP Ca | Copper Patch Cord, Cat 5e, Orange UTP Cable, 55m | PC | 1 | 5 | 1 | 1 | 110.88
07498342698 | UTPCH55MRDY | Copper Patch Cord, Cat 5e, Red UTP Cable | Copper Patch Cord, Cat 5e, Red UTP Cable, 55m | PC | 1 | 5 | 1 | 1 | 110.88
07498342699 | UTPCH55MVLY | Copper Patch Cord, Cat 5e, Violet UTP Ca | Copper Patch Cord, Cat 5e, Violet UTP Cable, 55m | PC | 1 | 5 | 1 | 1 | 110.88
07498342219 | UTPCH55MY | Copper Patch Cord, Cat 5e, Off White UTP | Copper Patch Cord, Cat 5e, Off White UTP Cable, 55m | PC | 1 | 5 | 1 | 1 | 110.88
07498342701 | UTPCH55MYLY | Copper Patch Cord, Cat 5e, Yellow UTP Ca | Copper Patch Cord, Cat 5e, Yellow UTP Cable, 55m | PC | 1 | 5 | 1 | 1 | 110.88
07498356340 | UTPCH55ORY | Copper Patch Cord, Category 5e, Orange U | Category 5e, UTP patch cord with Pan-Plug™ Modular Plugs on each end. | PC | 1 | 10 | 1 | 1 | 37.98
07498356342 | UTPCH55RDY | Copper Patch Cord, Category 5e, Red UTP | Category 5e, UTP patch cord with Pan-Plug™ Modular Plugs on each end. | PC | 1 | 10 | 1 | 1 | 37.98
07498356345 | UTPCH55VLY | Copper Patch Cord, Category 5e, Violet U | Category 5e, UTP patch cord with Pan-Plug™ Modular Plugs on each end. | PC | 1 | 10 | 1 | 1 | 37.98
07498351110 | UTPCH55Y | Copper Patch Cord, Category 5e, Off Whit | Category 5e, UTP patch cord with Pan-Plug™ Modular Plugs on each end. | PC | 1 | 10 | 1 | 1 | 37.98
07498356346 | UTPCH55YLY | Copper Patch Cord, Category 5e, Yellow U | Category 5e, UTP patch cord with Pan-Plug™ Modular Plugs on each end. | PC | 1 | 10 | 1 | 1 | 37.98
07498356349 | UTPCH56BLY | Copper Patch Cord, Category 5e, Black UT | Category 5e, UTP patch cord with Pan-Plug™ Modular Plugs on each end. | PC | 1 | 10 | 1 | 1 | 38.84
07498356350 | UTPCH56BUY | Copper Patch Cord, Category 5e, Blue UTP | Category 5e, UTP patch cord with Pan-Plug™ Modular Plugs on each end. | PC | 1 | 10 | 1 | 1 | 38.84
07498356351 | UTPCH56GRY | Copper Patch Cord, Category 5e, Green UT | Category 5e, UTP patch cord with Pan-Plug™ Modular Plugs on each end. | PC | 1 | 10 | 1 | 1 | 38.84
07498356354 | UTPCH56GYY | Copper Patch Cord, Category 5e, Gray UTP | Category 5e, UTP patch cord with Pan-Plug™ Modular Plugs on each end. | PC | 1 | 10 | 1 | 1 | 38.84
07498356352 | UTPCH56ORY | Copper Patch Cord, Category 5e, Orange U | Category 5e, UTP patch cord with Pan-Plug™ Modular Plugs on each end. | PC | 1 | 10 | 1 | 1 | 38.84
07498356353 | UTPCH56RDY | Copper Patch Cord, Category 5e, Red UTP | Category 5e, UTP patch cord with Pan-Plug™ Modular Plugs on each end. | PC | 1 | 10 | 1 | 1 | 38.84
07498356355 | UTPCH56VLY | Copper Patch Cord, Category 5e, Violet U | Category 5e, UTP patch cord with Pan-Plug™ Modular Plugs on each end. | PC | 1 | 10 | 1 | 1 | 38.84
07498351111 | UTPCH56Y | Copper Patch Cord, Category 5e, Off Whit | Category 5e, UTP patch cord with Pan-Plug™ Modular Plugs on each end. | PC | 1 | 10 | 1 | 1 | 38.84
07498356356 | UTPCH56YLY | Copper Patch Cord, Category 5e, Yellow U | Category 5e, UTP patch cord with Pan-Plug™ Modular Plugs on each end. | PC | 1 | 10 | 1 | 1 | 38.84
07498356357 | UTPCH57BLY | Copper Patch Cord, Category 5e, Black UT | Category 5e, UTP patch cord with Pan-Plug™ Modular Plugs on each end. | PC | 1 | 10 | 1 | 1 | 39.46
07498356358 | UTPCH57BUY | Copper Patch Cord, Category 5e, Blue UTP | Category 5e, UTP patch cord with Pan-Plug™ Modular Plugs on each end. | PC | 1 | 10 | 1 | 1 | 39.46
07498356359 | UTPCH57GRY | Copper Patch Cord, Category 5e, Green UT | Category 5e, UTP patch cord with Pan-Plug™ Modular Plugs on each end. | PC | 1 | 10 | 1 | 1 | 39.46
07498356361 | UTPCH57GYY | Copper Patch Cord, Category 5e, Gray UTP | Category 5e, UTP patch cord with Pan-Plug™ Modular Plugs on each end. | PC | 1 | 10 | 1 | 1 | 39.46
07498356360 | UTPCH57ORY | Copper Patch Cord, Category 5e, Orange U | Category 5e, UTP patch cord with Pan-Plug™ Modular Plugs on each end. | PC | 1 | 10 | 1 | 1 | 39.46
07498356364 | UTPCH57RDY | Copper Patch Cord, Category 5e, Red UTP | Category 5e, UTP patch cord with Pan-Plug™ Modular Plugs on each end. | PC | 1 | 10 | 1 | 1 | 39.46
07498356365 | UTPCH57VLY | Copper Patch Cord, Category 5e, Violet U | Category 5e, UTP patch cord with Pan-Plug™ Modular Plugs on each end. | PC | 1 | 10 | 1 | 1 | 39.46
07498351112 | UTPCH57Y | Copper Patch Cord, Category 5e, Off Whit | Category 5e, UTP patch cord with Pan-Plug™ Modular Plugs on each end. | PC | 1 | 10 | 1 | 1 | 39.46
07498356373 | UTPCH57YLY | Copper Patch Cord, Category 5e, Yellow U | Category 5e, UTP patch cord with Pan-Plug™ Modular Plugs on each end. | PC | 1 | 10 | 1 | 1 | 39.46
07498356381 | UTPCH58BLY | Copper Patch Cord, Category 5e, Black UT | Category 5e, UTP patch cord with Pan-Plug™ Modular Plugs on each end. | PC | 1 | 10 | 1 | 1 | 40.04
07498356374 | UTPCH58BUY | Copper Patch Cord, Category 5e, Blue UTP | Category 5e, UTP patch cord with Pan-Plug™ Modular Plugs on each end. | PC | 1 | 10 | 1 | 1 | 40.04
07498356388 | UTPCH58GRY | Copper Patch Cord, Category 5e, Green UT | Category 5e, UTP patch cord with Pan-Plug™ Modular Plugs on each end. | PC | 1 | 10 | 1 | 1 | 40.04
07498356419 | UTPCH58GYY | Copper Patch Cord, Category 5e, Gray UTP | Category 5e, UTP patch cord with Pan-Plug™ Modular Plugs on each end. | PC | 1 | 10 | 1 | 1 | 40.04
07498356420 | UTPCH58ORY | Copper Patch Cord, Category 5e, Orange U | Category 5e, UTP patch cord with Pan-Plug™ Modular Plugs on each end. | PC | 1 | 10 | 1 | 1 | 40.04
07498356421 | UTPCH58RDY | Copper Patch Cord, Category 5e, Red UTP | Copper Patch Cord, Category 5e, Red UTP Cable, 58 Feet | PC | 1 | 10 | 1 | 1 | 40.04
07498356422 | UTPCH58VLY | Copper Patch Cord, Category 5e, Violet U | Category 5e, UTP patch cord with Pan-Plug™ Modular Plugs on each end. | PC | 1 | 10 | 1 | 1 | 40.04
07498351113 | UTPCH58Y | Copper Patch Cord, Category 5e, Off Whit | Category 5e, UTP patch cord with Pan-Plug™ Modular Plugs on each end. | PC | 1 | 10 | 1 | 1 | 40.04
07498356427 | UTPCH58YLY | Copper Patch Cord, Category 5e, Yellow U | Category 5e, UTP patch cord with Pan-Plug™ Modular Plugs on each end. | PC | 1 | 10 | 1 | 1 | 40.04
07498356439 | UTPCH59BLY | Copper Patch Cord, Category 5e, Black UT | Category 5e, UTP patch cord with Pan-Plug™ Modular Plugs on each end. | PC | 1 | 10 | 1 | 1 | 40.58
07498356428 | UTPCH59BUY | Copper Patch Cord, Category 5e, Blue UTP | Category 5e, UTP patch cord with Pan-Plug™ Modular Plugs on each end. | PC | 1 | 10 | 1 | 1 | 40.58
07498356441 | UTPCH59GRY | Copper Patch Cord, Category 5e, Green UT | Category 5e, UTP patch cord with Pan-Plug™ Modular Plugs on each end. | PC | 1 | 10 | 1 | 1 | 40.58
07498356440 | UTPCH59GYY | Copper Patch Cord, Category 5e, Gray UTP | Category 5e, UTP patch cord with Pan-Plug™ Modular Plugs on each end. | PC | 1 | 10 | 1 | 1 | 40.58
07498356442 | UTPCH59ORY | Copper Patch Cord, Category 5e, Orange U | Category 5e, UTP patch cord with Pan-Plug™ Modular Plugs on each end. | PC | 1 | 10 | 1 | 1 | 40.58
07498356443 | UTPCH59RDY | Copper Patch Cord, Category 5e, Red UTP | Category 5e, UTP patch cord with Pan-Plug™ Modular Plugs on each end. | PC | 1 | 10 | 1 | 1 | 40.58
07498356451 | UTPCH59VLY | Copper Patch Cord, Category 5e, Violet U | Category 5e, UTP patch cord with Pan-Plug™ Modular Plugs on each end. | PC | 1 | 10 | 1 | 1 | 40.58
07498351114 | UTPCH59Y | Copper Patch Cord, Category 5e, Off Whit | Category 5e, UTP patch cord with Pan-Plug™ Modular Plugs on each end. | PC | 1 | 10 | 1 | 1 | 40.58
07498356453 | UTPCH59YLY | Copper Patch Cord, Category 5e, Yellow U | Category 5e, UTP patch cord with Pan-Plug™ Modular Plugs on each end. | PC | 1 | 10 | 1 | 1 | 40.58
07498316570 | UTPCH5BLY | Cu,PC,Cat5e,UTP,Cbl,BL,5ft,EA | The TX5e™ Cat 5e UTP Patch Cord is constructed of 24 AWG, unshielded, twisted pair, stranded, CM cable with Pan-Plug™ modular plugs on each end. The patented tangle free latch prevents snags and provides easy release saving time on frequent moves, adds, a | PC | 1 | 10 | 1 | 1 | 9
07498328335 | UTPCH5BLY-Q | Cu,PC,Cat5e,UTP,Cbl,BL,5ft,PK25 | Category 5e, UTP patch cord with Pan-Plug™ Modular Plugs on each end. Black, 5 ft. 25pc. | PC | 1 | 25 | 25 | 1 | 9
07498316571 | UTPCH5BUY | Cu Patch Cord,Cat 5e,BU UTP Cable,5ft | The TX5e™ Cat 5e UTP Patch Cord is constructed of 24 AWG, unshielded, twisted pair, stranded, CM cable with Pan-Plug™ modular plugs on each end. The patented tangle free latch prevents snags and provides easy release saving time on frequent moves, adds, a | PC | 1 | 10 | 1 | 1 | 9
07498328334 | UTPCH5BUY-Q | Cu,PC,Cat5e,UTP,Cbl,BU,5ft,PK25 | Category 5e, UTP patch cord with Pan-Plug™ Modular Plugs on each end. Blue, 5 ft. 25pc. | PC | 1 | 25 | 25 | 1 | 9
07498316572 | UTPCH5GRY | Cu Patch Cord,Cat 5e,GR UTP Cable,5ft | The TX5e™ Cat 5e UTP Patch Cord is constructed of 24 AWG, unshielded, twisted pair, stranded, CM cable with Pan-Plug™ modular plugs on each end. The patented tangle free latch prevents snags and provides easy release saving time on frequent moves, adds, a | PC | 1 | 10 | 1 | 1 | 9
07498328336 | UTPCH5GRY-Q | Cu,PC,Cat5e,UTP,Cbl,GR,5ft,PK25 | Category 5e, UTP patch cord with Pan-Plug™ Modular Plugs on each end. Green, 5 ft. 25pc. | PC | 1 | 25 | 25 | 1 | 9
07498316573 | UTPCH5GYY | Copper Patch Cord, Category 5e, Gray UTP | Category 5e Patch Cord | PC | 1 | 10 | 1 | 1 | 9
07498380494 | UTPCH5GYY-Q | Cu,PC,Cat5e,UTP,Cbl,GY,5ft,PK25 | Category 5e, UTP patch cord with Pan-Plug ™ Modular Plugs on each end, Gray. | PC | 1 | 25 | 25 | 1 | 9
07498316575 | UTPCH5MBLY | Cu,PC,Cat5e,UTP,Cbl,BL,5M,EA | The TX5e™ Cat 5e UTP Patch Cord is constructed of 24 AWG, unshielded, twisted pair, stranded, CM cable with Pan-Plug™ modular plugs on each end. The patented tangle free latch prevents snags and provides easy release saving time on frequent moves, adds, a | PC | 1 | 10 | 1 | 1 | 15.6
07498316576 | UTPCH5MBUY | Cu,PC,Cat5e,UTP,Cbl,BU,5M,EA | The TX5e™ Cat 5e UTP Patch Cord is constructed of 24 AWG, unshielded, twisted pair, stranded, CM cable with Pan-Plug™ modular plugs on each end. The patented tangle free latch prevents snags and provides easy release saving time on frequent moves, adds, a | PC | 1 | 10 | 1 | 1 | 15.6
07498316577 | UTPCH5MGRY | Cu,PC,Cat5e,UTP,Cbl,GR,5M,EA | The TX5e™ Cat 5e UTP Patch Cord is constructed of 24 AWG, unshielded, twisted pair, stranded, CM cable with Pan-Plug™ modular plugs on each end. The patented tangle free latch prevents snags and provides easy release saving time on frequent moves, adds, a | PC | 1 | 10 | 1 | 1 | 15.6
07498316578 | UTPCH5MGYY | CAT5E UTP GRAY PATCH CORD - 5M | Category 5e, UTP patch cord with Pan-Plug™ Modular Plugs on each end. | PC | 1 | 10 | 1 | 1 | 15.6
07498317781 | UTPCH5MORY | Cu,PC,Cat5e,UTP,Cbl,OR,5M,EA | Category 5e, UTP patch cord with Pan-Plug™ Modular Plugs on each end. Orange, 5 meters. | PC | 1 | 10 | 1 | 1 | 15.6
07498316579 | UTPCH5MRDY | Cu,PC,Cat5e,UTP,Cbl,RD,5M,EA | The TX5e™ Cat 5e UTP Patch Cord is constructed of 24 AWG, unshielded, twisted pair, stranded, CM cable with Pan-Plug™ modular plugs on each end. The patented tangle free latch prevents snags and provides easy release saving time on frequent moves, adds, a | PC | 1 | 10 | 1 | 1 | 15.6
07498317804 | UTPCH5MVLY | Cu,PC,Cat5e,UTP,Cbl,VL,5M,EA | Category 5e, UTP patch cord with Pan-Plug™ Modular Plugs on each end. Violet, 5 meters. | PC | 1 | 10 | 1 | 1 | 15.6
07498316574 | UTPCH5MY | Cu,PC,Cat5e,UTP,Cbl,IW,5M,EA | The TX5e™ Cat 5e UTP Patch Cord is constructed of 24 AWG, unshielded, twisted pair, stranded, CM cable with Pan-Plug™ modular plugs on each end. The patented tangle free latch prevents snags and provides easy release saving time on frequent moves, adds, a | PC | 1 | 10 | 1 | 1 | 15.6
07498316580 | UTPCH5MYLY | CuPC,Cat5e,UTP,Cbl,YL,5M,EA | The TX5e™ Cat 5e UTP Patch Cord is constructed of 24 AWG, unshielded, twisted pair, stranded, CM cable with Pan-Plug™ modular plugs on each end. The patented tangle free latch prevents snags and provides easy release saving time on frequent moves, adds, a | PC | 1 | 10 | 1 | 1 | 15.6
07498316581 | UTPCH5ORY | Cu,PC,Cat5e,UTP,Cbl,OR,5ft,EA | Category 5e, UTP patch cord with Pan-Plug™ Modular Plugs on each end. Orange, 5 ft. | PC | 1 | 10 | 1 | 1 | 9
07498316582 | UTPCH5RDY | Cu Patch Cord,Cat 5e,RD UTP Cable,5ft | The TX5e™ Cat 5e UTP Patch Cord is constructed of 24 AWG, unshielded, twisted pair, stranded, CM cable with Pan-Plug™ modular plugs on each end. The patented tangle free latch prevents snags and provides easy release saving time on frequent moves, adds, a | PC | 1 | 10 | 1 | 1 | 9
07498328337 | UTPCH5RDY-Q | Cu,PC,Cat5e,UTP,Cbl,RD,5ft,PK25 | Category 5e, UTP patch cord with Pan-Plug™ Modular Plugs on each end. Red, 5 ft. 25pc. | PC | 1 | 25 | 25 | 1 | 9
07498316583 | UTPCH5VLY | Cu,PC,Cat5e,UTP,Cbl,VL,5ft,EA | Category 5e, UTP patch cord with Pan-Plug™ Modular Plugs on each end. Violet, 5 ft. | PC | 1 | 10 | 1 | 1 | 9
07498316569 | UTPCH5Y | Cu Patch Cord,Cat5e,IW,UTPCable,5ft | The TX5e™ Cat 5e UTP Patch Cord is constructed of 24 AWG, unshielded, twisted pair, stranded, CM cable with Pan-Plug™ modular plugs on each end. The patented tangle free latch prevents snags and provides easy release saving time on frequent moves, adds, a | PC | 1 | 10 | 1 | 1 | 9
07498328333 | UTPCH5Y-Q | Cu,PC,Cat5e,UTP,Cbl,IW,5ft,PK25 | Category 5e, UTP patch cord with Pan-Plug™ Modular Plugs on each end. Off White, 5 ft. 25pc. | PC | 1 | 25 | 25 | 1 | 9
07498316584 | UTPCH5YLY | Cu,PC,Cat5e,UTP,Cbl,YL,5ft,EA | The TX5e™ Cat 5e UTP Patch Cord is constructed of 24 AWG, unshielded, twisted pair, stranded, CM cable with Pan-Plug™ modular plugs on each end. The patented tangle free latch prevents snags and provides easy release saving time on frequent moves, adds, a | PC | 1 | 10 | 1 | 1 | 9
07498328338 | UTPCH5YLY-Q | Cu,PC,Cat5e,UTP,Cbl,YL,5ft,PK25 | Category 5e, UTP patch cord with Pan-Plug™ Modular Plugs on each end. Yellow, 5 ft. 25pc. | PC | 1 | 25 | 25 | 1 | 9
07498356459 | UTPCH60BLY | Copper Patch Cord, Category 5e, Black UT | Category 5e, UTP patch cord with Pan-Plug™ Modular Plugs on each end. | PC | 1 | 10 | 1 | 1 | 40.86
07498356456 | UTPCH60BUY | Copper Patch Cord, Category 5e, Blue UTP | Category 5e, UTP patch cord with Pan-Plug™ Modular Plugs on each end. | PC | 1 | 10 | 1 | 1 | 40.86
07498356462 | UTPCH60GRY | Copper Patch Cord, Category 5e, Green UT | Category 5e, UTP patch cord with Pan-Plug™ Modular Plugs on each end. | PC | 1 | 10 | 1 | 1 | 40.86
07498356473 | UTPCH60GYY | Copper Patch Cord, Category 5e, Gray UTP | Category 5e, UTP patch cord with Pan-Plug™ Modular Plugs on each end. | PC | 1 | 10 | 1 | 1 | 40.86
07498342702 | UTPCH60MBLY | Copper Patch Cord, Cat 5e, Black UTP Cab | Copper Patch Cord, Cat 5e, Black UTP Cable, 60m | PC | 1 | 5 | 1 | 1 | 120.36
07498342704 | UTPCH60MBUY | Copper Patch Cord, Cat 5e, Blue UTP Cabl | Copper Patch Cord, Cat 5e, Blue UTP Cable, 60m | PC | 1 | 5 | 1 | 1 | 120.36
07498342705 | UTPCH60MGRY | Copper Patch Cord, Cat 5e, Green UTP Cab | Copper Patch Cord, Cat 5e, Green UTP Cable, 60m | PC | 1 | 5 | 1 | 1 | 120.36
07498342707 | UTPCH60MGYY | Copper Patch Cord, Cat 5e, Gray UTP Cabl | Copper Patch Cord, Cat 5e, Gray UTP Cable, 60m | PC | 1 | 5 | 1 | 1 | 120.36
07498342708 | UTPCH60MORY | Copper Patch Cord, Cat 5e, Orange UTP Ca | Copper Patch Cord, Cat 5e, Orange UTP Cable, 60m | PC | 1 | 5 | 1 | 1 | 120.36
07498342709 | UTPCH60MRDY | Copper Patch Cord, Cat 5e, Red UTP Cable | Copper Patch Cord, Cat 5e, Red UTP Cable, 60m | PC | 1 | 5 | 1 | 1 | 120.36
07498342710 | UTPCH60MVLY | Copper Patch Cord, Cat 5e, Violet UTP Ca | Copper Patch Cord, Cat 5e, Violet UTP Cable, 60m | PC | 1 | 5 | 1 | 1 | 120.36
07498342231 | UTPCH60MY | Copper Patch Cord, Cat 5e, Off White UTP | Copper Patch Cord, Cat 5e, Off White UTP Cable, 60m | PC | 1 | 5 | 1 | 1 | 120.36
07498342711 | UTPCH60MYLY | Copper Patch Cord, Cat 5e, Yellow UTP Ca | Copper Patch Cord, Cat 5e, Yellow UTP Cable, 60m | PC | 1 | 5 | 1 | 1 | 120.36
07498356472 | UTPCH60ORY | Copper Patch Cord, Category 5e, Orange U | Category 5e, UTP patch cord with Pan-Plug™ Modular Plugs on each end. | PC | 1 | 10 | 1 | 1 | 40.86
07498356474 | UTPCH60RDY | Copper Patch Cord, Category 5e, Red UTP | Category 5e, UTP patch cord with Pan-Plug™ Modular Plugs on each end. | PC | 1 | 10 | 1 | 1 | 40.86
07498356483 | UTPCH60VLY | Copper Patch Cord, Category 5e, Violet U | Category 5e, UTP patch cord with Pan-Plug™ Modular Plugs on each end. | PC | 1 | 10 | 1 | 1 | 40.86
07498351115 | UTPCH60Y | Copper Patch Cord, Category 5e, Off Whit | Category 5e, UTP patch cord with Pan-Plug™ Modular Plugs on each end. | PC | 1 | 10 | 1 | 1 | 40.86
07498356485 | UTPCH60YLY | Copper Patch Cord, Category 5e, Yellow U | Category 5e, UTP patch cord with Pan-Plug™ Modular Plugs on each end. | PC | 1 | 10 | 1 | 1 | 40.86
07498356491 | UTPCH61BLY | Copper Patch Cord, Category 5e, Black UT | Category 5e, UTP patch cord with Pan-Plug™ Modular Plugs on each end. | PC | 1 | 10 | 1 | 1 | 41.74
07498356490 | UTPCH61BUY | Copper Patch Cord, Category 5e, Blue UTP | Category 5e, UTP patch cord with Pan-Plug™ Modular Plugs on each end. | PC | 1 | 10 | 1 | 1 | 41.74
07498356498 | UTPCH61GRY | Copper Patch Cord, Category 5e, Green UT | Category 5e, UTP patch cord with Pan-Plug™ Modular Plugs on each end. | PC | 1 | 10 | 1 | 1 | 41.74
07498356501 | UTPCH61GYY | Copper Patch Cord, Category 5e, Gray UTP | Category 5e, UTP patch cord with Pan-Plug™ Modular Plugs on each end. | PC | 1 | 10 | 1 | 1 | 41.74
07498356499 | UTPCH61ORY | Copper Patch Cord, Category 5e, Orange U | Category 5e, UTP patch cord with Pan-Plug™ Modular Plugs on each end. | PC | 1 | 10 | 1 | 1 | 41.74
07498356500 | UTPCH61RDY | Copper Patch Cord, Category 5e, Red UTP | Category 5e, UTP patch cord with Pan-Plug™ Modular Plugs on each end. | PC | 1 | 10 | 1 | 1 | 41.74
07498356492 | UTPCH61VLY | Copper Patch Cord, Category 5e, Violet U | Category 5e, UTP patch cord with Pan-Plug™ Modular Plugs on each end. | PC | 1 | 10 | 1 | 1 | 41.74
07498351116 | UTPCH61Y | Copper Patch Cord, Category 5e, Off Whit | Category 5e, UTP patch cord with Pan-Plug™ Modular Plugs on each end. | PC | 1 | 10 | 1 | 1 | 41.74
07498356495 | UTPCH61YLY | Copper Patch Cord, Category 5e, Yellow U | Category 5e, UTP patch cord with Pan-Plug™ Modular Plugs on each end. | PC | 1 | 10 | 1 | 1 | 41.74
07498356502 | UTPCH62BLY | Copper Patch Cord, Category 5e, Black UT | Category 5e, UTP patch cord with Pan-Plug™ Modular Plugs on each end. | PC | 1 | 10 | 1 | 1 | 42.32
07498356503 | UTPCH62BUY | Copper Patch Cord, Category 5e, Blue UTP | Category 5e, UTP patch cord with Pan-Plug™ Modular Plugs on each end. | PC | 1 | 10 | 1 | 1 | 42.32
07498356504 | UTPCH62GRY | Copper Patch Cord, Category 5e, Green UT | Category 5e, UTP patch cord with Pan-Plug™ Modular Plugs on each end. | PC | 1 | 10 | 1 | 1 | 42.32
07498356506 | UTPCH62GYY | Copper Patch Cord, Category 5e, Gray UTP | Category 5e, UTP patch cord with Pan-Plug™ Modular Plugs on each end. | PC | 1 | 10 | 1 | 1 | 42.32
07498356508 | UTPCH62ORY | Copper Patch Cord, Category 5e, Orange U | Category 5e, UTP patch cord with Pan-Plug™ Modular Plugs on each end. | PC | 1 | 10 | 1 | 1 | 42.32
07498356509 | UTPCH62RDY | Copper Patch Cord, Category 5e, Red UTP | Category 5e, UTP patch cord with Pan-Plug™ Modular Plugs on each end. | PC | 1 | 10 | 1 | 1 | 42.32
07498356510 | UTPCH62VLY | Copper Patch Cord, Category 5e, Violet U | Category 5e, UTP patch cord with Pan-Plug™ Modular Plugs on each end. | PC | 1 | 10 | 1 | 1 | 42.32
07498351117 | UTPCH62Y | Copper Patch Cord, Category 5e, Off Whit | Category 5e, UTP patch cord with Pan-Plug™ Modular Plugs on each end. | PC | 1 | 10 | 1 | 1 | 42.32
07498356511 | UTPCH62YLY | Copper Patch Cord, Category 5e, Yellow U | Category 5e, UTP patch cord with Pan-Plug™ Modular Plugs on each end. | PC | 1 | 10 | 1 | 1 | 42.32
07498356512 | UTPCH63BLY | Copper Patch Cord, Category 5e, Black UT | Category 5e, UTP patch cord with Pan-Plug™ Modular Plugs on each end. | PC | 1 | 10 | 1 | 1 | 42.94
07498356513 | UTPCH63BUY | Copper Patch Cord, Category 5e, Blue UTP | Category 5e, UTP patch cord with Pan-Plug™ Modular Plugs on each end. | PC | 1 | 10 | 1 | 1 | 42.94
07498356514 | UTPCH63GRY | Copper Patch Cord, Category 5e, Green UT | Category 5e, UTP patch cord with Pan-Plug™ Modular Plugs on each end. | PC | 1 | 10 | 1 | 1 | 42.94
07498356516 | UTPCH63GYY | Copper Patch Cord, Category 5e, Gray UTP | Category 5e, UTP patch cord with Pan-Plug™ Modular Plugs on each end. | PC | 1 | 10 | 1 | 1 | 42.94
07498356515 | UTPCH63ORY | Copper Patch Cord, Category 5e, Orange U | Category 5e, UTP patch cord with Pan-Plug™ Modular Plugs on each end. | PC | 1 | 10 | 1 | 1 | 42.94
07498356517 | UTPCH63RDY | Copper Patch Cord, Category 5e, Red UTP | Category 5e, UTP patch cord with Pan-Plug™ Modular Plugs on each end. | PC | 1 | 10 | 1 | 1 | 42.94
07498356518 | UTPCH63VLY | Copper Patch Cord, Category 5e, Violet U | Category 5e, UTP patch cord with Pan-Plug™ Modular Plugs on each end. | PC | 1 | 10 | 1 | 1 | 42.94
07498351118 | UTPCH63Y | Copper Patch Cord, Category 5e, Off Whit | Category 5e, UTP patch cord with Pan-Plug™ Modular Plugs on each end. | PC | 1 | 10 | 1 | 1 | 42.94
07498356520 | UTPCH63YLY | Copper Patch Cord, Category 5e, Yellow U | Category 5e, UTP patch cord with Pan-Plug™ Modular Plugs on each end. | PC | 1 | 10 | 1 | 1 | 42.94
07498356521 | UTPCH64BLY | Copper Patch Cord, Category 5e, Black UT | Category 5e, UTP patch cord with Pan-Plug™ Modular Plugs on each end. | PC | 1 | 10 | 1 | 1 | 43.5
07498356522 | UTPCH64BUY | Copper Patch Cord, Category 5e, Blue UTP | Category 5e, UTP patch cord with Pan-Plug™ Modular Plugs on each end. | PC | 1 | 10 | 1 | 1 | 43.5
07498356524 | UTPCH64GRY | Copper Patch Cord, Category 5e, Green UT | Category 5e, UTP patch cord with Pan-Plug™ Modular Plugs on each end. | PC | 1 | 10 | 1 | 1 | 43.5
07498356526 | UTPCH64GYY | Copper Patch Cord, Category 5e, Gray UTP | Category 5e, UTP patch cord with Pan-Plug™ Modular Plugs on each end. | PC | 1 | 10 | 1 | 1 | 43.5
07498356525 | UTPCH64ORY | Copper Patch Cord, Category 5e, Orange U | Category 5e, UTP patch cord with Pan-Plug™ Modular Plugs on each end. | PC | 1 | 10 | 1 | 1 | 43.5
07498356527 | UTPCH64RDY | Copper Patch Cord, Category 5e, Red UTP | Category 5e, UTP patch cord with Pan-Plug™ Modular Plugs on each end. | PC | 1 | 10 | 1 | 1 | 43.5
07498356528 | UTPCH64VLY | Copper Patch Cord, Category 5e, Violet U | Category 5e, UTP patch cord with Pan-Plug™ Modular Plugs on each end. | PC | 1 | 10 | 1 | 1 | 43.5
07498351119 | UTPCH64Y | Copper Patch Cord, Category 5e, Off Whit | Category 5e, UTP patch cord with Pan-Plug™ Modular Plugs on each end. | PC | 1 | 10 | 1 | 1 | 43.5
07498356530 | UTPCH64YLY | Copper Patch Cord, Category 5e, Yellow U | Category 5e, UTP patch cord with Pan-Plug™ Modular Plugs on each end. | PC | 1 | 10 | 1 | 1 | 43.5
07498356533 | UTPCH65BLY | Copper Patch Cord, Category 5e, Black UT | Category 5e, UTP patch cord with Pan-Plug™ Modular Plugs on each end. | PC | 1 | 10 | 1 | 1 | 43.74
07498356532 | UTPCH65BUY | Copper Patch Cord, Category 5e, Blue UTP | Category 5e, UTP patch cord with Pan-Plug™ Modular Plugs on each end. | PC | 1 | 10 | 1 | 1 | 43.74
07498356534 | UTPCH65GRY | Copper Patch Cord, Category 5e, Green UT | Category 5e, UTP patch cord with Pan-Plug™ Modular Plugs on each end. | PC | 1 | 10 | 1 | 1 | 43.74
07498356537 | UTPCH65GYY | Copper Patch Cord, Category 5e, Gray UTP | Category 5e, UTP patch cord with Pan-Plug™ Modular Plugs on each end. | PC | 1 | 10 | 1 | 1 | 43.74
07498342713 | UTPCH65MBLY | Copper Patch Cord, Cat 5e, Black UTP Cab | Copper Patch Cord, Cat 5e, Black UTP Cable, 65m | PC | 1 | 5 | 1 | 1 | 129.9
07498342714 | UTPCH65MBUY | Copper Patch Cord, Cat 5e, Blue UTP Cabl | Copper Patch Cord, Cat 5e, Blue UTP Cable, 65m | PC | 1 | 5 | 1 | 1 | 129.9
07498342715 | UTPCH65MGRY | Copper Patch Cord, Cat 5e, Green UTP Cab | Copper Patch Cord, Cat 5e, Green UTP Cable, 65m | PC | 1 | 5 | 1 | 1 | 129.9
07498342716 | UTPCH65MGYY | Copper Patch Cord, Cat 5e, Gray UTP Cabl | Copper Patch Cord, Cat 5e, Gray UTP Cable, 65m | PC | 1 | 5 | 1 | 1 | 129.9
07498342717 | UTPCH65MORY | Copper Patch Cord, Cat 5e, Orange UTP Ca | Copper Patch Cord, Cat 5e, Orange UTP Cable, 65m | PC | 1 | 5 | 1 | 1 | 129.9
07498342723 | UTPCH65MRDY | Copper Patch Cord, Cat 5e, Red UTP Cable | Copper Patch Cord, Cat 5e, Red UTP Cable, 65m | PC | 1 | 5 | 1 | 1 | 129.9
07498342724 | UTPCH65MVLY | Copper Patch Cord, Cat 5e, Violet UTP Ca | Copper Patch Cord, Cat 5e, Violet UTP Cable, 65m | PC | 1 | 5 | 1 | 1 | 129.9
07498342238 | UTPCH65MY | Copper Patch Cord, Cat 5e, Off White UTP | Copper Patch Cord, Cat 5e, Off White UTP Cable, 65m | PC | 1 | 5 | 1 | 1 | 129.9
07498342725 | UTPCH65MYLY | Copper Patch Cord, Cat 5e, Yellow UTP Ca | Copper Patch Cord, Cat 5e, Yellow UTP Cable, 65m | PC | 1 | 5 | 1 | 1 | 129.9
07498356539 | UTPCH65ORY | Copper Patch Cord, Category 5e, Orange U | Category 5e, UTP patch cord with Pan-Plug™ Modular Plugs on each end. | PC | 1 | 10 | 1 | 1 | 43.74
07498356540 | UTPCH65RDY | Copper Patch Cord, Category 5e, Red UTP | Category 5e, UTP patch cord with Pan-Plug™ Modular Plugs on each end. | PC | 1 | 10 | 1 | 1 | 43.74
07498356542 | UTPCH65VLY | Copper Patch Cord, Category 5e, Violet U | Category 5e, UTP patch cord with Pan-Plug™ Modular Plugs on each end. | PC | 1 | 10 | 1 | 1 | 43.74
07498351120 | UTPCH65Y | Copper Patch Cord, Category 5e, Off Whit | Category 5e, UTP patch cord with Pan-Plug™ Modular Plugs on each end. | PC | 1 | 10 | 1 | 1 | 43.74
07498356543 | UTPCH65YLY | Copper Patch Cord, Category 5e, Yellow U | Category 5e, UTP patch cord with Pan-Plug™ Modular Plugs on each end. | PC | 1 | 10 | 1 | 1 | 43.74
07498356549 | UTPCH66BLY | Copper Patch Cord, Category 5e, Black UT | Category 5e, UTP patch cord with Pan-Plug™ Modular Plugs on each end. | PC | 1 | 10 | 1 | 1 | 44.64
07498356547 | UTPCH66BUY | Copper Patch Cord, Category 5e, Blue UTP | Category 5e, UTP patch cord with Pan-Plug™ Modular Plugs on each end. | PC | 1 | 10 | 1 | 1 | 44.64
07498356552 | UTPCH66GRY | Copper Patch Cord, Category 5e, Green UT | Category 5e, UTP patch cord with Pan-Plug™ Modular Plugs on each end. | PC | 1 | 10 | 1 | 1 | 44.64
07498356553 | UTPCH66GYY | Copper Patch Cord, Category 5e, Gray UTP | Category 5e, UTP patch cord with Pan-Plug™ Modular Plugs on each end. | PC | 1 | 10 | 1 | 1 | 44.64
07498356554 | UTPCH66ORY | Copper Patch Cord, Category 5e, Orange U | Category 5e, UTP patch cord with Pan-Plug™ Modular Plugs on each end. | PC | 1 | 10 | 1 | 1 | 44.64
07498356557 | UTPCH66RDY | Copper Patch Cord, Category 5e, Red UTP | Category 5e, UTP patch cord with Pan-Plug™ Modular Plugs on each end. | PC | 1 | 10 | 1 | 1 | 44.64
07498356559 | UTPCH66VLY | Copper Patch Cord, Category 5e, Violet U | Category 5e, UTP patch cord with Pan-Plug™ Modular Plugs on each end. | PC | 1 | 10 | 1 | 1 | 44.64
07498351121 | UTPCH66Y | Copper Patch Cord, Category 5e, Off Whit | Category 5e, UTP patch cord with Pan-Plug™ Modular Plugs on each end. | PC | 1 | 10 | 1 | 1 | 44.64
07498356558 | UTPCH66YLY | Copper Patch Cord, Category 5e, Yellow U | Category 5e, UTP patch cord with Pan-Plug™ Modular Plugs on each end. | PC | 1 | 10 | 1 | 1 | 44.64
07498356561 | UTPCH67BLY | Copper Patch Cord, Category 5e, Off Whit | Category 5e, UTP patch cord with Pan-Plug™ Modular Plugs on each end. | PC | 1 | 10 | 1 | 1 | 45.22
07498356560 | UTPCH67BUY | Copper Patch Cord, Category 5e, Blue UTP | Category 5e, UTP patch cord with Pan-Plug™ Modular Plugs on each end. | PC | 1 | 10 | 1 | 1 | 45.22
07498356564 | UTPCH67GRY | Copper Patch Cord, Category 5e, Green UT | Category 5e, UTP patch cord with Pan-Plug™ Modular Plugs on each end. | PC | 1 | 10 | 1 | 1 | 45.22
07498356577 | UTPCH67GYY | Copper Patch Cord, Category 5e, Gray UTP | Category 5e, UTP patch cord with Pan-Plug™ Modular Plugs on each end. | PC | 1 | 10 | 1 | 1 | 45.22
07498356573 | UTPCH67ORY | Copper Patch Cord, Category 5e, Orange U | Category 5e, UTP patch cord with Pan-Plug™ Modular Plugs on each end. | PC | 1 | 10 | 1 | 1 | 45.22
07498356578 | UTPCH67RDY | Copper Patch Cord, Category 5e, Red UTP | Category 5e, UTP patch cord with Pan-Plug™ Modular Plugs on each end. | PC | 1 | 10 | 1 | 1 | 45.22
07498356584 | UTPCH67VLY | Copper Patch Cord, Category 5e, Violet U | Category 5e, UTP patch cord with Pan-Plug™ Modular Plugs on each end. | PC | 1 | 10 | 1 | 1 | 45.22
07498351122 | UTPCH67Y | Copper Patch Cord, Category 5e, Off Whit | Category 5e, UTP patch cord with Pan-Plug™ Modular Plugs on each end. | PC | 1 | 10 | 1 | 1 | 45.22
07498356586 | UTPCH67YLY | Copper Patch Cord, Category 5e, Yellow U | Category 5e, UTP patch cord with Pan-Plug™ Modular Plugs on each end. | PC | 1 | 10 | 1 | 1 | 45.22
07498356590 | UTPCH68BLY | Copper Patch Cord, Category 5e, Black UT | Category 5e, UTP patch cord with Pan-Plug™ Modular Plugs on each end. | PC | 1 | 10 | 1 | 1 | 45.82
07498356587 | UTPCH68BUY | Copper Patch Cord, Category 5e, Blue UTP | Category 5e, UTP patch cord with Pan-Plug™ Modular Plugs on each end. | PC | 1 | 10 | 1 | 1 | 45.82
07498356591 | UTPCH68GRY | Copper Patch Cord, Category 5e, Green UT | Category 5e, UTP patch cord with Pan-Plug™ Modular Plugs on each end. | PC | 1 | 10 | 1 | 1 | 45.82
07498356601 | UTPCH68GYY | Copper Patch Cord, Category 5e, Gray UTP | Category 5e, UTP patch cord with Pan-Plug™ Modular Plugs on each end. | PC | 1 | 10 | 1 | 1 | 45.82
07498356600 | UTPCH68ORY | Copper Patch Cord, Category 5e, Orange U | Category 5e, UTP patch cord with Pan-Plug™ Modular Plugs on each end. | PC | 1 | 10 | 1 | 1 | 45.82
07498356602 | UTPCH68RDY | Copper Patch Cord, Category 5e, Red UTP | Category 5e, UTP patch cord with Pan-Plug™ Modular Plugs on each end. | PC | 1 | 10 | 1 | 1 | 45.82
07498356607 | UTPCH68VLY | Copper Patch Cord, Category 5e, Violet U | Category 5e, UTP patch cord with Pan-Plug™ Modular Plugs on each end. | PC | 1 | 10 | 1 | 1 | 45.82
07498351123 | UTPCH68Y | Copper Patch Cord, Category 5e, Off Whit | Category 5e, UTP patch cord with Pan-Plug™ Modular Plugs on each end. | PC | 1 | 10 | 1 | 1 | 45.82
07498356613 | UTPCH68YLY | Copper Patch Cord, Category 5e, Yellow U | Category 5e, UTP patch cord with Pan-Plug™ Modular Plugs on each end. | PC | 1 | 10 | 1 | 1 | 45.82
07498356623 | UTPCH69BLY | Copper Patch Cord, Category 5e, Black UT | Category 5e, UTP patch cord with Pan-Plug™ Modular Plugs on each end. | PC | 1 | 10 | 1 | 1 | 46.36
07498356616 | UTPCH69BUY | Copper Patch Cord, Category 5e, Blue UTP | Category 5e, UTP patch cord with Pan-Plug™ Modular Plugs on each end. | PC | 1 | 10 | 1 | 1 | 46.36
07498356641 | UTPCH69GRY | Copper Patch Cord, Category 5e, Green UT | Category 5e, UTP patch cord with Pan-Plug™ Modular Plugs on each end. | PC | 1 | 10 | 1 | 1 | 46.36
07498356642 | UTPCH69GYY | Copper Patch Cord, Category 5e, Gray UTP | Category 5e, UTP patch cord with Pan-Plug™ Modular Plugs on each end. | PC | 1 | 10 | 1 | 1 | 46.36
07498356645 | UTPCH69ORY | Copper Patch Cord, Category 5e, Orange U | Category 5e, UTP patch cord with Pan-Plug™ Modular Plugs on each end. | PC | 1 | 10 | 1 | 1 | 46.36
07498356646 | UTPCH69RDY | Copper Patch Cord, Category 5e, Red UTP | Category 5e, UTP patch cord with Pan-Plug™ Modular Plugs on each end. | PC | 1 | 10 | 1 | 1 | 46.36
07498356654 | UTPCH69VLY | Copper Patch Cord, Category 5e, Violet U | Category 5e, UTP patch cord with Pan-Plug™ Modular Plugs on each end. | PC | 1 | 10 | 1 | 1 | 46.36
07498351124 | UTPCH69Y | Copper Patch Cord, Category 5e, Off Whit | Category 5e, UTP patch cord with Pan-Plug™ Modular Plugs on each end. | PC | 1 | 10 | 1 | 1 | 46.36
07498356680 | UTPCH69YLY | Copper Patch Cord, Category 5e, Yellow U | Category 5e, UTP patch cord with Pan-Plug™ Modular Plugs on each end. | PC | 1 | 10 | 1 | 1 | 46.36
07498316587 | UTPCH6BLY | Cu,PC,Cat5e,UTP,Cbl,BL,6ft,EA | The TX5e™ Cat 5e UTP Patch Cord is constructed of 24 AWG, unshielded, twisted pair, stranded, CM cable with Pan-Plug™ modular plugs on each end. The patented tangle free latch prevents snags and provides easy release saving time on frequent moves, adds, a | PC | 1 | 10 | 1 | 1 | 9.58
07498316588 | UTPCH6BUY | Cu,PC,Cat5e,UTP,Cbl,BU,6ft,EA | The TX5e™ Cat 5e UTP Patch Cord is constructed of 24 AWG, unshielded, twisted pair, stranded, CM cable with Pan-Plug™ modular plugs on each end. The patented tangle free latch prevents snags and provides easy release saving time on frequent moves, adds, a | PC | 1 | 10 | 1 | 1 | 9.58
07498316589 | UTPCH6GRY | Cu,PC,Cat5e,UTP,Cbl,GR,6ft,EA | The TX5e™ Cat 5e UTP Patch Cord is constructed of 24 AWG, unshielded, twisted pair, stranded, CM cable with Pan-Plug™ modular plugs on each end. The patented tangle free latch prevents snags and provides easy release saving time on frequent moves, adds, a | PC | 1 | 10 | 1 | 1 | 9.58
07498316590 | UTPCH6GYY | CAT 5E PATCH CORD 6 FT NPC1511 NS-052, A | Category 5e, UTP patch cord with Pan-Plug™ Modular Plugs on each end. | PC | 1 | 10 | 1 | 1 | 9.58
07498385864 | UTPCH6MBL | CAT. 5 PATCH CORD PATCH CORDS NS-052, AM |  | PC | 1 | 10 | 1 | 1 | 17.52
07498316594 | UTPCH6MBLY | Cu,PC,Cat5e,UTP,Cbl,BL,6M,EA | Category 5e, UTP patch cord with Pan-Plug™ Modular Plugs on each end. Black, 6 meters. | PC | 1 | 10 | 1 | 1 | 17.52
07498385867 | UTPCH6MBU | CAT. 5 PATCH CORD PATCH CORDS |  | PC | 1 | 10 | 1 | 1 | 17.52
07498316595 | UTPCH6MBUY | Cu,PC,Cat5e,UTP,Cbl,BU,6M,EA | Category 5e, UTP patch cord with Pan-Plug™ Modular Plugs on each end. Blue, 6 meters. | PC | 1 | 10 | 1 | 1 | 17.52
07498316596 | UTPCH6MGRY | Cu,PC,Cat5e,UTP,Cbl,GR,6M,EA | Category 5e, UTP patch cord with Pan-Plug™ Modular Plugs on each end. Green, 6 meters. | PC | 1 | 10 | 1 | 1 | 17.52
07498332364 | UTPCH6MGYY | Copper Patch Cord, Category 5e, Gray UTP | Category 5e, UTP patch cord with Pan-Plug™ Modular Plugs on each end. | PC | 1 | 10 | 1 | 1 | 17.52
07498317782 | UTPCH6MORY | Cu,PC,Cat5e,UTP,Cbl,OR,6M,EA | Category 5e, UTP patch cord with Pan-Plug™ Modular Plugs on each end. Orange, 6 meters. | PC | 1 | 10 | 1 | 1 | 17.52
07498316597 | UTPCH6MRDY | Cu,PC,Cat5e,UTP,Cbl,RD,6M,EA | Category 5e, UTP patch cord with Pan-Plug™ Modular Plugs on each end. Red, 6 meters. | PC | 1 | 10 | 1 | 1 | 17.52
07498317805 | UTPCH6MVLY | Cu,PC,Cat5e,UTP,Cbl,VL,6M,EA | Category 5e, UTP patch cord with Pan-Plug™ Modular Plugs on each end. Violet, 6 meters. | PC | 1 | 10 | 1 | 1 | 17.52
07498316593 | UTPCH6MY | Cu,PC,Cat5e,UTP,Cbl,IW,6M,EA | Category 5e, UTP patch cord with Pan-Plug™ Modular Plugs on each end. Off White, 6 meters. | PC | 1 | 10 | 1 | 1 | 17.52
07498317744 | UTPCH6MYLY | Cu,PC,Cat5e,UTP,Cbl,YL,6M,EA | Category 5e, UTP patch cord with Pan-Plug™ Modular Plugs on each end. Yellow, 6 meters. | PC | 1 | 10 | 1 | 1 | 17.52
07498316598 | UTPCH6ORY | Cu,PC,Cat5e,UTP,Cbl,OR,6ft,EA | Category 5e, UTP patch cord with Pan-Plug™ Modular Plugs on each end. Orange, 6 ft. | PC | 1 | 10 | 1 | 1 | 9.58
07498316600 | UTPCH6RDY | Cu,PC,Cat5e,UTP,Cbl,RD,6ft,EA | The TX5e™ Cat 5e UTP Patch Cord is constructed of 24 AWG, unshielded, twisted pair, stranded, CM cable with Pan-Plug™ modular plugs on each end. The patented tangle free latch prevents snags and provides easy release saving time on frequent moves, adds, a | PC | 1 | 10 | 1 | 1 | 9.58
07498316603 | UTPCH6VLY | Cu,PC,Cat5e,UTP,Cbl,VL,6ft,EA | Category 5e, UTP patch cord with Pan-Plug™ Modular Plugs on each end. Violet, 6 ft. | PC | 1 | 10 | 1 | 1 | 9.58
07498316585 | UTPCH6Y | Cu,PC,Cat5e,UTP,Cbl,IW,6ft,EA | The TX5e™ Cat 5e UTP Patch Cord is constructed of 24 AWG, unshielded, twisted pair, stranded, CM cable with Pan-Plug™ modular plugs on each end. The patented tangle free latch prevents snags and provides easy release saving time on frequent moves, adds, a | PC | 1 | 10 | 1 | 1 | 9.58
07498316604 | UTPCH6YLY | Cu,PC,Cat5e,UTP,Cbl,YL,6ft,EA | The TX5e™ Cat 5e UTP Patch Cord is constructed of 24 AWG, unshielded, twisted pair, stranded, CM cable with Pan-Plug™ modular plugs on each end. The patented tangle free latch prevents snags and provides easy release saving time on frequent moves, adds, a | PC | 1 | 10 | 1 | 1 | 9.58
07498356682 | UTPCH70BLY | Copper Patch Cord, Category 5e, Black UT | Category 5e, UTP patch cord with Pan-Plug™ Modular Plugs on each end. | PC | 1 | 10 | 1 | 1 | 46.64
07498356681 | UTPCH70BUY | Copper Patch Cord, Category 5e, Blue UTP | Category 5e, UTP patch cord with Pan-Plug™ Modular Plugs on each end. | PC | 1 | 10 | 1 | 1 | 46.64
07498356690 | UTPCH70GRY | Copper Patch Cord, Category 5e, Green UT | Category 5e, UTP patch cord with Pan-Plug™ Modular Plugs on each end. | PC | 1 | 10 | 1 | 1 | 46.64
07498356701 | UTPCH70GYY | Copper Patch Cord, Category 5e, Gray UTP | Category 5e, UTP patch cord with Pan-Plug™ Modular Plugs on each end. | PC | 1 | 10 | 1 | 1 | 46.64
07498342728 | UTPCH70MBLY | Copper Patch Cord, Cat 5e, Black UTP Cab | Copper Patch Cord, Cat 5e, Black UTP Cable, 70m | PC | 1 | 5 | 1 | 1 | 139.38
07498342731 | UTPCH70MBUY | Copper Patch Cord, Cat 5e, Blue UTP Cabl | Copper Patch Cord, Cat 5e, Blue UTP Cable, 70m | PC | 1 | 5 | 1 | 1 | 139.38
07498342843 | UTPCH70MGRY | Copper Patch Cord, Cat 5e, Green UTP Cab | Copper Patch Cord, Cat 5e, Green UTP Cable, 70m | PC | 1 | 5 | 1 | 1 | 139.38
07498342844 | UTPCH70MGYY | Copper Patch Cord, Cat 5e, Gray UTP Cabl | Copper Patch Cord, Cat 5e, Gray UTP Cable, 70m | PC | 1 | 5 | 1 | 1 | 139.38
07498342846 | UTPCH70MORY | Copper Patch Cord, Cat 5e, Orange UTP Ca | Copper Patch Cord, Cat 5e, Orange UTP Cable, 70m | PC | 1 | 5 | 1 | 1 | 139.38
07498342847 | UTPCH70MRDY | Copper Patch Cord, Cat 5e, Red UTP Cable | Copper Patch Cord, Cat 5e, Red UTP Cable, 70m | PC | 1 | 5 | 1 | 1 | 139.38
07498342849 | UTPCH70MVLY | Copper Patch Cord, Cat 5e, Violet UTP Ca | Copper Patch Cord, Cat 5e, Violet UTP Cable, 70m | PC | 1 | 5 | 1 | 1 | 139.38
07498342239 | UTPCH70MY | Copper Patch Cord, Cat 5e, Off White UTP | Copper Patch Cord, Cat 5e, Off White UTP Cable, 70m | PC | 1 | 5 | 1 | 1 | 139.38
07498342852 | UTPCH70MYLY | Copper Patch Cord, Cat 5e, Yellow UTP Ca | Copper Patch Cord, Cat 5e, Yellow UTP Cable, 70m | PC | 1 | 5 | 1 | 1 | 139.38
07498356700 | UTPCH70ORY | Copper Patch Cord, Category 5e, Orange U | Category 5e, UTP patch cord with Pan-Plug™ Modular Plugs on each end. | PC | 1 | 10 | 1 | 1 | 46.64
07498356703 | UTPCH70RDY | Copper Patch Cord, Category 5e, Red UTP | Category 5e, UTP patch cord with Pan-Plug™ Modular Plugs on each end. | PC | 1 | 10 | 1 | 1 | 46.64
07498356704 | UTPCH70VLY | Copper Patch Cord, Category 5e, Violet U | Category 5e, UTP patch cord with Pan-Plug™ Modular Plugs on each end. | PC | 1 | 10 | 1 | 1 | 46.64
07498351125 | UTPCH70Y | Copper Patch Cord, Category 5e, Off Whit | Category 5e, UTP patch cord with Pan-Plug™ Modular Plugs on each end. | PC | 1 | 10 | 1 | 1 | 46.64
07498356705 | UTPCH70YLY | Copper Patch Cord, Category 5e, Yellow U | Category 5e, UTP patch cord with Pan-Plug™ Modular Plugs on each end. | PC | 1 | 10 | 1 | 1 | 46.64
07498356707 | UTPCH71BLY | Copper Patch Cord, Category 5e, Black UT | Category 5e, UTP patch cord with Pan-Plug™ Modular Plugs on each end. | PC | 1 | 10 | 1 | 1 | 47.54
07498356706 | UTPCH71BUY | Copper Patch Cord, Category 5e, Blue UTP | Category 5e, UTP patch cord with Pan-Plug™ Modular Plugs on each end. | PC | 1 | 10 | 1 | 1 | 47.54
07498356709 | UTPCH71GRY | Copper Patch Cord, Category 5e, Green UT | Category 5e, UTP patch cord with Pan-Plug™ Modular Plugs on each end. | PC | 1 | 10 | 1 | 1 | 47.54
07498356711 | UTPCH71GYY | Copper Patch Cord, Category 5e, Gray UTP | Category 5e, UTP patch cord with Pan-Plug™ Modular Plugs on each end. | PC | 1 | 10 | 1 | 1 | 47.54
07498356710 | UTPCH71ORY | Copper Patch Cord, Category 5e, Orange U | Category 5e, UTP patch cord with Pan-Plug™ Modular Plugs on each end. | PC | 1 | 10 | 1 | 1 | 47.54
07498356712 | UTPCH71RDY | Copper Patch Cord, Category 5e, Red UTP | Category 5e, UTP patch cord with Pan-Plug™ Modular Plugs on each end. | PC | 1 | 10 | 1 | 1 | 47.54
07498356713 | UTPCH71VLY | Copper Patch Cord, Category 5e, Violet U | Category 5e, UTP patch cord with Pan-Plug™ Modular Plugs on each end. | PC | 1 | 10 | 1 | 1 | 47.54
07498351126 | UTPCH71Y | Copper Patch Cord, Category 5e, Off Whit | Category 5e, UTP patch cord with Pan-Plug™ Modular Plugs on each end. | PC | 1 | 10 | 1 | 1 | 47.54
07498356726 | UTPCH71YLY | Copper Patch Cord, Category 5e, Yellow U | Category 5e, UTP patch cord with Pan-Plug™ Modular Plugs on each end. | PC | 1 | 10 | 1 | 1 | 47.54
07498356728 | UTPCH72BLY | Copper Patch Cord, Category 5e, Black UT | Category 5e, UTP patch cord with Pan-Plug™ Modular Plugs on each end. | PC | 1 | 10 | 1 | 1 | 48.12
07498356727 | UTPCH72BUY | Copper Patch Cord, Category 5e, Blue UTP | Category 5e, UTP patch cord with Pan-Plug™ Modular Plugs on each end. | PC | 1 | 10 | 1 | 1 | 48.12
07498356743 | UTPCH72GRY | Copper Patch Cord, Category 5e, Green UT | Category 5e, UTP patch cord with Pan-Plug™ Modular Plugs on each end. | PC | 1 | 10 | 1 | 1 | 48.12
07498356748 | UTPCH72GYY | Copper Patch Cord, Category 5e, Gray UTP | Category 5e, UTP patch cord with Pan-Plug™ Modular Plugs on each end. | PC | 1 | 10 | 1 | 1 | 48.12
07498356749 | UTPCH72ORY | Copper Patch Cord, Category 5e, Orange U | Category 5e, UTP patch cord with Pan-Plug™ Modular Plugs on each end. | PC | 1 | 10 | 1 | 1 | 48.12
07498356744 | UTPCH72RDY | Copper Patch Cord, Category 5e, Red UTP | Category 5e, UTP patch cord with Pan-Plug™ Modular Plugs on each end. | PC | 1 | 10 | 1 | 1 | 48.12
07498356756 | UTPCH72VLY | Copper Patch Cord, Category 5e, Violet U | Category 5e, UTP patch cord with Pan-Plug™ Modular Plugs on each end. | PC | 1 | 10 | 1 | 1 | 48.12
07498351127 | UTPCH72Y | Copper Patch Cord, Category 5e, Off Whit | Category 5e, UTP patch cord with Pan-Plug™ Modular Plugs on each end. | PC | 1 | 10 | 1 | 1 | 48.12
07498356771 | UTPCH72YLY | Copper Patch Cord, Category 5e, Yellow U | Category 5e, UTP patch cord with Pan-Plug™ Modular Plugs on each end. | PC | 1 | 10 | 1 | 1 | 48.12
07498356777 | UTPCH73BLY | Copper Patch Cord, Category 5e, Black UT | Category 5e, UTP patch cord with Pan-Plug™ Modular Plugs on each end. | PC | 1 | 10 | 1 | 1 | 48.7
07498356776 | UTPCH73BUY | Copper Patch Cord, Category 5e, Off Whit | Category 5e, UTP patch cord with Pan-Plug™ Modular Plugs on each end. | PC | 1 | 10 | 1 | 1 | 48.7
07498356783 | UTPCH73GRY | Copper Patch Cord, Category 5e, Green UT | Category 5e, UTP patch cord with Pan-Plug™ Modular Plugs on each end. | PC | 1 | 10 | 1 | 1 | 48.7
07498356785 | UTPCH73GYY | Copper Patch Cord, Category 5e, Gray UTP | Category 5e, UTP patch cord with Pan-Plug™ Modular Plugs on each end. | PC | 1 | 10 | 1 | 1 | 48.7
07498356784 | UTPCH73ORY | Copper Patch Cord, Category 5e, Orange U | Category 5e, UTP patch cord with Pan-Plug™ Modular Plugs on each end. | PC | 1 | 10 | 1 | 1 | 48.7
07498356786 | UTPCH73RDY | Copper Patch Cord, Category 5e, Red UTP | Category 5e, UTP patch cord with Pan-Plug™ Modular Plugs on each end. | PC | 1 | 10 | 1 | 1 | 48.7
07498356787 | UTPCH73VLY | Copper Patch Cord, Category 5e, Violet U | Category 5e, UTP patch cord with Pan-Plug™ Modular Plugs on each end. | PC | 1 | 10 | 1 | 1 | 48.7
07498351128 | UTPCH73Y | Copper Patch Cord, Category 5e, Off Whit | Category 5e, UTP patch cord with Pan-Plug™ Modular Plugs on each end. | PC | 1 | 10 | 1 | 1 | 48.7
07498356788 | UTPCH73YLY | Copper Patch Cord, Category 5e, Yellow U | Category 5e, UTP patch cord with Pan-Plug™ Modular Plugs on each end. | PC | 1 | 10 | 1 | 1 | 48.7
07498356791 | UTPCH74BLY | Copper Patch Cord, Category 5e, Black UT | Category 5e, UTP patch cord with Pan-Plug™ Modular Plugs on each end. | PC | 1 | 10 | 1 | 1 | 49.28
07498356789 | UTPCH74BUY | Copper Patch Cord, Category 5e, Blue UTP | Category 5e, UTP patch cord with Pan-Plug™ Modular Plugs on each end. | PC | 1 | 10 | 1 | 1 | 49.28
07498356793 | UTPCH74GRY | Copper Patch Cord, Category 5e, Green UT | Category 5e, UTP patch cord with Pan-Plug™ Modular Plugs on each end. | PC | 1 | 10 | 1 | 1 | 49.28
07498356808 | UTPCH74GYY | Copper Patch Cord, Category 5e, Gray UTP | Category 5e, UTP patch cord with Pan-Plug™ Modular Plugs on each end. | PC | 1 | 10 | 1 | 1 | 49.28
07498356795 | UTPCH74ORY | Copper Patch Cord, Category 5e, Orange U | Category 5e, UTP patch cord with Pan-Plug™ Modular Plugs on each end. | PC | 1 | 10 | 1 | 1 | 49.28
07498356802 | UTPCH74RDY | Copper Patch Cord, Category 5e, Red UTP | Category 5e, UTP patch cord with Pan-Plug™ Modular Plugs on each end. | PC | 1 | 10 | 1 | 1 | 49.28
07498356815 | UTPCH74VLY | Copper Patch Cord, Category 5e, Violet U | Category 5e, UTP patch cord with Pan-Plug™ Modular Plugs on each end. | PC | 1 | 10 | 1 | 1 | 49.28
07498351129 | UTPCH74Y | Copper Patch Cord, Category 5e, Off Whit | Category 5e, UTP patch cord with Pan-Plug™ Modular Plugs on each end. | PC | 1 | 10 | 1 | 1 | 49.28
07498356817 | UTPCH74YLY | Copper Patch Cord, Category 5e, Yellow U | Category 5e, UTP patch cord with Pan-Plug™ Modular Plugs on each end. | PC | 1 | 10 | 1 | 1 | 49.28
07498356819 | UTPCH75BLY | Copper Patch Cord, Category 5e, Black UT | Category 5e, UTP patch cord with Pan-Plug™ Modular Plugs on each end. | PC | 1 | 10 | 1 | 1 | 49.54
07498356818 | UTPCH75BUY | Copper Patch Cord, Category 5e, Blue UTP | Category 5e, UTP patch cord with Pan-Plug™ Modular Plugs on each end. | PC | 1 | 10 | 1 | 1 | 49.54
07498356820 | UTPCH75GRY | Copper Patch Cord, Category 5e, Green UT | Category 5e, UTP patch cord with Pan-Plug™ Modular Plugs on each end. | PC | 1 | 10 | 1 | 1 | 49.54
07498356824 | UTPCH75GYY | Copper Patch Cord, Category 5e, Gray UTP | Category 5e, UTP patch cord with Pan-Plug™ Modular Plugs on each end. | PC | 1 | 10 | 1 | 1 | 49.54
07498342855 | UTPCH75MBLY | Copper Patch Cord, Cat 5e, Black UTP Cab | Copper Patch Cord, Cat 5e, Black UTP Cable, 75m | PC | 1 | 5 | 1 | 1 | 148.84
07498342856 | UTPCH75MBUY | Copper Patch Cord, Cat 5e, Blue UTP Cabl | Copper Patch Cord, Cat 5e, Blue UTP Cable, 75m | PC | 1 | 5 | 1 | 1 | 148.84
07498342889 | UTPCH75MGRY | Copper Patch Cord, Cat 5e, Green UTP Cab | Copper Patch Cord, Cat 5e, Green UTP Cable, 7m | PC | 1 | 5 | 1 | 1 | 148.84
07498342890 | UTPCH75MGYY | Copper Patch Cord, Cat 5e, Gray UTP Cabl | Copper Patch Cord, Cat 5e, Gray UTP Cable, 75m | PC | 1 | 5 | 1 | 1 | 148.84
07498342891 | UTPCH75MORY | Copper Patch Cord, Cat 5e, Orange UTP Ca | Copper Patch Cord, Cat 5e, Orange UTP Cable, 75m | PC | 1 | 5 | 1 | 1 | 148.84
07498342894 | UTPCH75MRDY | Copper Patch Cord, Cat 5e, Red UTP Cable | Copper Patch Cord, Cat 5e, Red UTP Cable, 75m | PC | 1 | 5 | 1 | 1 | 148.84
07498342895 | UTPCH75MVLY | Copper Patch Cord, Cat 5e, Violet UTP Ca | Copper Patch Cord, Cat 5e, Violet UTP Cable, 75m | PC | 1 | 5 | 1 | 1 | 148.84
07498342241 | UTPCH75MY | Copper Patch Cord, Cat 5e, Off White UTP | Copper Patch Cord, Cat 5e, Off White UTP Cable, 75m | PC | 1 | 5 | 1 | 1 | 148.84
07498342898 | UTPCH75MYLY | Copper Patch Cord, Cat 5e, Yellow UTP Ca | Copper Patch Cord, Cat 5e, Yellow UTP Cable, 75m | PC | 1 | 5 | 1 | 1 | 148.84
07498356821 | UTPCH75ORY | Copper Patch Cord, Category 5e, Orange U | Category 5e, UTP patch cord with Pan-Plug™ Modular Plugs on each end. | PC | 1 | 10 | 1 | 1 | 49.54
07498356823 | UTPCH75RDY | Copper Patch Cord, Category 5e, Red UTP | Category 5e, UTP patch cord with Pan-Plug™ Modular Plugs on each end. | PC | 1 | 10 | 1 | 1 | 49.54
07498356825 | UTPCH75VLY | Copper Patch Cord, Category 5e, Violet U | Category 5e, UTP patch cord with Pan-Plug™ Modular Plugs on each end. | PC | 1 | 10 | 1 | 1 | 49.54
07498351130 | UTPCH75Y | Copper Patch Cord, Category 5e, Off Whit | Category 5e, UTP patch cord with Pan-Plug™ Modular Plugs on each end. | PC | 1 | 10 | 1 | 1 | 49.54
07498356826 | UTPCH75YLY | Copper Patch Cord, Category 5e, Yellow U | Category 5e, UTP patch cord with Pan-Plug™ Modular Plugs on each end. | PC | 1 | 10 | 1 | 1 | 49.54
07498356829 | UTPCH76BLY | Copper Patch Cord, Category 5e, Black UT | Category 5e, UTP patch cord with Pan-Plug™ Modular Plugs on each end. | PC | 1 | 10 | 1 | 1 | 50.42
07498356828 | UTPCH76BUY | Copper Patch Cord, Category 5e, Blue UTP | Category 5e, UTP patch cord with Pan-Plug™ Modular Plugs on each end. | PC | 1 | 10 | 1 | 1 | 50.42
07498356830 | UTPCH76GRY | Copper Patch Cord, Category 5e, Green UT | Category 5e, UTP patch cord with Pan-Plug™ Modular Plugs on each end. | PC | 1 | 10 | 1 | 1 | 50.42
07498356838 | UTPCH76GYY | Copper Patch Cord, Category 5e, Gray UTP | Category 5e, UTP patch cord with Pan-Plug™ Modular Plugs on each end. | PC | 1 | 10 | 1 | 1 | 50.42
07498356832 | UTPCH76ORY | Copper Patch Cord, Category 5e, Orange U | Category 5e, UTP patch cord with Pan-Plug™ Modular Plugs on each end. | PC | 1 | 10 | 1 | 1 | 50.42
07498356834 | UTPCH76RDY | Copper Patch Cord, Category 5e, Red UTP | Category 5e, UTP patch cord with Pan-Plug™ Modular Plugs on each end. | PC | 1 | 10 | 1 | 1 | 50.42
07498356839 | UTPCH76VLY | Copper Patch Cord, Category 5e, Violet U | Category 5e, UTP patch cord with Pan-Plug™ Modular Plugs on each end. | PC | 1 | 10 | 1 | 1 | 50.42
07498351133 | UTPCH76Y | Copper Patch Cord, Category 5e, Off Whit | Category 5e, UTP patch cord with Pan-Plug™ Modular Plugs on each end. | PC | 1 | 10 | 1 | 1 | 50.42
07498356840 | UTPCH76YLY | Copper Patch Cord, Category 5e, Yellow U | Category 5e, UTP patch cord with Pan-Plug™ Modular Plugs on each end. | PC | 1 | 10 | 1 | 1 | 50.42
07498356856 | UTPCH77BLY | Copper Patch Cord, Category 5e, Black UT | Category 5e, UTP patch cord with Pan-Plug™ Modular Plugs on each end. | PC | 1 | 10 | 1 | 1 | 51.02
07498356855 | UTPCH77BUY | Copper Patch Cord, Category 5e, Blue UTP | Category 5e, UTP patch cord with Pan-Plug™ Modular Plugs on each end. | PC | 1 | 10 | 1 | 1 | 51.02
07498356857 | UTPCH77GRY | Copper Patch Cord, Category 5e, Green UT | Category 5e, UTP patch cord with Pan-Plug™ Modular Plugs on each end. | PC | 1 | 10 | 1 | 1 | 51.02
07498356862 | UTPCH77GYY | Copper Patch Cord, Category 5e, Gray UTP | Category 5e, UTP patch cord with Pan-Plug™ Modular Plugs on each end. | PC | 1 | 10 | 1 | 1 | 51.02
07498356859 | UTPCH77ORY | Copper Patch Cord, Category 5e, Orange U | Category 5e, UTP patch cord with Pan-Plug™ Modular Plugs on each end. | PC | 1 | 10 | 1 | 1 | 51.02
07498356864 | UTPCH77RDY | Copper Patch Cord, Category 5e, Red UTP | Category 5e, UTP patch cord with Pan-Plug™ Modular Plugs on each end. | PC | 1 | 10 | 1 | 1 | 51.02
07498356866 | UTPCH77VLY | Copper Patch Cord, Category 5e, Violet U | Category 5e, UTP patch cord with Pan-Plug™ Modular Plugs on each end. | PC | 1 | 10 | 1 | 1 | 51.02
07498351134 | UTPCH77Y | Copper Patch Cord, Category 5e, Off Whit | Category 5e, UTP patch cord with Pan-Plug™ Modular Plugs on each end. | PC | 1 | 10 | 1 | 1 | 51.02
07498356867 | UTPCH77YLY | Copper Patch Cord, Category 5e, Yellow U | Category 5e, UTP patch cord with Pan-Plug™ Modular Plugs on each end. | PC | 1 | 10 | 1 | 1 | 51.02
07498356897 | UTPCH78BLY | Copper Patch Cord, Category 5e, Black UT | Category 5e, UTP patch cord with Pan-Plug™ Modular Plugs on each end. | PC | 1 | 10 | 1 | 1 | 51.58
07498356892 | UTPCH78BUY | Copper Patch Cord, Category 5e, Blue UTP | Category 5e, UTP patch cord with Pan-Plug™ Modular Plugs on each end. | PC | 1 | 10 | 1 | 1 | 51.58
07498356898 | UTPCH78GRY | Copper Patch Cord, Category 5e, Green UT | Category 5e, UTP patch cord with Pan-Plug™ Modular Plugs on each end. | PC | 1 | 10 | 1 | 1 | 51.58
07498356900 | UTPCH78GYY | Copper Patch Cord, Category 5e, Gray UTP | Category 5e, UTP patch cord with Pan-Plug™ Modular Plugs on each end. | PC | 1 | 10 | 1 | 1 | 51.58
07498356899 | UTPCH78ORY | Copper Patch Cord, Category 5e, Orange U | Category 5e, UTP patch cord with Pan-Plug™ Modular Plugs on each end. | PC | 1 | 10 | 1 | 1 | 51.58
07498356901 | UTPCH78RDY | Copper Patch Cord, Category 5e, Red UTP | Category 5e, UTP patch cord with Pan-Plug™ Modular Plugs on each end. | PC | 1 | 10 | 1 | 1 | 51.58
07498356902 | UTPCH78VLY | Copper Patch Cord, Category 5e, Violet U | Category 5e, UTP patch cord with Pan-Plug™ Modular Plugs on each end. | PC | 1 | 10 | 1 | 1 | 51.58
07498351135 | UTPCH78Y | Copper Patch Cord, Category 5e, Off Whit | Category 5e, UTP patch cord with Pan-Plug™ Modular Plugs on each end. | PC | 1 | 10 | 1 | 1 | 51.58
07498356903 | UTPCH78YLY | Copper Patch Cord, Category 5e, Yellow U | Category 5e, UTP patch cord with Pan-Plug™ Modular Plugs on each end. | PC | 1 | 10 | 1 | 1 | 51.58
07498356905 | UTPCH79BLY | Copper Patch Cord, Category 5e, Black UT | Category 5e, UTP patch cord with Pan-Plug™ Modular Plugs on each end. | PC | 1 | 10 | 1 | 1 | 52.16
07498356904 | UTPCH79BUY | Copper Patch Cord, Category 5e, Blue UTP | Category 5e, UTP patch cord with Pan-Plug™ Modular Plugs on each end. | PC | 1 | 10 | 1 | 1 | 52.16
07498356906 | UTPCH79GRY | Copper Patch Cord, Category 5e, Green UT | Category 5e, UTP patch cord with Pan-Plug™ Modular Plugs on each end. | PC | 1 | 10 | 1 | 1 | 52.16
07498356908 | UTPCH79GYY | Copper Patch Cord, Category 5e, Orange U | Category 5e, UTP patch cord with Pan-Plug™ Modular Plugs on each end. | PC | 1 | 10 | 1 | 1 | 52.16
07498356907 | UTPCH79ORY | Copper Patch Cord, Category 5e, Orange U | Category 5e, UTP patch cord with Pan-Plug™ Modular Plugs on each end. | PC | 1 | 10 | 1 | 1 | 52.16
07498356911 | UTPCH79RDY | Copper Patch Cord, Category 5e, Red UTP | Category 5e, UTP patch cord with Pan-Plug™ Modular Plugs on each end. | PC | 1 | 10 | 1 | 1 | 52.16
07498356912 | UTPCH79VLY | Copper Patch Cord, Category 5e, Violet U | Category 5e, UTP patch cord with Pan-Plug™ Modular Plugs on each end. | PC | 1 | 10 | 1 | 1 | 52.16
07498351136 | UTPCH79Y | Copper Patch Cord, Category 5e, Off Whit | Category 5e, UTP patch cord with Pan-Plug™ Modular Plugs on each end. | PC | 1 | 10 | 1 | 1 | 52.16
07498356913 | UTPCH79YLY | Copper Patch Cord, Category 5e, Yellow U | Category 5e, UTP patch cord with Pan-Plug™ Modular Plugs on each end. | PC | 1 | 10 | 1 | 1 | 52.16
07498316606 | UTPCH7BLY | Cu,PC,Cat5e,UTP,Cbl,BL,7ft,EA | The TX5e™ Cat 5e UTP Patch Cord is constructed of 24 AWG, unshielded, twisted pair, stranded, CM cable with Pan-Plug™ modular plugs on each end. The patented tangle free latch prevents snags and provides easy release saving time on frequent moves, adds, a | PC | 1 | 10 | 1 | 1 | 10.18
07498328342 | UTPCH7BLY-Q | Cu,PC,Cat5e,UTP,Cbl,BL,7ft,PK25 | Category 5e, UTP patch cord with Pan-Plug™ Modular Plugs on each end. Black, 7 ft. 25pc. | PC | 1 | 25 | 25 | 1 | 10.18
07498316607 | UTPCH7BUY | Cu Patch Cord,Cat 5e,BU UTP Cable,7ft | The TX5e™ Cat 5e UTP Patch Cord is constructed of 24 AWG, unshielded, twisted pair, stranded, CM cable with Pan-Plug™ modular plugs on each end. The patented tangle free latch prevents snags and provides easy release saving time on frequent moves, adds, a | PC | 1 | 10 | 1 | 1 | 10.18
07498328341 | UTPCH7BUY-Q | Cu,PC,Cat5e,UTP,Cbl,BU,7ft,PK25 | Category 5e, UTP patch cord with Pan-Plug™ Modular Plugs on each end. Blue, 7 ft. 25pc. | PC | 1 | 25 | 25 | 1 | 10.18
07498316608 | UTPCH7GRY | Cu Patch Cord,Cat 5e,GR UTP Cable,7ft | The TX5e™ Cat 5e UTP Patch Cord is constructed of 24 AWG, unshielded, twisted pair, stranded, CM cable with Pan-Plug™ modular plugs on each end. The patented tangle free latch prevents snags and provides easy release saving time on frequent moves, adds, a | PC | 1 | 10 | 1 | 1 | 10.18
07498328343 | UTPCH7GRY-Q | Cu,PC,Cat5e,UTP,Cbl,GR,7ft,PK25 | Category 5e, UTP patch cord with Pan-Plug™ Modular Plugs on each end. Green, 7 ft. 25pc. | PC | 1 | 25 | 25 | 1 | 10.18
07498316609 | UTPCH7GYY | Copper Patch Cord, Category 5e, Gray UTP | Category 5e, UTP patch cord with Pan-Plug™ Modular Plugs on each end. | PC | 1 | 10 | 1 | 1 | 10.18
07498380495 | UTPCH7GYY-Q | Cu,PC,Cat5e,UTP,Cbl,GY,7ft,PK25 | Category 5e, UTP patch cord with Pan-Plug ™ Modular Plugs on each end, Gray. | PC | 1 | 25 | 25 | 1 | 10.18
07498317699 | UTPCH7MBLY | Cu,PC,Cat5e,UTP,Cbl,BL,7M,EA | The TX5e™ Cat 5e UTP Patch Cord is constructed of 24 AWG, unshielded, twisted pair, stranded, CM cable with Pan-Plug™ modular plugs on each end. The patented tangle free latch prevents snags and provides easy release saving time on frequent moves, adds, a | PC | 1 | 10 | 1 | 1 | 19.38
07498317714 | UTPCH7MBUY | Cu,PC,Cat5e,UTP,Cbl,BU,7M,EA | The TX5e™ Cat 5e UTP Patch Cord is constructed of 24 AWG, unshielded, twisted pair, stranded, CM cable with Pan-Plug™ modular plugs on each end. The patented tangle free latch prevents snags and provides easy release saving time on frequent moves, adds, a | PC | 1 | 10 | 1 | 1 | 19.38
07498317729 | UTPCH7MGRY | Cu,PC,Cat5e,UTP,Cbl,GR,7M,EA | The TX5e™ Cat 5e UTP Patch Cord is constructed of 24 AWG, unshielded, twisted pair, stranded, CM cable with Pan-Plug™ modular plugs on each end. The patented tangle free latch prevents snags and provides easy release saving time on frequent moves, adds, a | PC | 1 | 10 | 1 | 1 | 19.38
07498308569 | UTPCH7MGYY | CAT 5E UTP GRAY PATCH CORD - 7M | Category 5e, UTP patch cord with Pan-Plug™ Modular Plugs on each end. | PC | 1 | 10 | 1 | 1 | 19.38
07498317783 | UTPCH7MORY | Cu,PC,Cat5e,UTP,Cbl,OR,7M,EA | Category 5e, UTP patch cord with Pan-Plug™ Modular Plugs on each end. Orange, 7 meters. | PC | 1 | 10 | 1 | 1 | 19.38
07498317760 | UTPCH7MRDY | Cu,PC,Cat5e,UTP,Cbl,RD,7M,EA | The TX5e™ Cat 5e UTP Patch Cord is constructed of 24 AWG, unshielded, twisted pair, stranded, CM cable with Pan-Plug™ modular plugs on each end. The patented tangle free latch prevents snags and provides easy release saving time on frequent moves, adds, a | PC | 1 | 10 | 1 | 1 | 19.38
07498317806 | UTPCH7MVLY | Cu,PC,Cat5e,UTP,Cbl,VL,7M,EA | Category 5e, UTP patch cord with Pan-Plug™ Modular Plugs on each end. Violet, 7 meters. | PC | 1 | 10 | 1 | 1 | 19.38
07498317684 | UTPCH7MY | Cu,PC,Cat5e,UTP,Cbl,IW,7M,EA | The TX5e™ Cat 5e UTP Patch Cord is constructed of 24 AWG, unshielded, twisted pair, stranded, CM cable with Pan-Plug™ modular plugs on each end. The patented tangle free latch prevents snags and provides easy release saving time on frequent moves, adds, a | PC | 1 | 10 | 1 | 1 | 19.38
07498317745 | UTPCH7MYLY | Cu,PC,Cat5e,UTP,Cbl,YL,7M,EA | The TX5e™ Cat 5e UTP Patch Cord is constructed of 24 AWG, unshielded, twisted pair, stranded, CM cable with Pan-Plug™ modular plugs on each end. The patented tangle free latch prevents snags and provides easy release saving time on frequent moves, adds, a | PC | 1 | 10 | 1 | 1 | 19.38
07498316610 | UTPCH7ORY | Cu,PC,Cat5e,UTP,Cbl,OR,7ft,EA | Category 5e, UTP patch cord with Pan-Plug™ Modular Plugs on each end. Orange, 7 ft. | PC | 1 | 10 | 1 | 1 | 10.18
07498316611 | UTPCH7RDY | Cu Patch Cord,Cat 5e,RD UTP Cable,7ft | The TX5e™ Cat 5e UTP Patch Cord is constructed of 24 AWG, unshielded, twisted pair, stranded, CM cable with Pan-Plug™ modular plugs on each end. The patented tangle free latch prevents snags and provides easy release saving time on frequent moves, adds, a | PC | 1 | 10 | 1 | 1 | 10.18
07498328344 | UTPCH7RDY-Q | Cu,PC,Cat5e,UTP,Cbl,RD,7ft,PK25 | Category 5e, UTP patch cord with Pan-Plug™ Modular Plugs on each end. Red, 7 ft. 25pc. | PC | 1 | 25 | 25 | 1 | 10.18
07498316612 | UTPCH7VLY | Cu,PC,Cat5e,UTP,Cbl,VL,7ft,EA | Category 5e, UTP patch cord with Pan-Plug™ Modular Plugs on each end. Violet, 7 ft. | PC | 1 | 10 | 1 | 1 | 10.18
07498316605 | UTPCH7Y | Cu Patch Cord,Cat5e,OffWH UTP Cbl,7ft | The TX5e™ Cat 5e UTP Patch Cord is constructed of 24 AWG, unshielded, twisted pair, stranded, CM cable with Pan-Plug™ modular plugs on each end. The patented tangle free latch prevents snags and provides easy release saving time on frequent moves, adds, a | PC | 1 | 10 | 1 | 1 | 10.18
07498328340 | UTPCH7Y-Q | Cu,PC,Cat5e,UTP,Cbl,IW,7ft,PK25 | Category 5e, UTP patch cord with Pan-Plug™ Modular Plugs on each end. Off White, 7 ft. 25pc. | PC | 1 | 25 | 25 | 1 | 10.18
07498316613 | UTPCH7YLY | Cu,PC,Cat5e,UTP,Cbl,YL,7ft,EA | The TX5e™ Cat 5e UTP Patch Cord is constructed of 24 AWG, unshielded, twisted pair, stranded, CM cable with Pan-Plug™ modular plugs on each end. The patented tangle free latch prevents snags and provides easy release saving time on frequent moves, adds, a | PC | 1 | 10 | 1 | 1 | 10.18
07498328345 | UTPCH7YLY-Q | Cu,PC,Cat5e,UTP,Cbl,YL,7ft,PK25 | Category 5e, UTP patch cord with Pan-Plug™ Modular Plugs on each end. Yellow, 7 ft. 25pc. | PC | 1 | 25 | 25 | 1 | 10.18
07498356916 | UTPCH80BLY | Copper Patch Cord, Category 5e, Black UT | Category 5e, UTP patch cord with Pan-Plug™ Modular Plugs on each end. | PC | 1 | 10 | 1 | 1 | 52.44
07498356915 | UTPCH80BUY | Copper Patch Cord, Category 5e, Blue UTP | Category 5e, UTP patch cord with Pan-Plug™ Modular Plugs on each end. | PC | 1 | 10 | 1 | 1 | 52.44
07498356918 | UTPCH80GRY | Copper Patch Cord, Category 5e, Green UT | Category 5e, UTP patch cord with Pan-Plug™ Modular Plugs on each end. | PC | 1 | 10 | 1 | 1 | 52.44
07498356942 | UTPCH80GYY | Copper Patch Cord, Category 5e, Gray UTP | Category 5e, UTP patch cord with Pan-Plug™ Modular Plugs on each end. | PC | 1 | 10 | 1 | 1 | 52.44
07498342899 | UTPCH80MBLY | Copper Patch Cord, Cat 5e, Black UTP Cab | Copper Patch Cord, Cat 5e, Black UTP Cable, 80m | PC | 1 | 5 | 1 | 1 | 158.4
07498342920 | UTPCH80MBUY | Copper Patch Cord, Cat 5e, Blue UTP Cabl | Copper Patch Cord, Cat 5e, Blue UTP Cable, 80m | PC | 1 | 5 | 1 | 1 | 158.4
07498342923 | UTPCH80MGRY | Copper Patch Cord, Cat 5e, Green UTP Cab | Copper Patch Cord, Cat 5e, Green UTP Cable, 80m | PC | 1 | 5 | 1 | 1 | 158.4
07498342926 | UTPCH80MGYY | Copper Patch Cord, Cat 5e, Gray UTP Cabl | Copper Patch Cord, Cat 5e, Gray UTP Cable, 80m | PC | 1 | 5 | 1 | 1 | 158.4
07498342930 | UTPCH80MORY | Copper Patch Cord, Cat 5e, Orange UTP Ca | Copper Patch Cord, Cat 5e, Orange UTP Cable, 80m | PC | 1 | 5 | 1 | 1 | 158.4
07498342935 | UTPCH80MRDY | Copper Patch Cord, Cat 5e, Red UTP Cable | Copper Patch Cord, Cat 5e, Red UTP Cable, 80m | PC | 1 | 5 | 1 | 1 | 158.4
07498342937 | UTPCH80MVLY | Copper Patch Cord, Cat 5e, Violet UTP Ca | Copper Patch Cord, Cat 5e, Violet UTP Cable, 80m | PC | 1 | 5 | 1 | 1 | 158.4
07498342246 | UTPCH80MY | Copper Patch Cord, Cat 5e, Off White UTP | Copper Patch Cord, Cat 5e, Off White UTP Cable, 80m | PC | 1 | 5 | 1 | 1 | 158.4
07498342938 | UTPCH80MYLY | Copper Patch Cord, Cat 5e, Yellow UTP Ca | Copper Patch Cord, Cat 5e, Yellow UTP Cable, 80m | PC | 1 | 5 | 1 | 1 | 158.4
07498356919 | UTPCH80ORY | Copper Patch Cord, Category 5e, Orange U | Category 5e, UTP patch cord with Pan-Plug™ Modular Plugs on each end. | PC | 1 | 10 | 1 | 1 | 52.44
07498356932 | UTPCH80RDY | Copper Patch Cord, Category 5e, Red UTP | Category 5e, UTP patch cord with Pan-Plug™ Modular Plugs on each end. | PC | 1 | 10 | 1 | 1 | 52.44
07498356943 | UTPCH80VLY | Copper Patch Cord, Category 5e, Violet U | Category 5e, UTP patch cord with Pan-Plug™ Modular Plugs on each end. | PC | 1 | 10 | 1 | 1 | 52.44
07498351137 | UTPCH80Y | Copper Patch Cord, Category 5e, Off Whit | Category 5e, UTP patch cord with Pan-Plug™ Modular Plugs on each end. | PC | 1 | 10 | 1 | 1 | 52.44
07498356944 | UTPCH80YLY | Copper Patch Cord, Category 5e, Yellow U | Category 5e, UTP patch cord with Pan-Plug™ Modular Plugs on each end. | PC | 1 | 10 | 1 | 1 | 52.44
07498356946 | UTPCH81BLY | Copper Patch Cord, Category 5e, Black UT | Category 5e, UTP patch cord with Pan-Plug™ Modular Plugs on each end. | PC | 1 | 10 | 1 | 1 | 53.34
07498356945 | UTPCH81BUY | Copper Patch Cord, Category 5e, Blue UTP | Category 5e, UTP patch cord with Pan-Plug™ Modular Plugs on each end. | PC | 1 | 10 | 1 | 1 | 53.34
07498356947 | UTPCH81GRY | Copper Patch Cord, Category 5e, Green UT | Category 5e, UTP patch cord with Pan-Plug™ Modular Plugs on each end. | PC | 1 | 10 | 1 | 1 | 53.34
07498356951 | UTPCH81GYY | Copper Patch Cord, Category 5e, Gray UTP | Category 5e, UTP patch cord with Pan-Plug™ Modular Plugs on each end. | PC | 1 | 10 | 1 | 1 | 53.34
07498356949 | UTPCH81ORY | Copper Patch Cord, Category 5e, Orange U | Category 5e, UTP patch cord with Pan-Plug™ Modular Plugs on each end. | PC | 1 | 10 | 1 | 1 | 53.34
07498356950 | UTPCH81RDY | Copper Patch Cord, Category 5e, Red UTP | Category 5e, UTP patch cord with Pan-Plug™ Modular Plugs on each end. | PC | 1 | 10 | 1 | 1 | 53.34
07498356952 | UTPCH81VLY | Copper Patch Cord, Category 5e, Violet U | Category 5e, UTP patch cord with Pan-Plug™ Modular Plugs on each end. | PC | 1 | 10 | 1 | 1 | 53.34
07498351138 | UTPCH81Y | Copper Patch Cord, Category 5e, Off Whit | Category 5e, UTP patch cord with Pan-Plug™ Modular Plugs on each end. | PC | 1 | 10 | 1 | 1 | 53.34
07498356953 | UTPCH81YLY | Copper Patch Cord, Category 5e, Yellow U | Category 5e, UTP patch cord with Pan-Plug™ Modular Plugs on each end. | PC | 1 | 10 | 1 | 1 | 53.34
07498356959 | UTPCH82BLY | Copper Patch Cord, Category 5e, Black UT | Category 5e, UTP patch cord with Pan-Plug™ Modular Plugs on each end. | PC | 1 | 10 | 1 | 1 | 53.9
07498356954 | UTPCH82BUY | Copper Patch Cord, Category 5e, Blue UTP | Category 5e, UTP patch cord with Pan-Plug™ Modular Plugs on each end. | PC | 1 | 10 | 1 | 1 | 53.9
07498356960 | UTPCH82GRY | Copper Patch Cord, Category 5e, Green UT | Category 5e, UTP patch cord with Pan-Plug™ Modular Plugs on each end. | PC | 1 | 10 | 1 | 1 | 53.9
07498356962 | UTPCH82GYY | Copper Patch Cord, Category 5e, Gray UTP | Category 5e, UTP patch cord with Pan-Plug™ Modular Plugs on each end. | PC | 1 | 10 | 1 | 1 | 53.9
07498356961 | UTPCH82ORY | Copper Patch Cord, Category 5e, Orange U | Category 5e, UTP patch cord with Pan-Plug™ Modular Plugs on each end. | PC | 1 | 10 | 1 | 1 | 53.9
07498356983 | UTPCH82RDY | Copper Patch Cord, Category 5e, Red UTP | Category 5e, UTP patch cord with Pan-Plug™ Modular Plugs on each end. | PC | 1 | 10 | 1 | 1 | 53.9
07498356984 | UTPCH82VLY | Copper Patch Cord, Category 5e, Violet U | Category 5e, UTP patch cord with Pan-Plug™ Modular Plugs on each end. | PC | 1 | 10 | 1 | 1 | 53.9
07498351139 | UTPCH82Y | Copper Patch Cord, Category 5e, Off Whit | Category 5e, UTP patch cord with Pan-Plug™ Modular Plugs on each end. | PC | 1 | 10 | 1 | 1 | 53.9
07498356990 | UTPCH82YLY | Copper Patch Cord, Category 5e, Yellow U | Category 5e, UTP patch cord with Pan-Plug™ Modular Plugs on each end. | PC | 1 | 10 | 1 | 1 | 53.9
07498356994 | UTPCH83BLY | Copper Patch Cord, Category 5e, Black UT | Category 5e, UTP patch cord with Pan-Plug™ Modular Plugs on each end. | PC | 1 | 10 | 1 | 1 | 54.44
07498356992 | UTPCH83BUY | Copper Patch Cord, Category 5e, Blue UTP | Category 5e, UTP patch cord with Pan-Plug™ Modular Plugs on each end. | PC | 1 | 10 | 1 | 1 | 54.44
07498356995 | UTPCH83GRY | Copper Patch Cord, Category 5e, Green UT | Category 5e, UTP patch cord with Pan-Plug™ Modular Plugs on each end. | PC | 1 | 10 | 1 | 1 | 54.44
07498357068 | UTPCH83GYY | Copper Patch Cord, Category 5e, Gray UTP | Category 5e, UTP patch cord with Pan-Plug™ Modular Plugs on each end. | PC | 1 | 10 | 1 | 1 | 54.44
07498357048 | UTPCH83ORY | Copper Patch Cord, Category 5e, Orange U | Category 5e, UTP patch cord with Pan-Plug™ Modular Plugs on each end. | PC | 1 | 10 | 1 | 1 | 54.44
07498357067 | UTPCH83RDY | Copper Patch Cord, Category 5e, Red UTP | Category 5e, UTP patch cord with Pan-Plug™ Modular Plugs on each end. | PC | 1 | 10 | 1 | 1 | 54.44
07498357069 | UTPCH83VLY | Copper Patch Cord, Category 5e, Violet U | Category 5e, UTP patch cord with Pan-Plug™ Modular Plugs on each end. | PC | 1 | 10 | 1 | 1 | 54.44
07498351140 | UTPCH83Y | Copper Patch Cord, Category 5e, Off Whit | Category 5e, UTP patch cord with Pan-Plug™ Modular Plugs on each end. | PC | 1 | 10 | 1 | 1 | 54.44
07498357070 | UTPCH83YLY | Copper Patch Cord, Category 5e, Yellow U | Category 5e, UTP patch cord with Pan-Plug™ Modular Plugs on each end. | PC | 1 | 10 | 1 | 1 | 54.44
07498357074 | UTPCH84BLY | Copper Patch Cord, Category 5e, Black UT | Category 5e, UTP patch cord with Pan-Plug™ Modular Plugs on each end. | PC | 1 | 10 | 1 | 1 | 55.08
07498357071 | UTPCH84BUY | Copper Patch Cord, Category 5e, Blue UTP | Category 5e, UTP patch cord with Pan-Plug™ Modular Plugs on each end. | PC | 1 | 10 | 1 | 1 | 55.08
07498357075 | UTPCH84GRY | Copper Patch Cord, Category 5e, Green UT | Category 5e, UTP patch cord with Pan-Plug™ Modular Plugs on each end. | PC | 1 | 10 | 1 | 1 | 55.08
07498357083 | UTPCH84GYY | Copper Patch Cord, Category 5e, Gray UTP | Category 5e, UTP patch cord with Pan-Plug™ Modular Plugs on each end. | PC | 1 | 10 | 1 | 1 | 55.08
07498357076 | UTPCH84ORY | Copper Patch Cord, Category 5e, Orange U | Category 5e, UTP patch cord with Pan-Plug™ Modular Plugs on each end. | PC | 1 | 10 | 1 | 1 | 55.08
07498357079 | UTPCH84RDY | Copper Patch Cord, Category 5e, Red UTP | Category 5e, UTP patch cord with Pan-Plug™ Modular Plugs on each end. | PC | 1 | 10 | 1 | 1 | 55.08
07498357084 | UTPCH84VLY | Copper Patch Cord, Category 5e, Violet U | Category 5e, UTP patch cord with Pan-Plug™ Modular Plugs on each end. | PC | 1 | 10 | 1 | 1 | 55.08
07498351141 | UTPCH84Y | Copper Patch Cord, Category 5e, Off Whit | Category 5e, UTP patch cord with Pan-Plug™ Modular Plugs on each end. | PC | 1 | 10 | 1 | 1 | 55.08
07498357086 | UTPCH84YLY | Copper Patch Cord, Category 5e, Yellow U | Category 5e, UTP patch cord with Pan-Plug™ Modular Plugs on each end. | PC | 1 | 10 | 1 | 1 | 55.08
07498357088 | UTPCH85BLY | Copper Patch Cord, Category 5e, Black UT | Category 5e, UTP patch cord with Pan-Plug™ Modular Plugs on each end. | PC | 1 | 10 | 1 | 1 | 55.34
07498357087 | UTPCH85BUY | Copper Patch Cord, Category 5e, Blue UTP | Category 5e, UTP patch cord with Pan-Plug™ Modular Plugs on each end. | PC | 1 | 10 | 1 | 1 | 55.34
07498357090 | UTPCH85GRY | Copper Patch Cord, Category 5e, Yellow U | Category 5e, UTP patch cord with Pan-Plug™ Modular Plugs on each end. | PC | 1 | 10 | 1 | 1 | 55.34
07498357091 | UTPCH85GYY | Copper Patch Cord, Category 5e, Gray UTP | Category 5e, UTP patch cord with Pan-Plug™ Modular Plugs on each end. | PC | 1 | 10 | 1 | 1 | 55.34
07498357093 | UTPCH85ORY | Copper Patch Cord, Category 5e, Orange U | Category 5e, UTP patch cord with Pan-Plug™ Modular Plugs on each end. | PC | 1 | 10 | 1 | 1 | 55.34
07498357094 | UTPCH85RDY | Copper Patch Cord, Category 5e, Red UTP | Category 5e, UTP patch cord with Pan-Plug™ Modular Plugs on each end. | PC | 1 | 10 | 1 | 1 | 55.34
07498357095 | UTPCH85VLY | Copper Patch Cord, Category 5e, Violet U | Category 5e, UTP patch cord with Pan-Plug™ Modular Plugs on each end. | PC | 1 | 10 | 1 | 1 | 55.34
07498351142 | UTPCH85Y | Copper Patch Cord, Category 5e, Off Whit | Category 5e, UTP patch cord with Pan-Plug™ Modular Plugs on each end. | PC | 1 | 10 | 1 | 1 | 55.34
07498357096 | UTPCH85YLY | Copper Patch Cord, Category 5e, Yellow U | Category 5e, UTP patch cord with Pan-Plug™ Modular Plugs on each end. | PC | 1 | 10 | 1 | 1 | 55.34
07498359259 | UTPCH86BLY | Copper Patch Cord, Category 5e, Black UT | Copper Patch Cord, Category 5e, Black UTP Cable, 86ft | PC | 1 | 10 | 1 | 1 | 56.24
07498359258 | UTPCH86BUY | Copper Patch Cord, Category 5e, Blue UTP | Copper Patch Cord, Category 5e, Blue UTP Cable, 86ft | PC | 1 | 10 | 1 | 1 | 56.24
07498359358 | UTPCH86GRY | Copper Patch Cord, Category 5e, Green UT | Copper Patch Cord, Category 5e, Green UTP Cable, 86ft | PC | 1 | 10 | 1 | 1 | 56.24
07498359262 | UTPCH86GYY | Copper Patch Cord, Category 5e, Gray UTP | Copper Patch Cord, Category 5e, Gray UTP Cable, 86ft | PC | 1 | 10 | 1 | 1 | 56.24
07498359303 | UTPCH86ORY | Copper Patch Cord, Category 5e, Orange U | Copper Patch Cord, Category 5e, Orange UTP Cable, 86ft | PC | 1 | 10 | 1 | 1 | 56.24
07498359348 | UTPCH86RDY | Copper Patch Cord, Category 5e, Red UTP | Copper Patch Cord, Category 5e, Red UTP Cable, 86ft | PC | 1 | 10 | 1 | 1 | 56.24
07498359260 | UTPCH86VLY | Copper Patch Cord, Category 5e, Violet U | Copper Patch Cord, Category 5e, Violet UTP Cable, 86ft | PC | 1 | 10 | 1 | 1 | 56.24
07498351143 | UTPCH86Y | Copper Patch Cord, Category 5e, Off Whit | Category 5e, UTP patch cord with Pan-Plug™ Modular Plugs on each end. | PC | 1 | 10 | 1 | 1 | 56.24
07498359261 | UTPCH86YLY | Copper Patch Cord, Category 5e, Yellow U | Copper Patch Cord, Category 5e, Yellow UTP Cable, 86ft | PC | 1 | 10 | 1 | 1 | 56.24
07498359359 | UTPCH87BLY | Copper Patch Cord, Category 5e, Black UT | Copper Patch Cord, Category 5e, Black UTP Cable, 87ft | PC | 1 | 10 | 1 | 1 | 56.82
07498359360 | UTPCH87BUY | Copper Patch Cord, Category 5e, Blue UTP | Copper Patch Cord, Category 5e, Blue UTP Cable, 87ft | PC | 1 | 10 | 1 | 1 | 56.82
07498359406 | UTPCH87GRY | Copper Patch Cord, Category 5e, Green UT | Copper Patch Cord, Category 5e, Green UTP Cable, 87ft | PC | 1 | 10 | 1 | 1 | 56.82
07498359435 | UTPCH87GYY | Copper Patch Cord, Category 5e, Gray UTP | Copper Patch Cord, Category 5e, Gray UTP Cable, 87ft | PC | 1 | 10 | 1 | 1 | 56.82
07498359430 | UTPCH87ORY | Copper Patch Cord, Category 5e, Orange U | Copper Patch Cord, Category 5e, Orange UTP Cable, 87ft | PC | 1 | 10 | 1 | 1 | 56.82
07498359434 | UTPCH87RDY | Copper Patch Cord, Category 5e, Red UTP | Copper Patch Cord, Category 5e, Red UTP Cable, 87ft | PC | 1 | 10 | 1 | 1 | 56.82
07498359361 | UTPCH87VLY | Copper Patch Cord, Category 5e, Violet U | Copper Patch Cord, Category 5e, Violet UTP Cable, 87ft | PC | 1 | 10 | 1 | 1 | 56.82
07498351144 | UTPCH87Y | Copper Patch Cord, Category 5e, Off Whit | Category 5e, UTP patch cord with Pan-Plug™ Modular Plugs on each end. | PC | 1 | 10 | 1 | 1 | 56.82
07498359405 | UTPCH87YLY | Copper Patch Cord, Cat 5e, Yellow UTP Ca | Copper Patch Cord, Cat 5e, Yellow UTP Cable, 87ft | PC | 1 | 10 | 1 | 1 | 56.82
07498359449 | UTPCH88BLY | Copper Patch Cord, Category 5e, Black UT | Copper Patch Cord, Category 5e, Black UTP Cable, 88ft | PC | 1 | 10 | 1 | 1 | 57.38
07498359458 | UTPCH88BUY | Copper Patch Cord, Category 5e, Blue UTP | Copper Patch Cord, Category 5e, Blue UTP Cable, 88ft | PC | 1 | 10 | 1 | 1 | 57.38
07498359470 | UTPCH88GRY | Copper Patch Cord, Cat 5e, Green UTP Cab | Copper Patch Cord, Cat 5e, Green UTP Cable, 88ft | PC | 1 | 10 | 1 | 1 | 57.38
07498359484 | UTPCH88GYY | Copper Patch Cord, Category 5e, Gray UTP | Copper Patch Cord, Category 5e, Gray UTP Cable, 88ft | PC | 1 | 10 | 1 | 1 | 57.38
07498359477 | UTPCH88ORY | Copper Patch Cord, Cat 5e, Orange UTP Ca | Copper Patch Cord, Cat 5e, Orange UTP Cable, 88ft | PC | 1 | 10 | 1 | 1 | 57.38
07498359478 | UTPCH88RDY | Copper Patch Cord, Cat 5e, Red UTP Cable | Copper Patch Cord, Cat 5e, Red UTP Cable, 88ft | PC | 1 | 10 | 1 | 1 | 57.38
07498359450 | UTPCH88VLY | Copper Patch Cord, Category 5e, Violet U | Copper Patch Cord, Category 5e, Violet UTP Cable, 88ft | PC | 1 | 10 | 1 | 1 | 57.38
07498351145 | UTPCH88Y | Copper Patch Cord, Category 5e, Off Whit | Category 5e, UTP patch cord with Pan-Plug™ Modular Plugs on each end. | PC | 1 | 10 | 1 | 1 | 57.38
07498359453 | UTPCH88YLY | Copper Patch Cord, Cat 5e, Yellow UTP Ca | Copper Patch Cord, Cat 5e, Yellow UTP Cable, 88ft | PC | 1 | 10 | 1 | 1 | 57.38
07498359578 | UTPCH89BLY | Copper Patch Cord, Cat 5e, Black UTP Cab | Copper Patch Cord, Cat 5e, Black UTP Cable, 89ft | PC | 1 | 10 | 1 | 1 | 57.92
07498359579 | UTPCH89BUY | Copper Patch Cord, Cat 5e, Blue UTP Cabl | Copper Patch Cord, Cat 5e, Blue UTP Cable, 89ft | PC | 1 | 10 | 1 | 1 | 57.92
07498359580 | UTPCH89GRY | Copper Patch Cord, Cat 5e, Green UTP Cab | Copper Patch Cord, Cat 5e, Green UTP Cable, 89ft | PC | 1 | 10 | 1 | 1 | 57.92
07498359584 | UTPCH89GYY | Copper Patch Cord, Cat 5e, Gray UTP Cabl | Copper Patch Cord, Cat 5e, Gray UTP Cable, 89ft | PC | 1 | 10 | 1 | 1 | 57.92
07498359581 | UTPCH89ORY | Copper Patch Cord, Cat 5e, Orange UTP Ca | Copper Patch Cord, Cat 5e, Orange UTP Cable, 89ft | PC | 1 | 10 | 1 | 1 | 57.92
07498359583 | UTPCH89RDY | Copper Patch Cord, Category 5e, Red UTP | Copper Patch Cord, Category 5e, Red UTP Cable, 89ft | PC | 1 | 10 | 1 | 1 | 57.92
07498359585 | UTPCH89VLY | Copper Patch Cord, Category 5e, Violet U | Copper Patch Cord, Category 5e, Violet UTP Cable, 89ft | PC | 1 | 10 | 1 | 1 | 57.92
07498351146 | UTPCH89Y | Copper Patch Cord, Category 5e, Off Whit | Category 5e, UTP patch cord with Pan-Plug™ Modular Plugs on each end. | PC | 1 | 10 | 1 | 1 | 57.92
07498359586 | UTPCH89YLY | Copper Patch Cord, Cat 5e, Yellow UTP Ca | Copper Patch Cord, Cat 5e, Yellow UTP Cable, 89ft | PC | 1 | 10 | 1 | 1 | 57.92
07498316616 | UTPCH8BLY | Cu,PC,Cat5e,UTP,Cbl,BL,8ft,EA | The TX5e™ Cat 5e UTP Patch Cord is constructed of 24 AWG, unshielded, twisted pair, stranded, CM cable with Pan-Plug™ modular plugs on each end. The patented tangle free latch prevents snags and provides easy release saving time on frequent moves, adds, a | PC | 1 | 10 | 1 | 1 | 10.76
07498316617 | UTPCH8BUY | Cu,PC,Cat5e,UTP,Cbl,BU,8ft,EA | The TX5e™ Cat 5e UTP Patch Cord is constructed of 24 AWG, unshielded, twisted pair, stranded, CM cable with Pan-Plug™ modular plugs on each end. The patented tangle free latch prevents snags and provides easy release saving time on frequent moves, adds, a | PC | 1 | 10 | 1 | 1 | 10.76
07498316618 | UTPCH8GRY | Cu,PC,Cat5e,UTP,Cbl,GR,8ft,EA | The TX5e™ Cat 5e UTP Patch Cord is constructed of 24 AWG, unshielded, twisted pair, stranded, CM cable with Pan-Plug™ modular plugs on each end. The patented tangle free latch prevents snags and provides easy release saving time on frequent moves, adds, a | PC | 1 | 10 | 1 | 1 | 10.76
07498316619 | UTPCH8GYY | CAT 5E PATCH CORD 8 FT NPC1511 NS-052, A | Category 5e, UTP patch cord with Pan-Plug™ Modular Plugs on each end. | PC | 1 | 10 | 1 | 1 | 10.76
07498317700 | UTPCH8MBLY | Cu,PC,Cat5e,UTP,Cbl,BL,8M,EA | Category 5e, UTP patch cord with Pan-Plug™ Modular Plugs on each end. Black, 8 meters. | PC | 1 | 10 | 1 | 1 | 21.32
07498317715 | UTPCH8MBUY | Cu,PC,Cat5e,UTP,Cbl,BU,8M,EA | Category 5e, UTP patch cord with Pan-Plug™ Modular Plugs on each end. Blue, 8 meters. | PC | 1 | 10 | 1 | 1 | 21.32
07498317730 | UTPCH8MGRY | Cu,PC,Cat5e,UTP,Cbl,GR,8M,EA | Category 5e, UTP patch cord with Pan-Plug™ Modular Plugs on each end. Green, 8 meters. | PC | 1 | 10 | 1 | 1 | 21.32
07498332365 | UTPCH8MGYY | Copper Patch Cord, Category 5e, Gray UTP | Category 5e, UTP patch cord with Pan-Plug™ Modular Plugs on each end. | PC | 1 | 10 | 1 | 1 | 21.32
07498317784 | UTPCH8MORY | Cu,PC,Cat5e,UTP,Cbl,OR,8M,EA | Category 5e, UTP patch cord with Pan-Plug™ Modular Plugs on each end. Orange, 8 meters. | PC | 1 | 10 | 1 | 1 | 21.32
07498317761 | UTPCH8MRDY | Cu,PC,Cat5e,UTP,Cbl,RD,8M,EA | Category 5e, UTP patch cord with Pan-Plug™ Modular Plugs on each end. Red, 8 meters. | PC | 1 | 10 | 1 | 1 | 21.32
07498317807 | UTPCH8MVLY | Cu,PC,Cat5e,UTP,Cbl,VL,8M,EA | Category 5e, UTP patch cord with Pan-Plug™ Modular Plugs on each end. Violet, 8 meters. | PC | 1 | 10 | 1 | 1 | 21.32
07498317685 | UTPCH8MY | Cu,PC,Cat5e,UTP,Cbl,IW,8M,EA | Category 5e, UTP patch cord with Pan-Plug™ Modular Plugs on each end. Off White, 8 meters. | PC | 1 | 10 | 1 | 1 | 21.32
07498317746 | UTPCH8MYLY | Cu,PC,Cat5e,UTP,Cbl,YL,8M,EA | Category 5e, UTP patch cord with Pan-Plug™ Modular Plugs on each end. Yellow, 8 meters. | PC | 1 | 10 | 1 | 1 | 21.32
07498316622 | UTPCH8ORY | Cu,PC,Cat5e,UTP,Cbl,OR,8ft,EA | Category 5e, UTP patch cord with Pan-Plug™ Modular Plugs on each end. Orange, 8 ft. | PC | 1 | 10 | 1 | 1 | 10.76
07498316624 | UTPCH8RDY | Cu,PC,Cat5e,UTP,Cbl,RD,8ft,EA | The TX5e™ Cat 5e UTP Patch Cord is constructed of 24 AWG, unshielded, twisted pair, stranded, CM cable with Pan-Plug™ modular plugs on each end. The patented tangle free latch prevents snags and provides easy release saving time on frequent moves, adds, a | PC | 1 | 10 | 1 | 1 | 10.76
07498316627 | UTPCH8VLY | Cu,PC,Cat5e,UTP,Cbl,VL,8ft,EA | Category 5e, UTP patch cord with Pan-Plug™ Modular Plugs on each end. Violet, 8 ft. | PC | 1 | 10 | 1 | 1 | 10.76
07498316614 | UTPCH8Y | Cu,PC,Cat5e,UTP,Cbl,IW,8ft,EA | The TX5e™ Cat 5e UTP Patch Cord is constructed of 24 AWG, unshielded, twisted pair, stranded, CM cable with Pan-Plug™ modular plugs on each end. The patented tangle free latch prevents snags and provides easy release saving time on frequent moves, adds, a | PC | 1 | 10 | 1 | 1 | 10.76
07498316628 | UTPCH8YLY | Cu,PC,Cat5e,UTP,Cbl,YL,8ft,EA | The TX5e™ Cat 5e UTP Patch Cord is constructed of 24 AWG, unshielded, twisted pair, stranded, CM cable with Pan-Plug™ modular plugs on each end. The patented tangle free latch prevents snags and provides easy release saving time on frequent moves, adds, a | PC | 1 | 10 | 1 | 1 | 10.76
07498359587 | UTPCH90BLY | Copper Patch Cord, Cat 5e, Black UTP Cab | Copper Patch Cord, Cat 5e, Black UTP Cable, 90ft | PC | 1 | 10 | 1 | 1 | 58.2
07498359588 | UTPCH90BUY | Copper Patch Cord, Category 5e, Blue UTP | Copper Patch Cord, Category 5e, Blue UTP Cable, 90ft | PC | 1 | 10 | 1 | 1 | 58.2
07498359589 | UTPCH90GRY | Copper Patch Cord, Category 5e, Green UT | Copper Patch Cord, Category 5e, Green UTP Cable, 90ft | PC | 1 | 10 | 1 | 1 | 58.2
07498359591 | UTPCH90GYY | Copper Patch Cord, Category 5e, Gray UTP | Copper Patch Cord, Category 5e, Gray UTP Cable, 90ft | PC | 1 | 10 | 1 | 1 | 58.2
07498359590 | UTPCH90ORY | Copper Patch Cord, Category 5e, Orange U | Copper Patch Cord, Category 5e, Orange UTP Cable, 90ft | PC | 1 | 10 | 1 | 1 | 58.2
07498359592 | UTPCH90RDY | Copper Patch Cord, Cat 5e, Off White UTP | Copper Patch Cord, Cat 5e, Off White UTP Cable, 90ft | PC | 1 | 10 | 1 | 1 | 58.2
07498359593 | UTPCH90VLY | Copper Patch Cord, Cat 5e, Violet UTP Ca | Copper Patch Cord, Cat 5e, Violet UTP Cable, 90ft | PC | 1 | 10 | 1 | 1 | 58.2
07498351147 | UTPCH90Y | Copper Patch Cord, Category 5e, Off Whit | Category 5e, UTP patch cord with Pan-Plug™ Modular Plugs on each end. | PC | 1 | 10 | 1 | 1 | 58.2
07498359594 | UTPCH90YLY | Copper Patch Cord, Category 5e, Yellow U | Copper Patch Cord, Category 5e, Yellow UTP Cable, 90ft | PC | 1 | 10 | 1 | 1 | 58.2
07498359595 | UTPCH91BLY | Copper Patch Cord, Cat 5e, Black UTP Cab | Copper Patch Cord, Cat 5e, Black UTP Cable, 91ft | PC | 1 | 10 | 1 | 1 | 59.16
07498359596 | UTPCH91BUY | Copper Patch Cord, Category 5e, Blue UTP | Copper Patch Cord, Category 5e, Blue UTP Cable, 91ft | PC | 1 | 10 | 1 | 1 | 59.16
07498359597 | UTPCH91GRY | Copper Patch Cord, Category 5e, Green UT | Copper Patch Cord, Category 5e, Green UTP Cable, 91ft | PC | 1 | 10 | 1 | 1 | 59.16
07498359600 | UTPCH91GYY | Copper Patch Cord, Category 5e, Gray UTP | Copper Patch Cord, Category 5e, Gray UTP Cable, 91ft | PC | 1 | 10 | 1 | 1 | 59.16
07498359598 | UTPCH91ORY | Copper Patch Cord, Cat 5e, Orange UTP Ca | Copper Patch Cord, Cat 5e, Orange UTP Cable, 91ft | PC | 1 | 10 | 1 | 1 | 59.16
07498359599 | UTPCH91RDY | Copper Patch Cord, Category 5e, Red UTP | Copper Patch Cord, Category 5e, Red UTP Cable, 91ft | PC | 1 | 10 | 1 | 1 | 59.16
07498359601 | UTPCH91VLY | Copper Patch Cord, Category 5e, Violet U | Copper Patch Cord, Category 5e, Violet UTP Cable, 91ft | PC | 1 | 10 | 1 | 1 | 59.16
07498351148 | UTPCH91Y | Copper Patch Cord, Category 5e, Off Whit | Category 5e, UTP patch cord with Pan-Plug™ Modular Plugs on each end. | PC | 1 | 10 | 1 | 1 | 59.16
07498359602 | UTPCH91YLY | Copper Patch Cord, Category 5e, Yellow U | Copper Patch Cord, Category 5e, Yellow UTP Cable, 91ft | PC | 1 | 10 | 1 | 1 | 59.16
07498359707 | UTPCH92BLY | Copper Patch Cord, Category 5e, Black UT | Copper Patch Cord, Category 5e, Black UTP Cable, 92ft | PC | 1 | 10 | 1 | 1 | 59.68
07498359712 | UTPCH92BUY | Copper Patch Cord, Cat 5e, Blue UTP Cabl | Copper Patch Cord, Cat 5e, Blue UTP Cable, 92ft | PC | 1 | 10 | 1 | 1 | 59.68
07498359714 | UTPCH92GRY | Copper Patch Cord, Cat 5e, Green UTP Cab | Copper Patch Cord, Cat 5e, Green UTP Cable, 92ft | PC | 1 | 10 | 1 | 1 | 59.68
07498359715 | UTPCH92GYY | Copper Patch Cord, Category 5e, Gray UTP | Copper Patch Cord, Category 5e, Gray UTP Cable, 92ft | PC | 1 | 10 | 1 | 1 | 59.68
07498359716 | UTPCH92ORY | Copper Patch Cord, Category 5e, Orange U | Copper Patch Cord, Category 5e, Orange UTP Cable, 92ft | PC | 1 | 10 | 1 | 1 | 59.68
07498359717 | UTPCH92RDY | Copper Patch Cord, Category 5e, Red UTP | Copper Patch Cord, Category 5e, Red UTP Cable, 92ft | PC | 1 | 10 | 1 | 1 | 59.68
07498359723 | UTPCH92VLY | Copper Patch Cord, Category 5e, Violet U | Copper Patch Cord, Category 5e, Violet UTP Cable, 92 Feet | PC | 1 | 10 | 1 | 1 | 59.68
07498351149 | UTPCH92Y | Copper Patch Cord, Category 5e, Off Whit | Category 5e, UTP patch cord with Pan-Plug™ Modular Plugs on each end. | PC | 1 | 10 | 1 | 1 | 59.68
07498359734 | UTPCH92YLY | Copper Patch Cord, Category 5e, Yellow U | Copper Patch Cord, Category 5e, Yellow UTP Cable, 92ft | PC | 1 | 10 | 1 | 1 | 59.68
07498359738 | UTPCH93BLY | Copper Patch Cord, Category 5e, Black UT | Copper Patch Cord, Category 5e, Black UTP Cable, 93ft | PC | 1 | 10 | 1 | 1 | 60.26
07498359741 | UTPCH93BUY | Copper Patch Cord, Category 5e, Blue UTP | Copper Patch Cord, Category 5e, Blue UTP Cable, 93ft | PC | 1 | 10 | 1 | 1 | 60.26
07498359742 | UTPCH93GRY | Copper Patch Cord, Cat 5e, Green UTP Cab | Copper Patch Cord, Cat 5e, Green UTP Cable, 93ft | PC | 1 | 10 | 1 | 1 | 60.26
07498359746 | UTPCH93GYY | Copper Patch Cord, Cat 5e, Gray UTP Cabl | Copper Patch Cord, Cat 5e, Gray UTP Cable, 93ft | PC | 1 | 10 | 1 | 1 | 60.26
07498359743 | UTPCH93ORY | Copper Patch Cord, Category 5e, Orange U | Copper Patch Cord, Category 5e, Orange UTP Cable, 93ft | PC | 1 | 10 | 1 | 1 | 60.26
07498359744 | UTPCH93RDY | Copper Patch Cord, Category 5e, Red UTP | Copper Patch Cord, Category 5e, Red UTP Cable, 93ft | PC | 1 | 10 | 1 | 1 | 60.26
07498359745 | UTPCH93VLY | Copper Patch Cord, Category 5e, Violet U | Copper Patch Cord, Category 5e, Violet UTP Cable, 93ft | PC | 1 | 10 | 1 | 1 | 60.26
07498351150 | UTPCH93Y | Copper Patch Cord, Category 5e, Off Whit | Category 5e, UTP patch cord with Pan-Plug™ Modular Plugs on each end. | PC | 1 | 10 | 1 | 1 | 60.26
07498359747 | UTPCH93YLY | Copper Patch Cord, Cat 5e, Yellow UTP Ca | Copper Patch Cord, Cat 5e, Yellow UTP Cable, 93ft | PC | 1 | 10 | 1 | 1 | 60.26
07498360387 | UTPCH94BLY | Copper Patch Cord, Category 5e, Black UT | Copper Patch Cord, Category 5e, Black UTP Cable, 94ft | PC | 1 | 10 | 1 | 1 | 60.84
07498360390 | UTPCH94BUY | Copper Patch Cord, Category 5e, Blue UTP | Copper Patch Cord, Category 5e, Blue UTP Cable, 94ft | PC | 1 | 10 | 1 | 1 | 60.84
07498360396 | UTPCH94GRY | Copper Patch Cord, Cat 5e, Green UTP Cab | Copper Patch Cord, Cat 5e, Green UTP Cable, 94ft | PC | 1 | 10 | 1 | 1 | 60.84
07498360393 | UTPCH94GYY | Copper Patch Cord, Category 5e, Gray UTP | Copper Patch Cord, Category 5e, Gray UTP Cable, 94ft | PC | 1 | 10 | 1 | 1 | 60.84
07498360399 | UTPCH94ORY | Copper Patch Cord, Category 5e, Orange U | Copper Patch Cord, Category 5e, Orange UTP Cable, 94ft | PC | 1 | 10 | 1 | 1 | 60.84
07498360402 | UTPCH94RDY | Copper Patch Cord, Cat 5e, Red UTP Cable | Copper Patch Cord, Cat 5e, Red UTP Cable, 94ft | PC | 1 | 10 | 1 | 1 | 60.84
07498360405 | UTPCH94VLY | Copper Patch Cord, Cat 5e, Violet UTP Ca | Copper Patch Cord, Cat 5e, Violet UTP Cable, 94ft | PC | 1 | 10 | 1 | 1 | 60.84
07498351151 | UTPCH94Y | Copper Patch Cord, Category 5e, Off Whit | Category 5e, UTP patch cord with Pan-Plug™ Modular Plugs on each end. | PC | 1 | 10 | 1 | 1 | 60.84
07498360408 | UTPCH94YLY | Copper Patch Cord, Cat 5e, Yellow UTP Ca | Copper Patch Cord, Cat 5e, Yellow UTP Cable, 94ft | PC | 1 | 10 | 1 | 1 | 60.84
07498360411 | UTPCH95BLY | Copper Patch Cord, Category 5e, Black UT | Copper Patch Cord, Category 5e, Black UTP Cable, 95ft | PC | 1 | 10 | 1 | 1 | 61.12
07498360414 | UTPCH95BUY | Copper Patch Cord, Category 5e, Blue UTP | Copper Patch Cord, Category 5e, Blue UTP Cable, 95ft | PC | 1 | 10 | 1 | 1 | 61.12
07498360417 | UTPCH95GRY | Copper Patch Cord, Cat 5e, Green UTP Cab | Copper Patch Cord, Cat 5e, Green UTP Cable, 95ft | PC | 1 | 10 | 1 | 1 | 61.12
07498360441 | UTPCH95GYY | Copper Patch Cord, Category 5e, Gray UTP | Copper Patch Cord, Category 5e, Gray UTP Cable, 95ft | PC | 1 | 10 | 1 | 1 | 61.12
07498360443 | UTPCH95ORY | Copper Patch Cord, Category 5e, Orange U | Copper Patch Cord, Category 5e, Orange UTP Cable, 95ft | PC | 1 | 10 | 1 | 1 | 61.12
07498360444 | UTPCH95RDY | Copper Patch Cord, Cat 5e, Red UTP Cable | Copper Patch Cord, Cat 5e, Red UTP Cable, 95ft | PC | 1 | 10 | 1 | 1 | 61.12
07498360445 | UTPCH95VLY | Copper Patch Cord, Category 5e, Violet U | Copper Patch Cord, Category 5e, Violet UTP Cable, 95ft | PC | 1 | 10 | 1 | 1 | 61.12
07498351153 | UTPCH95Y | Copper Patch Cord, Category 5e, Off Whit | Category 5e, UTP patch cord with Pan-Plug™ Modular Plugs on each end. | PC | 1 | 10 | 1 | 1 | 61.12
07498360446 | UTPCH95YLY | Copper Patch Cord, Cat 5e, Yellow UTP Ca | Copper Patch Cord, Cat 5e, Yellow UTP Cable, 95ft | PC | 1 | 10 | 1 | 1 | 61.12
07498360447 | UTPCH96BLY | Copper Patch Cord, Cat 5e, Black UTP Cab | Copper Patch Cord, Cat 5e, Black UTP Cable, 96ft | PC | 1 | 10 | 1 | 1 | 62.04
07498360448 | UTPCH96BUY | Copper Patch Cord, Category 5e, Blue UTP | Copper Patch Cord, Category 5e, Blue UTP Cable, 96 Ft | PC | 1 | 10 | 1 | 1 | 62.04
07498360449 | UTPCH96GRY | Copper Patch Cord, Category 5e, Green UT | Copper Patch Cord, Category 5e, Green UTP Cable, 96ft | PC | 1 | 10 | 1 | 1 | 62.04
07498360450 | UTPCH96GYY | Copper Patch Cord, Category 5e, Gray UTP | Copper Patch Cord, Category 5e, Gray UTP Cable, 96ft | PC | 1 | 10 | 1 | 1 | 62.04
07498360454 | UTPCH96ORY | Copper Patch Cord, Cat 5e, Orange UTP Ca | Copper Patch Cord, Cat 5e, Orange UTP Cable, 96ft | PC | 1 | 10 | 1 | 1 | 62.04
07498360456 | UTPCH96RDY | Copper Patch Cord, Cat 5e, Red UTP Cable | Copper Patch Cord, Cat 5e, Red UTP Cable, 96ft | PC | 1 | 10 | 1 | 1 | 62.04
07498360457 | UTPCH96VLY | Copper Patch Cord, Cat 5e, Violet UTP Ca | Copper Patch Cord, Cat 5e, Violet UTP Cable, 96ft | PC | 1 | 10 | 1 | 1 | 62.04
07498351152 | UTPCH96Y | Copper Patch Cord, Category 5e, Off Whit | Category 5e, UTP patch cord with Pan-Plug™ Modular Plugs on each end. | PC | 1 | 10 | 1 | 1 | 62.04
07498360458 | UTPCH96YLY | Copper Patch Cord, Category 5e, Yellow U | Copper Patch Cord, Category 5e, Yellow UTP Cable, 96ft | PC | 1 | 10 | 1 | 1 | 62.04
07498360459 | UTPCH97BLY | Copper Patch Cord, Cat 5e, Black UTP Cab | Copper Patch Cord, Cat 5e, Black UTP Cable, 97ft | PC | 1 | 10 | 1 | 1 | 62.58
07498360464 | UTPCH97BUY | Copper Patch Cord, Category 5e, Blue UTP | Copper Patch Cord, Category 5e, Blue UTP Cable, 97ft | PC | 1 | 10 | 1 | 1 | 62.58
07498360469 | UTPCH97GRY | Copper Patch Cord, Cat 5e, Green UTP Cab | Copper Patch Cord, Cat 5e, Green UTP Cable, 97ft | PC | 1 | 10 | 1 | 1 | 62.58
07498360470 | UTPCH97GYY | Copper Patch Cord, Cat 5e, Gray UTP Cabl | Copper Patch Cord, Cat 5e, Gray UTP Cable, 97ft | PC | 1 | 10 | 1 | 1 | 62.58
07498360481 | UTPCH97ORY | Copper Patch Cord, Category 5e, Orange U | Copper Patch Cord, Category 5e, Orange UTP Cable, 97ft | PC | 1 | 10 | 1 | 1 | 62.58
07498360482 | UTPCH97RDY | Copper Patch Cord, Cat 5e, Red UTP Cable | Copper Patch Cord, Cat 5e, Red UTP Cable, 97ft | PC | 1 | 10 | 1 | 1 | 62.58
07498360483 | UTPCH97VLY | Copper Patch Cord, Category 5e, Violet U | Copper Patch Cord, Category 5e, Violet UTP Cable, 97ft | PC | 1 | 10 | 1 | 1 | 62.58
07498351154 | UTPCH97Y | Copper Patch Cord, Category 5e, Off Whit | Category 5e, UTP patch cord with Pan-Plug™ Modular Plugs on each end. | PC | 1 | 10 | 1 | 1 | 62.58
07498360517 | UTPCH97YLY | Copper Patch Cord, Category 5e, Yellow U | Copper Patch Cord, Category 5e, Yellow UTP Cable, 97ft | PC | 1 | 10 | 1 | 1 | 62.58
07498360574 | UTPCH98BLY | Copper Patch Cord, Category 5e, Black UT | Copper Patch Cord, Category 5e, Black UTP Cable, 98ft | PC | 1 | 10 | 1 | 1 | 63.16
07498360519 | UTPCH98BUY | Copper Patch Cord, Cat 5e, Blue UTP Cabl | Copper Patch Cord, Cat 5e, Blue UTP Cable, 98ft | PC | 1 | 10 | 1 | 1 | 63.16
07498360587 | UTPCH98GRY | Copper Patch Cord, Cat 5e, Green UTP Cab | Copper Patch Cord, Cat 5e, Green UTP Cable, 98ft | PC | 1 | 10 | 1 | 1 | 63.16
07498360588 | UTPCH98GYY | Copper Patch Cord, Category 5e, Gray UTP | Copper Patch Cord, Category 5e, Gray UTP Cable, 98ft | PC | 1 | 10 | 1 | 1 | 63.16
07498360589 | UTPCH98ORY | Copper Patch Cord, Category 5e, Orange U | Copper Patch Cord, Category 5e, Orange UTP Cable, 98ft | PC | 1 | 10 | 1 | 1 | 63.16
07498360590 | UTPCH98RDY | Copper Patch Cord, Category 5e, Red UTP | Copper Patch Cord, Category 5e, Red UTP Cable, 98ft | PC | 1 | 10 | 1 | 1 | 63.16
07498360591 | UTPCH98VLY | Copper Patch Cord, Category 5e, Violet U | Copper Patch Cord, Category 5e, Violet UTP Cable, 98ft | PC | 1 | 10 | 1 | 1 | 63.16
07498351155 | UTPCH98Y | Copper Patch Cord, Category 5e, Off Whit | Category 5e, UTP patch cord with Pan-Plug™ Modular Plugs on each end. | PC | 1 | 10 | 1 | 1 | 63.16
07498360622 | UTPCH98YLY | Copper Patch Cord, Category 5e, Yellow U | Copper Patch Cord, Category 5e, Yellow UTP Cable, 98ft | PC | 1 | 10 | 1 | 1 | 63.16
07498360664 | UTPCH99BLY | Copper Patch Cord, Category 5e, Black UT | Copper Patch Cord, Category 5e, Black UTP Cable, 99ft | PC | 1 | 10 | 1 | 1 | 63.74
07498360623 | UTPCH99BUY | Copper Patch Cord, Cat 5e, Blue UTP Cabl | Copper Patch Cord, Cat 5e, Blue UTP Cable, 99ft | PC | 1 | 10 | 1 | 1 | 63.74
07498360665 | UTPCH99GRY | Copper Patch Cord, Category 5e, Green UT | Copper Patch Cord, Category 5e, Green UTP Cable, 99ft | PC | 1 | 10 | 1 | 1 | 63.74
07498360668 | UTPCH99GYY | Copper Patch Cord, Category 5e, Gray UTP | Copper Patch Cord, Category 5e, Gray UTP Cable, 99ft | PC | 1 | 10 | 1 | 1 | 63.74
07498360667 | UTPCH99ORY | Copper Patch Cord, Cat 5e, Orange UTP Ca | Copper Patch Cord, Cat 5e, Orange UTP Cable, 99ft | PC | 1 | 10 | 1 | 1 | 63.74
07498360669 | UTPCH99RDY | Copper Patch Cord, Category 5e, Red UTP | Copper Patch Cord, Category 5e, Red UTP Cable, 99ft | PC | 1 | 10 | 1 | 1 | 63.74
07498360670 | UTPCH99VLY | Copper Patch Cord, Cat 5e, Violet UTP Ca | Copper Patch Cord, Cat 5e, Violet UTP Cable, 99ft | PC | 1 | 10 | 1 | 1 | 63.74
07498351156 | UTPCH99Y | Copper Patch Cord, Category 5e, Off Whit | Category 5e, UTP patch cord with Pan-Plug™ Modular Plugs on each end. | PC | 1 | 10 | 1 | 1 | 63.74
07498360671 | UTPCH99YLY | Copper Patch Cord, Category 5e, Yellow U | Copper Patch Cord, Category 5e, Yellow UTP Cable, 99ft | PC | 1 | 10 | 1 | 1 | 63.74
07498317690 | UTPCH9BLY | Cu,PC,Cat5e,UTP,Cbl,BL,9ft,EA | The TX5e™ Cat 5e UTP Patch Cord is constructed of 24 AWG, unshielded, twisted pair, stranded, CM cable with Pan-Plug™ modular plugs on each end. The patented tangle free latch prevents snags and provides easy release saving time on frequent moves, adds, a | PC | 1 | 10 | 1 | 1 | 11.3
07498317705 | UTPCH9BUY | Cu,PC,Cat5e,UTP,Cbl,BU,9ft,EA | The TX5e™ Cat 5e UTP Patch Cord is constructed of 24 AWG, unshielded, twisted pair, stranded, CM cable with Pan-Plug™ modular plugs on each end. The patented tangle free latch prevents snags and provides easy release saving time on frequent moves, adds, a | PC | 1 | 10 | 1 | 1 | 11.3
07498317720 | UTPCH9GRY | Cu,PC,Cat5e,UTP,Cbl,GR,9ft,EA | The TX5e™ Cat 5e UTP Patch Cord is constructed of 24 AWG, unshielded, twisted pair, stranded, CM cable with Pan-Plug™ modular plugs on each end. The patented tangle free latch prevents snags and provides easy release saving time on frequent moves, adds, a | PC | 1 | 10 | 1 | 1 | 11.3
07498317701 | UTPCH9MBLY | Cu,PC,Cat5e,UTP,Cbl,BL,9M,EA | Category 5e, UTP patch cord with Pan-Plug™ Modular Plugs on each end. Black, 9 meters. | PC | 1 | 10 | 1 | 1 | 23.22
07498317716 | UTPCH9MBUY | Cu,PC,Cat5e,UTP,Cbl,BU,9M,EA | Category 5e, UTP patch cord with Pan-Plug™ Modular Plugs on each end. Blue, 9 meters. | PC | 1 | 10 | 1 | 1 | 23.22
07498317731 | UTPCH9MGRY | Cu,PC,Cat5e,UTP,Cbl,GR,9M,EA | Category 5e, UTP patch cord with Pan-Plug™ Modular Plugs on each end. Green, 9 meters. | PC | 1 | 10 | 1 | 1 | 23.22
07498332366 | UTPCH9MGYY | Copper Patch Cord, Category 5e, Gray UTP | Copper Patch Cord, Category 5e, Gray UTP Cable, 9 Meter | PC | 1 | 10 | 1 | 1 | 23.22
07498317785 | UTPCH9MORY | Cu,PC,Cat5e,UTP,Cbl,OR,9M,EA | Category 5e, UTP patch cord with Pan-Plug™ Modular Plugs on each end. Orange, 9 meters. | PC | 1 | 10 | 1 | 1 | 23.22
07498317762 | UTPCH9MRDY | Cu,PC,Cat5e,UTP,Cbl,RD,9M,EA | Category 5e, UTP patch cord with Pan-Plug™ Modular Plugs on each end. Red, 9 meters. | PC | 1 | 10 | 1 | 1 | 23.22
07498317808 | UTPCH9MVLY | Cu,PC,Cat5e,UTP,Cbl,VL,9M,EA | Category 5e, UTP patch cord with Pan-Plug™ Modular Plugs on each end. Violet, 9 meters. | PC | 1 | 10 | 1 | 1 | 23.22
07498317686 | UTPCH9MY | Cu,PC,Cat5e,UTP,Cbl,IW,9M,EA | Category 5e, UTP patch cord with Pan-Plug™ Modular Plugs on each end. Off White, 9 meters. | PC | 1 | 10 | 1 | 1 | 23.22
07498317747 | UTPCH9MYLY | Cu,PC,Cat5e,UTP,Cbl,YL,9M,EA | Category 5e, UTP patch cord with Pan-Plug™ Modular Plugs on each end. Yellow, 9 meters. | PC | 1 | 10 | 1 | 1 | 23.22
07498317766 | UTPCH9ORY | Cu,PC,Cat5e,UTP,Cbl,OR,9ft,EA | Category 5e, UTP patch cord with Pan-Plug™ Modular Plugs on each end. Orange, 9 ft. | PC | 1 | 10 | 1 | 1 | 11.3
07498317751 | UTPCH9RDY | Cu,PC,Cat5e,UTP,Cbl,RD,9ft,EA | The TX5e™ Cat 5e UTP Patch Cord is constructed of 24 AWG, unshielded, twisted pair, stranded, CM cable with Pan-Plug™ modular plugs on each end. The patented tangle free latch prevents snags and provides easy release saving time on frequent moves, adds, a | PC | 1 | 10 | 1 | 1 | 11.3
07498317789 | UTPCH9VLY | Cu,PC,Cat5e,UTP,Cbl,VL,9ft,EA | Category 5e, UTP patch cord with Pan-Plug™ Modular Plugs on each end. Violet, 9 ft. | PC | 1 | 10 | 1 | 1 | 11.3
07498378713 | UTPCH9Y | Cu,PC,Cat5e,UTP,Cbl,IW,9ft,EA | The TX5e™ Cat 5e UTP Patch Cord is constructed of 24 AWG, unshielded, twisted pair, stranded, CM cable with Pan-Plug™ modular plugs on each end. The patented tangle free latch prevents snags and provides easy release saving time on frequent moves, adds, a | PC | 1 | 10 | 1 | 1 | 11.3
07498317735 | UTPCH9YLY | Cu,PC,Cat5e,UTP,Cbl,YL,9ft,EA | The TX5e™ Cat 5e UTP Patch Cord is constructed of 24 AWG, unshielded, twisted pair, stranded, CM cable with Pan-Plug™ modular plugs on each end. The patented tangle free latch prevents snags and provides easy release saving time on frequent moves, adds, a | PC | 1 | 10 | 1 | 1 | 11.3
07498319005 | UTPK6A10BL | KeydCu,PC,Cat6A,UTP,Cbl,BL,10ft,EA | Keyed, Category 6A, 24 AWG, 10 Gb/s UTP patch cord with TX6A™ 10Gig™ Keyed Modular Plug on one end and TX6A™ 10Gig™ Non-Keyed Modular Plug on the other end. Includes patent pending MaTriX Tape Technology, Black, 10 ft. | PC | 1 | 10 | 1 | 1 | 29.3
07498319023 | UTPK6A10BU | KeydCu,PC,Cat6A,UTP,Cbl,BU,10ft,EA | Keyed, Category 6A, 24 AWG, 10 Gb/s UTP patch cord with TX6A™ 10Gig™ Keyed Modular Plug on one end and TX6A™ 10Gig™ Non-Keyed Modular Plug on the other end. Includes patent pending MaTriX Tape Technology, Blue, 10 ft. | PC | 1 | 10 | 1 | 1 | 29.3
07498319024 | UTPK6A10GR | KeydCu,PC,Cat6A,UTP,Cbl,GR,10ft,EA | Keyed, Category 6A, 24 AWG, 10 Gb/s UTP patch cord with TX6A™ 10Gig™ Keyed Modular Plug on one end and TX6A™ 10Gig™ Non-Keyed Modular Plug on the other end. Includes patent pending MaTriX Tape Technology, Green, 10 ft. | PC | 1 | 10 | 1 | 1 | 29.3
07498336692 | UTPK6A10MBL | KeydCu,PC,Cat6A,UTP,Cbl,BL,10M,EA | Keyed, Category 6A, 24 AWG, 10 Gb/s UTP patch cord with TX6A™ 10Gig™ Keyed Modular Plug on one end and TX6A™ 10Gig™ Non-Keyed Modular Plug on the other end. Includes patent pending MaTriX Tape Technology, Black, 10 meters. | PC | 1 | 10 | 1 | 1 | 51.58
07498336697 | UTPK6A10MBU | KeydCu,PC,Cat6A,UTP,Cbl,BU,10M,EA | Keyed, Category 6A, 24 AWG, 10 Gb/s UTP patch cord with TX6A™ 10Gig™ Keyed Modular Plug on one end and TX6A™ 10Gig™ Non-Keyed Modular Plug on the other end. Includes patent pending MaTriX Tape Technology, Blue, 10 meters. | PC | 1 | 10 | 1 | 1 | 51.58
07498336737 | UTPK6A10MGR | KeydCu,PC,Cat6A,UTP,Cbl,GR,10M,EA | Keyed, Category 6A, 24 AWG, 10 Gb/s UTP patch cord with TX6A™ 10Gig™ Keyed Modular Plug on one end and TX6A™ 10Gig™ Non-Keyed Modular Plug on the other end. Includes patent pending MaTriX Tape Technology, Green, 10 meters. | PC | 1 | 10 | 1 | 1 | 51.58
07498336738 | UTPK6A10MOR | KeydCu,PC,Cat6A,UTP,Cbl,OR,10M,EA | Keyed, Category 6A, 24 AWG, 10 Gb/s UTP patch cord with TX6A™ 10Gig™ Keyed Modular Plug on one end and TX6A™ 10Gig™ Non-Keyed Modular Plug on the other end. Includes patent pending MaTriX Tape Technology, Orange, 10 meters. | PC | 1 | 10 | 1 | 1 | 51.58
07498336739 | UTPK6A10MRD | KeydCu,PC,Cat6A,UTP,Cbl,RD,10M,EA | Keyed, Category 6A, 24 AWG, 10 Gb/s UTP patch cord with TX6A™ 10Gig™ Keyed Modular Plug on one end and TX6A™ 10Gig™ Non-Keyed Modular Plug on the other end. Includes patent pending MaTriX Tape Technology, Red, 10 meters. | PC | 1 | 10 | 1 | 1 | 51.58
07498336740 | UTPK6A10MYL | KeydCu,PC,Cat6A,UTP,Cbl,YL,10M,EA | Keyed, Category 6A, 24 AWG, 10 Gb/s UTP patch cord with TX6A™ 10Gig™ Keyed Modular Plug on one end and TX6A™ 10Gig™ Non-Keyed Modular Plug on the other end. Includes patent pending MaTriX Tape Technology, Yellow, 10 meters. | PC | 1 | 10 | 1 | 1 | 51.58
07498319025 | UTPK6A10OR | KeydCu,PC,Cat6A,UTP,Cbl,OR,10ft,EA | Keyed, Category 6A, 24 AWG, 10 Gb/s UTP patch cord with TX6A™ 10Gig™ Keyed Modular Plug on one end and TX6A™ 10Gig™ Non-Keyed Modular Plug on the other end. Includes patent pending MaTriX Tape Technology, Orange, 10 ft. | PC | 1 | 10 | 1 | 1 | 29.3
07498319026 | UTPK6A10RD | KeydCu,PC,Cat6A,UTP,Cbl,RD,10ft,EA | Keyed, Category 6A, 24 AWG, 10 Gb/s UTP patch cord with TX6A™ 10Gig™ Keyed Modular Plug on one end and TX6A™ 10Gig™ Non-Keyed Modular Plug on the other end. Includes patent pending MaTriX Tape Technology, Red, 10 ft. | PC | 1 | 10 | 1 | 1 | 29.3
07498319027 | UTPK6A10YL | KeydCu,PC,Cat6A,UTP,Cbl,YL,10ft,EA | Keyed, Category 6A, 24 AWG, 10 Gb/s UTP patch cord with TX6A™ 10Gig™ Keyed Modular Plug on one end and TX6A™ 10Gig™ Non-Keyed Modular Plug on the other end. Includes patent pending MaTriX Tape Technology, Yellow, 10 ft. | PC | 1 | 10 | 1 | 1 | 29.3
07498319006 | UTPK6A14BL | KeydCu,PC,Cat6A,UTP,Cbl,BL,14ft,EA | Keyed, Category 6A, 24 AWG, 10 Gb/s UTP patch cord with TX6A™ 10Gig™ Keyed Modular Plug on one end and TX6A™ 10Gig™ Non-Keyed Modular Plug on the other end. Includes patent pending MaTriX Tape Technology, Black, 14 ft. | PC | 1 | 10 | 1 | 1 | 33.22
07498319029 | UTPK6A14BU | KeydCu,PC,Cat6A,UTP,Cbl,BU,14ft,EA | Keyed, Category 6A, 24 AWG, 10 Gb/s UTP patch cord with TX6A™ 10Gig™ Keyed Modular Plug on one end and TX6A™ 10Gig™ Non-Keyed Modular Plug on the other end. Includes patent pending MaTriX Tape Technology, Blue, 14 ft. | PC | 1 | 10 | 1 | 1 | 33.22
07498319030 | UTPK6A14GR | KeydCu,PC,Cat6A,UTP,Cbl,GR,14ft,EA | Keyed, Category 6A, 24 AWG, 10 Gb/s UTP patch cord with TX6A™ 10Gig™ Keyed Modular Plug on one end and TX6A™ 10Gig™ Non-Keyed Modular Plug on the other end. Includes patent pending MaTriX Tape Technology, Green, 14 ft. | PC | 1 | 10 | 1 | 1 | 33.22
07498319031 | UTPK6A14OR | KeydCu,PC,Cat6A,UTP,Cbl,OR,14ft,EA | Keyed, Category 6A, 24 AWG, 10 Gb/s UTP patch cord with TX6A™ 10Gig™ Keyed Modular Plug on one end and TX6A™ 10Gig™ Non-Keyed Modular Plug on the other end. Includes patent pending MaTriX Tape Technology, Orange, 14 ft. | PC | 1 | 10 | 1 | 1 | 33.22
07498319032 | UTPK6A14RD | KeydCu,PC,Cat6A,UTP,Cbl,RD,14ft,EA | Keyed, Category 6A, 24 AWG, 10 Gb/s UTP patch cord with TX6A™ 10Gig™ Keyed Modular Plug on one end and TX6A™ 10Gig™ Non-Keyed Modular Plug on the other end. Includes patent pending MaTriX Tape Technology, Red, 14 ft. | PC | 1 | 10 | 1 | 1 | 33.22
07498319028 | UTPK6A14YL | KeydCu,PC,Cat6A,UTP,Cbl,YL,14ft,EA | Keyed, Category 6A, 24 AWG, 10 Gb/s UTP patch cord with TX6A™ 10Gig™ Keyed Modular Plug on one end and TX6A™ 10Gig™ Non-Keyed Modular Plug on the other end. Includes patent pending MaTriX Tape Technology, Yellow, 14 ft. | PC | 1 | 10 | 1 | 1 | 33.22
07498336612 | UTPK6A1MBL | KeydCu,PC,Cat6A,UTP,Cbl,BL,1M,EA | Keyed, Category 6A, 24 AWG, 10 Gb/s UTP patch cord with TX6A™ 10Gig™ Keyed Modular Plug on one end and TX6A™ 10Gig™ Non-Keyed Modular Plug on the other end. Includes patent pending MaTriX Tape Technology, Black, 1 meter. | PC | 1 | 10 | 1 | 1 | 22.74
07498336613 | UTPK6A1MBU | KeydCu,PC,Cat6A,UTP,Cbl,BU,1M,EA | Keyed, Category 6A, 24 AWG, 10 Gb/s UTP patch cord with TX6A™ 10Gig™ Keyed Modular Plug on one end and TX6A™ 10Gig™ Non-Keyed Modular Plug on the other end. Includes patent pending MaTriX Tape Technology, Blue, 1 meter. | PC | 1 | 10 | 1 | 1 | 22.74
07498336614 | UTPK6A1MGR | KeydCu,PC,Cat6A,UTP,Cbl,GR,1M,EA | Keyed, Category 6A, 24 AWG, 10 Gb/s UTP patch cord with TX6A™ 10Gig™ Keyed Modular Plug on one end and TX6A™ 10Gig™ Non-Keyed Modular Plug on the other end. Includes patent pending MaTriX Tape Technology, Green, 1 meter. | PC | 1 | 10 | 1 | 1 | 22.74
07498336615 | UTPK6A1MOR | KeydCu,PC,Cat6A,UTP,Cbl,OR,1M,EA | Keyed, Category 6A, 24 AWG, 10 Gb/s UTP patch cord with TX6A™ 10Gig™ Keyed Modular Plug on one end and TX6A™ 10Gig™ Non-Keyed Modular Plug on the other end. Includes patent pending MaTriX Tape Technology, Orange, 1 meter. | PC | 1 | 10 | 1 | 1 | 22.74
07498336616 | UTPK6A1MRD | KeydCu,PC,Cat6A,UTP,Cbl,RD,1M,EA | Keyed, Category 6A, 24 AWG, 10 Gb/s UTP patch cord with TX6A™ 10Gig™ Keyed Modular Plug on one end and TX6A™ 10Gig™ Non-Keyed Modular Plug on the other end. Includes patent pending MaTriX Tape Technology, Red, 1 meter. | PC | 1 | 10 | 1 | 1 | 22.74
07498336617 | UTPK6A1MYL | KeydCu,PC,Cat6A,UTP,Cbl,YL,1M,EA | Keyed, Category 6A, 24 AWG, 10 Gb/s UTP patch cord with TX6A™ 10Gig™ Keyed Modular Plug on one end and TX6A™ 10Gig™ Non-Keyed Modular Plug on the other end. Includes patent pending MaTriX Tape Technology, Yellow, 1 meter. | PC | 1 | 10 | 1 | 1 | 22.74
07498336618 | UTPK6A2MBL | KeydCu,PC,Cat6A,UTP,Cbl,BL,2M,EA | Keyed, Category 6A, 24 AWG, 10 Gb/s UTP patch cord with TX6A™ 10Gig™ Keyed Modular Plug on one end and TX6A™ 10Gig™ Non-Keyed Modular Plug on the other end. Includes patent pending MaTriX Tape Technology, Black, 2 meters. | PC | 1 | 10 | 1 | 1 | 25.94
07498336619 | UTPK6A2MBU | KeydCu,PC,Cat6A,UTP,Cbl,BU,2M,EA | Keyed, Category 6A, 24 AWG, 10 Gb/s UTP patch cord with TX6A™ 10Gig™ Keyed Modular Plug on one end and TX6A™ 10Gig™ Non-Keyed Modular Plug on the other end. Includes patent pending MaTriX Tape Technology, Blue, 2 meters. | PC | 1 | 10 | 1 | 1 | 25.94
07498336620 | UTPK6A2MGR | KeydCu,PC,Cat6A,UTP,Cbl,GR,2M,EA | Keyed, Category 6A, 24 AWG, 10 Gb/s UTP patch cord with TX6A™ 10Gig™ Keyed Modular Plug on one end and TX6A™ 10Gig™ Non-Keyed Modular Plug on the other end. Includes patent pending MaTriX Tape Technology, Green, 2 meters. | PC | 1 | 10 | 1 | 1 | 25.94
07498336621 | UTPK6A2MOR | KeydCu,PC,Cat6A,UTP,Cbl,OR,2M,EA | Keyed, Category 6A, 24 AWG, 10 Gb/s UTP patch cord with TX6A™ 10Gig™ Keyed Modular Plug on one end and TX6A™ 10Gig™ Non-Keyed Modular Plug on the other end. Includes patent pending MaTriX Tape Technology, Orange, 2 meters. | PC | 1 | 10 | 1 | 1 | 25.94
07498336622 | UTPK6A2MRD | KeydCu,PC,Cat6A,UTP,Cbl,RD,2M,EA | Keyed, Category 6A, 24 AWG, 10 Gb/s UTP patch cord with TX6A™ 10Gig™ Keyed Modular Plug on one end and TX6A™ 10Gig™ Non-Keyed Modular Plug on the other end. Includes patent pending MaTriX Tape Technology, Red, 2 meters. | PC | 1 | 10 | 1 | 1 | 25.94
07498336623 | UTPK6A2MYL | KeydCu,PC,Cat6A,UTP,Cbl,YL,2M,EA | Keyed, Category 6A, 24 AWG, 10 Gb/s UTP patch cord with TX6A™ 10Gig™ Keyed Modular Plug on one end and TX6A™ 10Gig™ Non-Keyed Modular Plug on the other end. Includes patent pending MaTriX Tape Technology, Yellow, 2 meters. | PC | 1 | 10 | 1 | 1 | 25.94
07498319002 | UTPK6A3BL | KeydCu,PC,Cat6A,UTP,Cbl,BL,3ft,EA | Keyed, Category 6A, 24 AWG, 10 Gb/s UTP patch cord with TX6A™ 10Gig™ Keyed Modular Plug on one end and TX6A™ 10Gig™ Non-Keyed Modular Plug on the other end. Includes patent pending MaTriX Tape Technology, Black, 3 ft. | PC | 1 | 10 | 1 | 1 | 22.46
07498319007 | UTPK6A3BU | KeydCu,PC,Cat6A,UTP,Cbl,BU,3ft,EA | Keyed, Category 6A, 24 AWG, 10 Gb/s UTP patch cord with TX6A™ 10Gig™ Keyed Modular Plug on one end and TX6A™ 10Gig™ Non-Keyed Modular Plug on the other end. Includes patent pending MaTriX Tape Technology, Blue, 3 ft. | PC | 1 | 10 | 1 | 1 | 22.46
07498319008 | UTPK6A3GR | KeydCu,PC,Cat6A,UTP,Cbl,GR,3ft,EA | Keyed, Category 6A, 24 AWG, 10 Gb/s UTP patch cord with TX6A™ 10Gig™ Keyed Modular Plug on one end and TX6A™ 10Gig™ Non-Keyed Modular Plug on the other end. Includes patent pending MaTriX Tape Technology, Green, 3 ft. | PC | 1 | 10 | 1 | 1 | 22.46
07498336624 | UTPK6A3MBL | KeydCu,PC,Cat6A,UTP,Cbl,BL,3M,EA | Keyed, Category 6A, 24 AWG, 10 Gb/s UTP patch cord with TX6A™ 10Gig™ Keyed Modular Plug on one end and TX6A™ 10Gig™ Non-Keyed Modular Plug on the other end. Includes patent pending MaTriX Tape Technology, Black, 3 meters. | PC | 1 | 10 | 1 | 1 | 29.14
07498336625 | UTPK6A3MBU | KeydCu,PC,Cat6A,UTP,Cbl,BU,3M,EA | Keyed, Category 6A, 24 AWG, 10 Gb/s UTP patch cord with TX6A™ 10Gig™ Keyed Modular Plug on one end and TX6A™ 10Gig™ Non-Keyed Modular Plug on the other end. Includes patent pending MaTriX Tape Technology, Blue, 3 meters. | PC | 1 | 10 | 1 | 1 | 29.14
07498336626 | UTPK6A3MGR | KeydCu,PC,Cat6A,UTP,Cbl,GR,3M,EA | Keyed, Category 6A, 24 AWG, 10 Gb/s UTP patch cord with TX6A™ 10Gig™ Keyed Modular Plug on one end and TX6A™ 10Gig™ Non-Keyed Modular Plug on the other end. Includes patent pending MaTriX Tape Technology, Green, 3 meters. | PC | 1 | 10 | 1 | 1 | 29.14
07498336671 | UTPK6A3MOR | KeydCu,PC,Cat6A,UTP,Cbl,OR,3M,EA | Keyed, Category 6A, 24 AWG, 10 Gb/s UTP patch cord with TX6A™ 10Gig™ Keyed Modular Plug on one end and TX6A™ 10Gig™ Non-Keyed Modular Plug on the other end. Includes patent pending MaTriX Tape Technology, Orange, 3 meters. | PC | 1 | 10 | 1 | 1 | 29.14
07498336672 | UTPK6A3MRD | KeydCu,PC,Cat6A,UTP,Cbl,RD,3M,EA | Keyed, Category 6A, 24 AWG, 10 Gb/s UTP patch cord with TX6A™ 10Gig™ Keyed Modular Plug on one end and TX6A™ 10Gig™ Non-Keyed Modular Plug on the other end. Includes patent pending MaTriX Tape Technology, Red, 3 meters. | PC | 1 | 10 | 1 | 1 | 29.14
07498336673 | UTPK6A3MYL | KeydCu,PC,Cat6A,UTP,Cbl,YL,3M,EA | Keyed, Category 6A, 24 AWG, 10 Gb/s UTP patch cord with TX6A™ 10Gig™ Keyed Modular Plug on one end and TX6A™ 10Gig™ Non-Keyed Modular Plug on the other end. Includes patent pending MaTriX Tape Technology, Yellow, 3 meters. | PC | 1 | 10 | 1 | 1 | 29.14
07498319009 | UTPK6A3OR | KeydCu,PC,Cat6A,UTP,Cbl,OR,3ft,EA | Keyed, Category 6A, 24 AWG, 10 Gb/s UTP patch cord with TX6A™ 10Gig™ Keyed Modular Plug on one end and TX6A™ 10Gig™ Non-Keyed Modular Plug on the other end. Includes patent pending MaTriX Tape Technology, Orange, 3 ft. | PC | 1 | 10 | 1 | 1 | 22.46
07498319010 | UTPK6A3RD | KeydCu,PC,Cat6A,UTP,Cbl,RD,3ft,EA | Keyed, Category 6A, 24 AWG, 10 Gb/s UTP patch cord with TX6A™ 10Gig™ Keyed Modular Plug on one end and TX6A™ 10Gig™ Non-Keyed Modular Plug on the other end. Includes patent pending MaTriX Tape Technology, Red, 3 ft. | PC | 1 | 10 | 1 | 1 | 22.46
07498319011 | UTPK6A3YL | KeydCu,PC,Cat6A,UTP,Cbl,YL,3ft,EA | Keyed, Category 6A, 24 AWG, 10 Gb/s UTP patch cord with TX6A™ 10Gig™ Keyed Modular Plug on one end and TX6A™ 10Gig™ Non-Keyed Modular Plug on the other end. Includes patent pending MaTriX Tape Technology, Yellow, 3 ft. | PC | 1 | 10 | 1 | 1 | 22.46
07498319003 | UTPK6A5BL | KeydCu,PC,Cat6A,UTP,Cbl,BL,5ft,EA | Keyed, Category 6A, 24 AWG, 10 Gb/s UTP patch cord with TX6A™ 10Gig™ Keyed Modular Plug on one end and TX6A™ 10Gig™ Non-Keyed Modular Plug on the other end. Includes patent pending MaTriX Tape Technology, Black, 5 ft. | PC | 1 | 10 | 1 | 1 | 24.42
07498319013 | UTPK6A5BU | KeydCu,PC,Cat6A,UTP,Cbl,BU,5ft,EA | Keyed, Category 6A, 24 AWG, 10 Gb/s UTP patch cord with TX6A™ 10Gig™ Keyed Modular Plug on one end and TX6A™ 10Gig™ Non-Keyed Modular Plug on the other end. Includes patent pending MaTriX Tape Technology, Blue, 5 ft. | PC | 1 | 10 | 1 | 1 | 24.42
07498319014 | UTPK6A5GR | KeydCu,PC,Cat6A,UTP,Cbl,GR,5ft,EA | Keyed, Category 6A, 24 AWG, 10 Gb/s UTP patch cord with TX6A™ 10Gig™ Keyed Modular Plug on one end and TX6A™ 10Gig™ Non-Keyed Modular Plug on the other end. Includes patent pending MaTriX Tape Technology, Green, 5 ft. | PC | 1 | 10 | 1 | 1 | 24.42
07498336675 | UTPK6A5MBL | KeydCu,PC,Cat6A,UTP,Cbl,BL,5M,EA | Keyed, Category 6A, 24 AWG, 10 Gb/s UTP patch cord with TX6A™ 10Gig™ Keyed Modular Plug on one end and TX6A™ 10Gig™ Non-Keyed Modular Plug on the other end. Includes patent pending MaTriX Tape Technology, Black, 5 meters. | PC | 1 | 10 | 1 | 1 | 35.56
07498336676 | UTPK6A5MBU | KeydCu,PC,Cat6A,UTP,Cbl,BU,5M,EA | Keyed, Category 6A, 24 AWG, 10 Gb/s UTP patch cord with TX6A™ 10Gig™ Keyed Modular Plug on one end and TX6A™ 10Gig™ Non-Keyed Modular Plug on the other end. Includes patent pending MaTriX Tape Technology, Blue, 5 meters. | PC | 1 | 10 | 1 | 1 | 35.56
07498336677 | UTPK6A5MGR | KeydCu,PC,Cat6A,UTP,Cbl,GR,5M,EA | Keyed, Category 6A, 24 AWG, 10 Gb/s UTP patch cord with TX6A™ 10Gig™ Keyed Modular Plug on one end and TX6A™ 10Gig™ Non-Keyed Modular Plug on the other end. Includes patent pending MaTriX Tape Technology, Green, 5 meters. | PC | 1 | 10 | 1 | 1 | 35.56
07498336678 | UTPK6A5MOR | KeydCu,PC,Cat6A,UTP,Cbl,OR,5M,EA | Keyed, Category 6A, 24 AWG, 10 Gb/s UTP patch cord with TX6A™ 10Gig™ Keyed Modular Plug on one end and TX6A™ 10Gig™ Non-Keyed Modular Plug on the other end. Includes patent pending MaTriX Tape Technology, Orange, 5 meters. | PC | 1 | 10 | 1 | 1 | 35.56
07498336679 | UTPK6A5MRD | KeydCu,PC,Cat6A,UTP,Cbl,RD,5M,EA | Keyed, Category 6A, 24 AWG, 10 Gb/s UTP patch cord with TX6A™ 10Gig™ Keyed Modular Plug on one end and TX6A™ 10Gig™ Non-Keyed Modular Plug on the other end. Includes patent pending MaTriX Tape Technology, Red, 5 meters. | PC | 1 | 10 | 1 | 1 | 35.56
07498336680 | UTPK6A5MYL | KeydCu,PC,Cat6A,UTP,Cbl,YL,5M,EA | Keyed, Category 6A, 24 AWG, 10 Gb/s UTP patch cord with TX6A™ 10Gig™ Keyed Modular Plug on one end and TX6A™ 10Gig™ Non-Keyed Modular Plug on the other end. Includes patent pending MaTriX Tape Technology, Yellow, 5 meters. | PC | 1 | 10 | 1 | 1 | 35.56
07498319015 | UTPK6A5OR | KeydCu,PC,Cat6A,UTP,Cbl,OR,5ft,EA | Keyed, Category 6A, 24 AWG, 10 Gb/s UTP patch cord with TX6A™ 10Gig™ Keyed Modular Plug on one end and TX6A™ 10Gig™ Non-Keyed Modular Plug on the other end. Includes patent pending MaTriX Tape Technology, Orange, 5 ft. | PC | 1 | 10 | 1 | 1 | 24.42
07498319016 | UTPK6A5RD | KeydCu,PC,Cat6A,UTP,Cbl,RD,5ft,EA | Keyed, Category 6A, 24 AWG, 10 Gb/s UTP patch cord with TX6A™ 10Gig™ Keyed Modular Plug on one end and TX6A™ 10Gig™ Non-Keyed Modular Plug on the other end. Includes patent pending MaTriX Tape Technology, Red, 5 ft. | PC | 1 | 10 | 1 | 1 | 24.42
07498319012 | UTPK6A5YL | KeydCu,PC,Cat6A,UTP,Cbl,YL,5ft,EA | Keyed, Category 6A, 24 AWG, 10 Gb/s UTP patch cord with TX6A™ 10Gig™ Keyed Modular Plug on one end and TX6A™ 10Gig™ Non-Keyed Modular Plug on the other end. Includes patent pending MaTriX Tape Technology, Yellow, 5 ft. | PC | 1 | 10 | 1 | 1 | 24.42
07498319004 | UTPK6A7BL | KeydCu,PC,Cat6A,UTP,Cbl,BL,7ft,EA | Keyed, Category 6A, 24 AWG, 10 Gb/s UTP patch cord with TX6A™ 10Gig™ Keyed Modular Plug on one end and TX6A™ 10Gig™ Non-Keyed Modular Plug on the other end. Includes patent pending MaTriX Tape Technology, Black, 7 ft. | PC | 1 | 10 | 1 | 1 | 26.38
07498319017 | UTPK6A7BU | KeydCu,PC,Cat6A,UTP,Cbl,BU,7ft,EA | Keyed, Category 6A, 24 AWG, 10 Gb/s UTP patch cord with TX6A™ 10Gig™ Keyed Modular Plug on one end and TX6A™ 10Gig™ Non-Keyed Modular Plug on the other end. Includes patent pending MaTriX Tape Technology, Blue, 7 ft. | PC | 1 | 10 | 1 | 1 | 26.38
07498319018 | UTPK6A7GR | KeydCu,PC,Cat6A,UTP,Cbl,GR,7ft,EA | Keyed, Category 6A, 24 AWG, 10 Gb/s UTP patch cord with TX6A™ 10Gig™ Keyed Modular Plug on one end and TX6A™ 10Gig™ Non-Keyed Modular Plug on the other end. Includes patent pending MaTriX Tape Technology, Green, 7 ft. | PC | 1 | 10 | 1 | 1 | 26.38
07498336681 | UTPK6A7MBL | KeydCu,PC,Cat6A,UTP,Cbl,BL,7M,EA | Keyed, Category 6A, 24 AWG, 10 Gb/s UTP patch cord with TX6A™ 10Gig™ Keyed Modular Plug on one end and TX6A™ 10Gig™ Non-Keyed Modular Plug on the other end. Includes patent pending MaTriX Tape Technology, Black, 7 meters. | PC | 1 | 10 | 1 | 1 | 41.98
07498336682 | UTPK6A7MBU | KeydCu,PC,Cat6A,UTP,Cbl,BU,7M,EA | Keyed, Category 6A, 24 AWG, 10 Gb/s UTP patch cord with TX6A™ 10Gig™ Keyed Modular Plug on one end and TX6A™ 10Gig™ Non-Keyed Modular Plug on the other end. Includes patent pending MaTriX Tape Technology, Blue, 7 meters. | PC | 1 | 10 | 1 | 1 | 41.98
07498336683 | UTPK6A7MGR | KeydCu,PC,Cat6A,UTP,Cbl,GR,7M,EA | Keyed, Category 6A, 24 AWG, 10 Gb/s UTP patch cord with TX6A™ 10Gig™ Keyed Modular Plug on one end and TX6A™ 10Gig™ Non-Keyed Modular Plug on the other end. Includes patent pending MaTriX Tape Technology, Green, 7 meters. | PC | 1 | 10 | 1 | 1 | 41.98
07498336684 | UTPK6A7MOR | KeydCu,PC,Cat6A,UTP,Cbl,OR,7M,EA | Keyed, Category 6A, 24 AWG, 10 Gb/s UTP patch cord with TX6A™ 10Gig™ Keyed Modular Plug on one end and TX6A™ 10Gig™ Non-Keyed Modular Plug on the other end. Includes patent pending MaTriX Tape Technology, Orange, 7 meters. | PC | 1 | 10 | 1 | 1 | 41.98
07498336685 | UTPK6A7MRD | KeydCu,PC,Cat6A,UTP,Cbl,RD,7M,EA | Keyed, Category 6A, 24 AWG, 10 Gb/s UTP patch cord with TX6A™ 10Gig™ Keyed Modular Plug on one end and TX6A™ 10Gig™ Non-Keyed Modular Plug on the other end. Includes patent pending MaTriX Tape Technology, Red, 7 meters. | PC | 1 | 10 | 1 | 1 | 41.98
07498336686 | UTPK6A7MYL | KeydCu,PC,Cat6A,UTP,Cbl,YL,7M,EA | Keyed, Category 6A, 24 AWG, 10 Gb/s UTP patch cord with TX6A™ 10Gig™ Keyed Modular Plug on one end and TX6A™ 10Gig™ Non-Keyed Modular Plug on the other end. Includes patent pending MaTriX Tape Technology, Yellow, 7 meters. | PC | 1 | 10 | 1 | 1 | 41.98
07498319019 | UTPK6A7OR | KeydCu,PC,Cat6A,UTP,Cbl,OR,7ft,EA | Keyed, Category 6A, 24 AWG, 10 Gb/s UTP patch cord with TX6A™ 10Gig™ Keyed Modular Plug on one end and TX6A™ 10Gig™ Non-Keyed Modular Plug on the other end. Includes patent pending MaTriX Tape Technology, Orange, 7 ft. | PC | 1 | 10 | 1 | 1 | 26.38
07498319020 | UTPK6A7RD | KeydCu,PC,Cat6A,UTP,Cbl,RD,7ft,EA | Keyed, Category 6A, 24 AWG, 10 Gb/s UTP patch cord with TX6A™ 10Gig™ Keyed Modular Plug on one end and TX6A™ 10Gig™ Non-Keyed Modular Plug on the other end. Includes patent pending MaTriX Tape Technology, Red, 7 ft. | PC | 1 | 10 | 1 | 1 | 26.38
07498319021 | UTPK6A7YL | KeydCu,PC,Cat6A,UTP,Cbl,YL,7ft,EA | Keyed, Category 6A, 24 AWG, 10 Gb/s UTP patch cord with TX6A™ 10Gig™ Keyed Modular Plug on one end and TX6A™ 10Gig™ Non-Keyed Modular Plug on the other end. Includes patent pending MaTriX Tape Technology, Yellow, 7 ft. | PC | 1 | 10 | 1 | 1 | 26.38
07498311941 | UTPKSP10BL | Keyed CU PC,CAT6,BL,UTP CABLE,10Ft | Keyed, Category 6, UTP patch cord with TX6™ PLUS Keyed Modular Plug on one end and TX6™ PLUS Non-Keyed Modular Plug on the other end, Black, 10 ft. | PC | 1 | 10 | 1 | 1 | 19.74
07498311964 | UTPKSP10BU | Keyed CU PC,CAT6,BU,UTP CABLE,10Ft | Keyed, Category 6, UTP patch cord with TX6™ PLUS Keyed Modular Plug on one end and TX6™ PLUS Non-Keyed Modular Plug on the other end, Blue, 10 ft. | PC | 1 | 10 | 1 | 1 | 19.74
07498311951 | UTPKSP10GR | Keyed CU PC,CAT6,GR,UTP CABLE,10Ft | Keyed, Category 6, UTP patch cord with TX6™ PLUS Keyed Modular Plug on one end and TX6™ PLUS Non-Keyed Modular Plug on the other end, Green, 10 ft. | PC | 1 | 10 | 1 | 1 | 19.74
07498319977 | UTPKSP10MBL | Keyed CU PC,CAT6,BL,UTP CABLE,10M | Keyed, Category 6, UTP patch cord with TX6™ PLUS Keyed Modular Plug on one end and TX6™ PLUS Non-Keyed Modular Plug on the other end, Black, 10 meters. | PC | 1 | 10 | 1 | 1 | 31.92
07498319942 | UTPKSP10MBU | Keyed CU PC,CAT6,BU,UTP CABLE,10M | Keyed, Category 6, UTP patch cord with TX6™ PLUS Keyed Modular Plug on one end and TX6™ PLUS Non-Keyed Modular Plug on the other end, Blue, 10 meters. | PC | 1 | 10 | 1 | 1 | 31.92
07498319979 | UTPKSP10MGR | Keyed CU PC,CAT6,GR,UTP CABLE,10M | Keyed, Category 6, UTP patch cord with TX6™ PLUS Keyed Modular Plug on one end and TX6™ PLUS Non-Keyed Modular Plug on the other end, Green, 10 meters. | PC | 1 | 10 | 1 | 1 | 31.92
07498319980 | UTPKSP10MOR | Keyed CU PC,CAT6,OR,UTP CABLE,10M | Keyed, Category 6, UTP patch cord with TX6™ PLUS Keyed Modular Plug on one end and TX6™ PLUS Non-Keyed Modular Plug on the other end, Orange, 10 meters. | PC | 1 | 10 | 1 | 1 | 31.92
07498319981 | UTPKSP10MRD | Keyed CU PC,CAT6,RD,UTP CABLE,10M | Keyed, Category 6, UTP patch cord with TX6™ PLUS Keyed Modular Plug on one end and TX6™ PLUS Non-Keyed Modular Plug on the other end, Red, 10 meters. | PC | 1 | 10 | 1 | 1 | 31.92
07498319978 | UTPKSP10MYL | Keyed CU PC,CAT6,YL,UTP CABLE,10M | Keyed, Category 6, UTP patch cord with TX6™ PLUS Keyed Modular Plug on one end and TX6™ PLUS Non-Keyed Modular Plug on the other end, Yellow, 10 meters. | PC | 1 | 10 | 1 | 1 | 31.92
07498311962 | UTPKSP10OR | Keyed CU PC,CAT6,OR,UTP CABLE,10Ft | Keyed, Category 6, UTP patch cord with TX6™ PLUS Keyed Modular Plug on one end and TX6™ PLUS Non-Keyed Modular Plug on the other end, Orange, 10 ft. | PC | 1 | 10 | 1 | 1 | 19.74
07498311943 | UTPKSP10RD | Keyed CU PC,CAT6,RD,UTP CABLE,10Ft | Keyed, Category 6, UTP patch cord with TX6™ PLUS Keyed Modular Plug on one end and TX6™ PLUS Non-Keyed Modular Plug on the other end, Red, 10 ft. | PC | 1 | 10 | 1 | 1 | 19.74
07498311957 | UTPKSP10YL | Keyed CU PC,CAT6,YL,UTP CABLE,10Ft | Keyed, Category 6, UTP patch cord with TX6™ PLUS Keyed Modular Plug on one end and TX6™ PLUS Non-Keyed Modular Plug on the other end, Yellow, 10 ft. | PC | 1 | 10 | 1 | 1 | 19.74
07498311942 | UTPKSP14BL | Keyed CU PC,CAT6,BL,UTP CABLE,14Ft | Keyed, Category 6, UTP patch cord with TX6™ PLUS Keyed Modular Plug on one end and TX6™ PLUS Non-Keyed Modular Plug on the other end, Black, 14 ft. | PC | 1 | 10 | 1 | 1 | 21.88
07498311968 | UTPKSP14BU | Keyed CU PC,CAT6,BU,UTP CABLE,14Ft | Keyed, Category 6, UTP patch cord with TX6™ PLUS Keyed Modular Plug on one end and TX6™ PLUS Non-Keyed Modular Plug on the other end, Blue, 14 ft. | PC | 1 | 10 | 1 | 1 | 21.88
07498311953 | UTPKSP14GR | Keyed CU PC,CAT6,GR,UTP CABLE,14Ft | Keyed, Category 6, UTP patch cord with TX6™ PLUS Keyed Modular Plug on one end and TX6™ PLUS Non-Keyed Modular Plug on the other end, Green, 14 ft. | PC | 1 | 10 | 1 | 1 | 21.88
07498311963 | UTPKSP14OR | Keyed CU PC,CAT6,OR,UTP CABLE,14Ft | Keyed, Category 6, UTP patch cord with TX6™ PLUS Keyed Modular Plug on one end and TX6™ PLUS Non-Keyed Modular Plug on the other end, Orange, 14 ft. | PC | 1 | 10 | 1 | 1 | 21.88
07498311947 | UTPKSP14RD | Keyed CU PC,CAT6,RD,UTP CABLE,14Ft | Keyed, Category 6, UTP patch cord with TX6™ PLUS Keyed Modular Plug on one end and TX6™ PLUS Non-Keyed Modular Plug on the other end, Red, 14 ft. | PC | 1 | 10 | 1 | 1 | 21.88
07498311958 | UTPKSP14YL | Keyed CU PC,CAT6,YL,UTP CABLE,14Ft | Keyed, Category 6, UTP patch cord with TX6™ PLUS Keyed Modular Plug on one end and TX6™ PLUS Non-Keyed Modular Plug on the other end, Yellow, 14 ft. | PC | 1 | 10 | 1 | 1 | 21.88
07498319944 | UTPKSP1MBL | Keyed CU PC,CAT6,BL,UTP CABLE,1M | Keyed, Category 6, UTP patch cord with TX6™ PLUS Keyed Modular Plug on one end and TX6™ PLUS Non-Keyed Modular Plug on the other end, Black, 1 meter. | PC | 1 | 10 | 1 | 1 | 16.16
07498319938 | UTPKSP1MBU | Keyed CU PC,CAT6,BU,UTP CABLE,1M | Keyed, Category 6, UTP patch cord with TX6™ PLUS Keyed Modular Plug on one end and TX6™ PLUS Non-Keyed Modular Plug on the other end, Blue, 1 meter. | PC | 1 | 10 | 1 | 1 | 16.16
07498319945 | UTPKSP1MGR | Keyed CU PC,CAT6,GR,UTP CABLE,1M | Keyed, Category 6, UTP patch cord with TX6™ PLUS Keyed Modular Plug on one end and TX6™ PLUS Non-Keyed Modular Plug on the other end, Green, 1 meter. | PC | 1 | 10 | 1 | 1 | 16.16
07498319946 | UTPKSP1MOR | Keyed CU PC,CAT6,OR,UTP CABLE,1M | Keyed, Category 6, UTP patch cord with TX6™ PLUS Keyed Modular Plug on one end and TX6™ PLUS Non-Keyed Modular Plug on the other end, Orange, 1 meter. | PC | 1 | 10 | 1 | 1 | 16.16
07498319947 | UTPKSP1MRD | Keyed CU PC,CAT6,RD,UTP CABLE,1M | Keyed, Category 6, UTP patch cord with TX6™ PLUS Keyed Modular Plug on one end and TX6™ PLUS Non-Keyed Modular Plug on the other end, Red, 1 meter. | PC | 1 | 10 | 1 | 1 | 16.16
07498319948 | UTPKSP1MYL | Keyed CU PC,CAT6,YL,UTP CABLE,1M | Keyed, Category 6, UTP patch cord with TX6™ PLUS Keyed Modular Plug on one end and TX6™ PLUS Non-Keyed Modular Plug on the other end, Yellow, 1 meter. | PC | 1 | 10 | 1 | 1 | 16.16
07498319949 | UTPKSP2MBL | Keyed CU PC,CAT6,BL,UTP CABLE,2M | Keyed, Category 6, UTP patch cord with TX6™ PLUS Keyed Modular Plug on one end and TX6™ PLUS Non-Keyed Modular Plug on the other end, Black, 2 meters. | PC | 1 | 10 | 1 | 1 | 17.9
07498319939 | UTPKSP2MBU | KeydCu,PC,Cat6,UTP,Cbl,BU,2M,EA | Keyed, Category 6, UTP patch cord with TX6™ PLUS Keyed Modular Plug on one end and TX6™ PLUS Non-Keyed Modular Plug on the other end, Blue, 2 meters. | PC | 1 | 10 | 1 | 1 | 17.9
07498319950 | UTPKSP2MGR | KeydCu,PC,Cat6,UTP,Cbl,GR,2M,EA | Keyed, Category 6, UTP patch cord with TX6™ PLUS Keyed Modular Plug on one end and TX6™ PLUS Non-Keyed Modular Plug on the other end, Green, 2 meters. | PC | 1 | 10 | 1 | 1 | 17.9
07498319951 | UTPKSP2MOR | KeydCu,PC,Cat6,UTP,Cbl,OR,2M,EA | Keyed, Category 6, UTP patch cord with TX6™ PLUS Keyed Modular Plug on one end and TX6™ PLUS Non-Keyed Modular Plug on the other end, Orange, 2 meters. | PC | 1 | 10 | 1 | 1 | 17.9
07498319952 | UTPKSP2MRD | KeydCu,PC,Cat6,UTP,Cbl,RD,2M,EA | Keyed, Category 6, UTP patch cord with TX6™ PLUS Keyed Modular Plug on one end and TX6™ PLUS Non-Keyed Modular Plug on the other end, Red, 2 meters. | PC | 1 | 10 | 1 | 1 | 17.9
07498319953 | UTPKSP2MYL | KeydCu,PC,Cat6,UTP,Cbl,YL,2M,EA | Keyed, Category 6, UTP patch cord with TX6™ PLUS Keyed Modular Plug on one end and TX6™ PLUS Non-Keyed Modular Plug on the other end, Yellow, 2 meters. | PC | 1 | 10 | 1 | 1 | 17.9
07498311937 | UTPKSP3BL | KeydCu,PC,Cat6,UTP,Cbl,BL,3ft,EA | Keyed, Category 6, UTP patch cord with TX6™ PLUS Keyed Modular Plug on one end and TX6™ PLUS Non-Keyed Modular Plug on the other end, Black, 3 ft. | PC | 1 | 10 | 1 | 1 | 15.98
07498311965 | UTPKSP3BU | KeydCu,PC,Cat6,UTP,Cbl,BU,3ft,EA | Keyed, Category 6, UTP patch cord with TX6™ PLUS Keyed Modular Plug on one end and TX6™ PLUS Non-Keyed Modular Plug on the other end, Blue, 3 ft. | PC | 1 | 10 | 1 | 1 | 15.98
07498311948 | UTPKSP3GR | KeydCu,PC,Cat6,UTP,Cbl,GR,3ft,EA | Keyed, Category 6, UTP patch cord with TX6™ PLUS Keyed Modular Plug on one end and TX6™ PLUS Non-Keyed Modular Plug on the other end, Green, 3 ft. | PC | 1 | 10 | 1 | 1 | 15.98
07498319954 | UTPKSP3MBL | KeydCu,PC,Cat6,UTP,Cbl,BL,3M,EA | Keyed, Category 6, UTP patch cord with TX6™ PLUS Keyed Modular Plug on one end and TX6™ PLUS Non-Keyed Modular Plug on the other end, Black, 3 meters. | PC | 1 | 10 | 1 | 1 | 19.66
07498319936 | UTPKSP3MBU | KeydCu,PC,Cat6,UTP,Cbl,BU,3M,EA | Keyed, Category 6, UTP patch cord with TX6™ PLUS Keyed Modular Plug on one end and TX6™ PLUS Non-Keyed Modular Plug on the other end, Blue, 3 meters. | PC | 1 | 10 | 1 | 1 | 19.66
07498319955 | UTPKSP3MGR | KeydCu,PC,Cat6,UTP,Cbl,GR,3M,EA | Keyed, Category 6, UTP patch cord with TX6™ PLUS Keyed Modular Plug on one end and TX6™ PLUS Non-Keyed Modular Plug on the other end, Green, 3 meters. | PC | 1 | 10 | 1 | 1 | 19.66
07498319956 | UTPKSP3MOR | KeydCu,PC,Cat6,UTP,Cbl,OR,3M,EA | Keyed, Category 6, UTP patch cord with TX6™ PLUS Keyed Modular Plug on one end and TX6™ PLUS Non-Keyed Modular Plug on the other end, Orange, 3 meters. | PC | 1 | 10 | 1 | 1 | 19.66
07498319957 | UTPKSP3MRD | KeydCu,PC,Cat6,UTP,Cbl,RD,3M,EA | Keyed, Category 6, UTP patch cord with TX6™ PLUS Keyed Modular Plug on one end and TX6™ PLUS Non-Keyed Modular Plug on the other end, Red, 3 meters. | PC | 1 | 10 | 1 | 1 | 19.66
07498319958 | UTPKSP3MYL | KeydCu,PC,Cat6,UTP,Cbl,YL,3M,EA | Keyed, Category 6, UTP patch cord with TX6™ PLUS Keyed Modular Plug on one end and TX6™ PLUS Non-Keyed Modular Plug on the other end, Yellow, 3 meters. | PC | 1 | 10 | 1 | 1 | 19.66
07498311959 | UTPKSP3OR | KeydCu,PC,Cat6,UTP,Cbl,OR,3ft,EA | Keyed, Category 6, UTP patch cord with TX6™ PLUS Keyed Modular Plug on one end and TX6™ PLUS Non-Keyed Modular Plug on the other end, Orange, 3 ft. | PC | 1 | 10 | 1 | 1 | 15.98
07498311944 | UTPKSP3RD | KeydCu,PC,Cat6,UTP,Cbl,RD,3ft,EA | Keyed, Category 6, UTP patch cord with TX6™ PLUS Keyed Modular Plug on one end and TX6™ PLUS Non-Keyed Modular Plug on the other end, Red, 3 ft. | PC | 1 | 10 | 1 | 1 | 15.98
07498311954 | UTPKSP3YL | KeydCu,PC,Cat6,UTP,Cbl,YL,3ft,EA | Keyed, Category 6, UTP patch cord with TX6™ PLUS Keyed Modular Plug on one end and TX6™ PLUS Non-Keyed Modular Plug on the other end, Yellow, 3 ft. | PC | 1 | 10 | 1 | 1 | 15.98
07498311938 | UTPKSP5BL | KeydCu,PC,Cat6,UTP,Cbl,BL,5ft,EA | Keyed, Category 6, UTP patch cord with TX6™ PLUS Keyed Modular Plug on one end and TX6™ PLUS Non-Keyed Modular Plug on the other end, Black, 5 ft. | PC | 1 | 10 | 1 | 1 | 17.08
07498311966 | UTPKSP5BU | KeydCu,PC,Cat6,UTP,Cbl,BU,5ft,EA | Keyed, Category 6, UTP patch cord with TX6™ PLUS Keyed Modular Plug on one end and TX6™ PLUS Non-Keyed Modular Plug on the other end, Blue, 5 ft. | PC | 1 | 10 | 1 | 1 | 17.08
07498311949 | UTPKSP5GR | KeydCu,PC,Cat6,UTP,Cbl,GR,5ft,EA | Keyed, Category 6, UTP patch cord with TX6™ PLUS Keyed Modular Plug on one end and TX6™ PLUS Non-Keyed Modular Plug on the other end, Green, 5 ft. | PC | 1 | 10 | 1 | 1 | 17.08
07498319967 | UTPKSP5MBL | KeydCu,PC,Cat6,UTP,Cbl,BL,5M,EA | Keyed, Category 6, UTP patch cord with TX6™ PLUS Keyed Modular Plug on one end and TX6™ PLUS Non-Keyed Modular Plug on the other end, Black, 5 meters. | PC | 1 | 10 | 1 | 1 | 23.18
07498319940 | UTPKSP5MBU | KeydCu,PC,Cat6,UTP,Cbl,BU,5M,EA | Keyed, Category 6, UTP patch cord with TX6™ PLUS Keyed Modular Plug on one end and TX6™ PLUS Non-Keyed Modular Plug on the other end, Blue, 5 meters. | PC | 1 | 10 | 1 | 1 | 23.18
07498319968 | UTPKSP5MGR | KeydCu,PC,Cat6,UTP,Cbl,GR,5M,EA | Keyed, Category 6, UTP patch cord with TX6™ PLUS Keyed Modular Plug on one end and TX6™ PLUS Non-Keyed Modular Plug on the other end, Green, 5 meters. | PC | 1 | 10 | 1 | 1 | 23.18
07498319969 | UTPKSP5MOR | KeydCu,PC,Cat6,UTP,Cbl,OR,5M,EA | Keyed, Category 6, UTP patch cord with TX6™ PLUS Keyed Modular Plug on one end and TX6™ PLUS Non-Keyed Modular Plug on the other end, Orange, 5 meters. | PC | 1 | 10 | 1 | 1 | 23.18
07498319970 | UTPKSP5MRD | KeydCu,PC,Cat6,UTP,Cbl,RD,5M,EA | Keyed, Category 6, UTP patch cord with TX6™ PLUS Keyed Modular Plug on one end and TX6™ PLUS Non-Keyed Modular Plug on the other end, Red, 5 meters. | PC | 1 | 10 | 1 | 1 | 23.18
07498319971 | UTPKSP5MYL | KeydCu,PC,Cat6,UTP,Cbl,YL,5M,EA | Keyed, Category 6, UTP patch cord with TX6™ PLUS Keyed Modular Plug on one end and TX6™ PLUS Non-Keyed Modular Plug on the other end, Yellow, 5 meters. | PC | 1 | 10 | 1 | 1 | 23.18
07498311960 | UTPKSP5OR | KeydCu,PC,Cat6,UTP,Cbl,OR,5ft,EA | Keyed, Category 6, UTP patch cord with TX6™ PLUS Keyed Modular Plug on one end and TX6™ PLUS Non-Keyed Modular Plug on the other end, Orange, 5 ft. | PC | 1 | 10 | 1 | 1 | 17.08
07498311945 | UTPKSP5RD | KeydCu,PC,Cat6,UTP,Cbl,RD,5ft,EA | Keyed, Category 6, UTP patch cord with TX6™ PLUS Keyed Modular Plug on one end and TX6™ PLUS Non-Keyed Modular Plug on the other end, Red, 5 ft. | PC | 1 | 10 | 1 | 1 | 17.08
07498311955 | UTPKSP5YL | KeydCu,PC,Cat6,UTP,Cbl,YL,5ft,EA | Keyed, Category 6, UTP patch cord with TX6™ PLUS Keyed Modular Plug on one end and TX6™ PLUS Non-Keyed Modular Plug on the other end, Yellow, 5 ft. | PC | 1 | 10 | 1 | 1 | 17.08
07498311940 | UTPKSP7BL | KeydCu,PC,Cat6,UTP,Cbl,BL,7ft,EA | Keyed, Category 6, UTP patch cord with TX6™ PLUS Keyed Modular Plug on one end and TX6™ PLUS Non-Keyed Modular Plug on the other end, Black, 7 ft. | PC | 1 | 10 | 1 | 1 | 18.14
07498311967 | UTPKSP7BU | KeydCu,PC,Cat6,UTP,Cbl,BU,7ft,EA | Keyed, Category 6, UTP patch cord with TX6™ PLUS Keyed Modular Plug on one end and TX6™ PLUS Non-Keyed Modular Plug on the other end, Blue, 7 ft. | PC | 1 | 10 | 1 | 1 | 18.14
07498311950 | UTPKSP7GR | KeydCu,PC,Cat6,UTP,Cbl,GR,7ft,EA | Keyed, Category 6, UTP patch cord with TX6™ PLUS Keyed Modular Plug on one end and TX6™ PLUS Non-Keyed Modular Plug on the other end, Green, 7 ft. | PC | 1 | 10 | 1 | 1 | 18.14
07498319972 | UTPKSP7MBL | KeydCu,PC,Cat6,UTP,Cbl,BL,7M,EA | Keyed, Category 6, UTP patch cord with TX6™ PLUS Keyed Modular Plug on one end and TX6™ PLUS Non-Keyed Modular Plug on the other end, Black, 7 meters. | PC | 1 | 10 | 1 | 1 | 26.66
07498319941 | UTPKSP7MBU | KeydCu,PC,Cat6,UTP,Cbl,BU,7M,EA | Keyed, Category 6, UTP patch cord with TX6™ PLUS Keyed Modular Plug on one end and TX6™ PLUS Non-Keyed Modular Plug on the other end, Blue, 7 meters. | PC | 1 | 10 | 1 | 1 | 26.66
07498319973 | UTPKSP7MGR | KeydCu,PC,Cat6,UTP,Cbl,GR,7M,EA | Keyed, Category 6, UTP patch cord with TX6™ PLUS Keyed Modular Plug on one end and TX6™ PLUS Non-Keyed Modular Plug on the other end, Green, 7 meters. | PC | 1 | 10 | 1 | 1 | 26.66
07498319974 | UTPKSP7MOR | KeydCu,PC,Cat6,UTP,Cbl,OR,7M,EA | Keyed, Category 6, UTP patch cord with TX6™ PLUS Keyed Modular Plug on one end and TX6™ PLUS Non-Keyed Modular Plug on the other end, Orange, 7 meters. | PC | 1 | 10 | 1 | 1 | 26.66
07498319975 | UTPKSP7MRD | KeydCu,PC,Cat6,UTP,Cbl,RD,7M,EA | Keyed, Category 6, UTP patch cord with TX6™ PLUS Keyed Modular Plug on one end and TX6™ PLUS Non-Keyed Modular Plug on the other end, Red, 7 meters. | PC | 1 | 10 | 1 | 1 | 26.66
07498319976 | UTPKSP7MYL | KeydCu,PC,Cat6,UTP,Cbl,YL,7M,EA | Keyed, Category 6, UTP patch cord with TX6™ PLUS Keyed Modular Plug on one end and TX6™ PLUS Non-Keyed Modular Plug on the other end, Yellow, 7 meters. | PC | 1 | 10 | 1 | 1 | 26.66
07498311961 | UTPKSP7OR | KeydCu,PC,Cat6,UTP,Cbl,OR,7ft,EA | Keyed, Category 6, UTP patch cord with TX6™ PLUS Keyed Modular Plug on one end and TX6™ PLUS Non-Keyed Modular Plug on the other end, Orange, 7 ft. | PC | 1 | 10 | 1 | 1 | 18.14
07498311946 | UTPKSP7RD | KeydCu,PC,Cat6,UTP,Cbl,RD,7ft,EA | Keyed, Category 6, UTP patch cord with TX6™ PLUS Keyed Modular Plug on one end and TX6™ PLUS Non-Keyed Modular Plug on the other end, Red, 7 ft. | PC | 1 | 10 | 1 | 1 | 18.14
07498311956 | UTPKSP7YL | KeydCu,PC,Cat6,UTP,Cbl,YL,7ft,EA | Keyed, Category 6, UTP patch cord with TX6™ PLUS Keyed Modular Plug on one end and TX6™ PLUS Non-Keyed Modular Plug on the other end, Yellow, 7 ft. | PC | 1 | 10 | 1 | 1 | 18.14
07498372656 | UTPSP0.5MBLY | Cu,PC,Cat6,UTP,Cbl,BL,0.5M,EA | The TX6™ PLUS Cat 6 UTP Patch Cord is constructed of 24 AWG, unshielded, twisted pair, stranded, CM cable with enhanced performance modular plugs. The patented tangle free latch prevents snags and provides easy release saving time on frequent moves, adds, | PC | 1 | 10 | 1 | 1 | 13.5
07498372669 | UTPSP0.5MBUY | Cu,PC,Cat6,UTP,Cbl,BU,0.5M,EA | The TX6™ PLUS Cat 6 UTP Patch Cord is constructed of 24 AWG, unshielded, twisted pair, stranded, CM cable with enhanced performance modular plugs. The patented tangle free latch prevents snags and provides easy release saving time on frequent moves, adds, | PC | 1 | 10 | 1 | 1 | 13.5
07498372712 | UTPSP0.5MGRY | Cu,PC,Cat6,UTP,Cbl,GR,0.5M,EA | The TX6™ PLUS Cat 6 UTP Patch Cord is constructed of 24 AWG, unshielded, twisted pair, stranded, CM cable with enhanced performance modular plugs. The patented tangle free latch prevents snags and provides easy release saving time on frequent moves, adds, | PC | 1 | 10 | 1 | 1 | 13.5
07498373243 | UTPSP0.5MGYY | Cu,PC,Cat6,UTP,Cbl,GY,0.5M,EA | Category 6, UTP patch cord with TX6™ PLUS Modular Plugs on each end. Gray, 0.5 meters. | PC | 1 | 10 | 1 | 1 | 13.5
07498373113 | UTPSP0.5MORY | Cu,PC,Cat6,UTP,Cbl,OR,0.5M,EA | Category 6, UTP patch cord with TX6™ PLUS Modular Plugs on each end. Orange, 0.5 meters. | PC | 1 | 10 | 1 | 1 | 13.5
07498373094 | UTPSP0.5MRDY | Cu,PC,Cat6,UTP,Cbl,RD,0.5M,EA | The TX6™ PLUS Cat 6 UTP Patch Cord is constructed of 24 AWG, unshielded, twisted pair, stranded, CM cable with enhanced performance modular plugs. The patented tangle free latch prevents snags and provides easy release saving time on frequent moves, adds, | PC | 1 | 10 | 1 | 1 | 13.5
07498373136 | UTPSP0.5MVLY | Cu,PC,Cat6,UTP,Cbl,VL,0.5M,EA | Category 6, UTP patch cord with TX6™ PLUS Modular Plugs on each end. Violet, 0.5 meters. | PC | 1 | 10 | 1 | 1 | 13.5
07498372606 | UTPSP0.5MY | Cu,PC,Cat6,UTP,Cbl,IW,0.5M,EA | The TX6™ PLUS Cat 6 UTP Patch Cord is constructed of 24 AWG, unshielded, twisted pair, stranded, CM cable with enhanced performance modular plugs. The patented tangle free latch prevents snags and provides easy release saving time on frequent moves, adds, | PC | 1 | 10 | 1 | 1 | 13.5
07498372898 | UTPSP0.5MYLY | Cu,PC,Cat6,UTP,Cbl,YL,0.5M,EA | The TX6™ PLUS Cat 6 UTP Patch Cord is constructed of 24 AWG, unshielded, twisted pair, stranded, CM cable with enhanced performance modular plugs. The patented tangle free latch prevents snags and provides easy release saving time on frequent moves, adds, | PC | 1 | 10 | 1 | 1 | 13.5
07498316880 | UTPSP1.5MBLY | Cu,PC,Cat6,UTP,Cbl,BL,1.5M,EA | The TX6™ PLUS Cat 6 UTP Patch Cord is constructed of 24 AWG, unshielded, twisted pair, stranded, CM cable with enhanced performance modular plugs. The patented tangle free latch prevents snags and provides easy release saving time on frequent moves, adds, | PC | 1 | 10 | 1 | 1 | 15.5
07498316881 | UTPSP1.5MBUY | Cu,PC,Cat6,UTP,Cbl,BU,1.5M,EA | The TX6™ PLUS Cat 6 UTP Patch Cord is constructed of 24 AWG, unshielded, twisted pair, stranded, CM cable with enhanced performance modular plugs. The patented tangle free latch prevents snags and provides easy release saving time on frequent moves, adds, | PC | 1 | 10 | 1 | 1 | 15.5
07498316882 | UTPSP1.5MGRY | Cu,PC,Cat6,UTP,Cbl,GR,1.5M,EA | The TX6™ PLUS Cat 6 UTP Patch Cord is constructed of 24 AWG, unshielded, twisted pair, stranded, CM cable with enhanced performance modular plugs. The patented tangle free latch prevents snags and provides easy release saving time on frequent moves, adds, | PC | 1 | 10 | 1 | 1 | 15.5
07498316883 | UTPSP1.5MGYY | Cu,PC,Cat6,UTP,Cbl,GY,1.5M,EA | Category 6, UTP patch cord with TX6™ PLUS Modular Plugs on each end. Gray, 1.5 meters. | PC | 1 | 10 | 1 | 1 | 15.5
07498316885 | UTPSP1.5MORY | Cu,PC,Cat6,UTP,Cbl,OR,1.5M,EA | Category 6, UTP patch cord with TX6™ PLUS Modular Plugs on each end. Orange, 1.5 meters. | PC | 1 | 10 | 1 | 1 | 15.5
07498316886 | UTPSP1.5MRDY | Cu,PC,Cat6,UTP,Cbl,RD,1.5M,EA | The TX6™ PLUS Cat 6 UTP Patch Cord is constructed of 24 AWG, unshielded, twisted pair, stranded, CM cable with enhanced performance modular plugs. The patented tangle free latch prevents snags and provides easy release saving time on frequent moves, adds, | PC | 1 | 10 | 1 | 1 | 15.5
07498316888 | UTPSP1.5MVLY | Cu,PC,Cat6,UTP,Cbl,VL,1.5M,EA | Category 6, UTP patch cord with TX6™ PLUS Modular Plugs on each end. Violet, 1.5 meters. | PC | 1 | 10 | 1 | 1 | 15.5
07498316879 | UTPSP1.5MY | Cu,PC,Cat6,UTP,Cbl,IW,1.5M,EA | The TX6™ PLUS Cat 6 UTP Patch Cord is constructed of 24 AWG, unshielded, twisted pair, stranded, CM cable with enhanced performance modular plugs. The patented tangle free latch prevents snags and provides easy release saving time on frequent moves, adds, | PC | 1 | 10 | 1 | 1 | 15.5
07498366842 | UTPSP100BLY | Copper Patch Cord, Cat 6, Black UTP Cabl | Copper Patch Cord, Cat 6, Black UTP Cable, 100 Feet | PC | 1 | 10 | 1 | 1 | 73.74
07498366572 | UTPSP100BUY | Copper Patch Cord, Cat 6, Blue UTP Cable | Copper Patch Cord, Cat 6, Blue UTP Cable, 100 Feet | PC | 1 | 10 | 1 | 1 | 73.74
07498366845 | UTPSP100GRY | Copper Patch Cord, Cat 6, Green UTP Cabl | Copper Patch Cord, Cat 6, Green UTP Cable, 100 Feet | PC | 1 | 10 | 1 | 1 | 73.74
07498362041 | UTPSP100GYY | Copper Patch Cord, Cat 6, Gray UTP Cable | Copper Patch Cord, Cat 6, Gray UTP Cable, 100 Feet | PC | 1 | 10 | 1 | 1 | 73.74
07498367393 | UTPSP100ORY | Copper Patch Cord, Cat 6, Orange UTP Cab | Copper Patch Cord, Cat 6, Orange UTP Cable, 100 Feet | PC | 1 | 10 | 1 | 1 | 73.74
07498367394 | UTPSP100RDY | Copper Patch Cord, Cat 6, Red UTP Cable, | Category 6, UTP patch cord with TX6™ PLUS Modular Plugs on each end. | PC | 1 | 10 | 1 | 1 | 73.74
07498367395 | UTPSP100VLY | Copper Patch Cord, Cat 6, Violet UTP Cab | Copper Patch Cord, Cat 6, Violet UTP Cable, 100 Feet | PC | 1 | 10 | 1 | 1 | 73.74
07498366573 | UTPSP100Y | Copper Patch Cord, Cat 6, Off White UTP | Copper Patch Cord, Cat 6, Off White UTP Cable, 100 Feet | PC | 1 | 10 | 1 | 1 | 73.74
07498366843 | UTPSP100YLY | Copper Patch Cord, Cat 6, Yellow UTP Cab | Copper Patch Cord, Cat 6, Yellow UTP Cable, 100 Feet | PC | 1 | 10 | 1 | 1 | 73.74
07498366846 | UTPSP105BLY | Copper Patch Cord, Cat 6, Black UTP Cabl | Copper Patch Cord, Cat 6, Black UTP Cable, 105 Feet | PC | 1 | 10 | 1 | 1 | 76.82
07498366578 | UTPSP105BUY | Copper Patch Cord, Cat 6, Blue UTP Cable | Copper Patch Cord, Cat 6, Blue UTP Cable, 105 Feet | PC | 1 | 10 | 1 | 1 | 76.82
07498366848 | UTPSP105GRY | Copper Patch Cord, Cat 6, Green UTP Cabl | Copper Patch Cord, Cat 6, Green UTP Cable, 105 Feet | PC | 1 | 10 | 1 | 1 | 76.82
07498362044 | UTPSP105GYY | Copper Patch Cord, Cat 6, Gray UTP Cable | Copper Patch Cord, Cat 6, Gray UTP Cable, 105 Feet | PC | 1 | 10 | 1 | 1 | 76.82
07498367396 | UTPSP105ORY | Copper Patch Cord, Cat 6, Orange UTP Cab | Copper Patch Cord, Cat 6, Orange UTP Cable, 105 Feet | PC | 1 | 10 | 1 | 1 | 76.82
07498367397 | UTPSP105RDY | Copper Patch Cord, Cat 6, Red UTP Cable, | Category 6, UTP patch cord with TX6™ PLUS Modular Plugs on each end. | PC | 1 | 10 | 1 | 1 | 76.82
07498367398 | UTPSP105VLY | Copper Patch Cord, Cat 6, Violet UTP Cab | Copper Patch Cord, Cat 6, Violet UTP Cable, 105 Feet | PC | 1 | 10 | 1 | 1 | 76.82
07498366589 | UTPSP105Y | Copper Patch Cord, Cat 6, Off White UTP | Copper Patch Cord, Cat 6, Off White UTP Cable, 105 Feet | PC | 1 | 10 | 1 | 1 | 76.82
07498366847 | UTPSP105YLY | Copper Patch Cord, Cat 6, Yellow UTP Cab | Copper Patch Cord, Cat 6, Yellow UTP Cable, 105 Feet | PC | 1 | 10 | 1 | 1 | 76.82
07498316892 | UTPSP10BLY | Cu,PC,Cat6,UTP,Cbl,BL,10ft,EA | The TX6™ PLUS Cat 6 UTP Patch Cord is constructed of 24 AWG, unshielded, twisted pair, stranded, CM cable with enhanced performance modular plugs. The patented tangle free latch prevents snags and provides easy release saving time on frequent moves, adds, | PC | 1 | 10 | 1 | 1 | 18.62
07498328315 | UTPSP10BLY-Q | Cu,PC,Cat6,UTP,Cbl,BL,10ft,PK25 | Category 6, UTP patch cord with TX6™ PLUS Modular Plugs on each end. Black, 10 ft, 25pc. | PC | 1 | 25 | 25 | 1 | 18.62
07498316893 | UTPSP10BUY | Copper Patch Cord, Cat 6, Blue UTP Cable | The TX6™ PLUS Cat 6 UTP Patch Cord is constructed of 24 AWG, unshielded, twisted pair, stranded, CM cable with enhanced performance modular plugs. The patented tangle free latch prevents snags and provides easy release saving time on frequent moves, adds, | PC | 1 | 10 | 1 | 1 | 18.62
07498328314 | UTPSP10BUY-Q | Cu,PC,Cat6,UTP,Cbl,BU,10ft,PK25 | Category 6, UTP patch cord with TX6™ PLUS Modular Plugs on each end. Blue, 10 ft, 25pc. | PC | 1 | 25 | 25 | 1 | 18.62
07498316894 | UTPSP10GRY | Cu Patch Cord,Cat 6,GR UTP Cable,10ft,EA | The TX6™ PLUS Cat 6 UTP Patch Cord is constructed of 24 AWG, unshielded, twisted pair, stranded, CM cable with enhanced performance modular plugs. The patented tangle free latch prevents snags and provides easy release saving time on frequent moves, adds, | PC | 1 | 10 | 1 | 1 | 18.62
07498328316 | UTPSP10GRY-Q | Cu,PC,Cat6,UTP,Cbl,GR,10ft,PK25 | Category 6, UTP patch cord with TX6™ PLUS Modular Plugs on each end. Green, 10 ft, 25pc. | PC | 1 | 25 | 25 | 1 | 18.62
07498316896 | UTPSP10GYFY | Copper Patch Cord, Category 6, Gray UTP | Copper Patch Cord, Category 6, Gray UTP Cable, Flipped, 10 Feet | PC | 1 | 10 | 1 | 1 | 18.62
07498316895 | UTPSP10GYY | Copper Patch Cord, Category 6, Gray UTP | TX-6 PLUS Category 6 Patch Cord for use with CJ688TP | PC | 1 | 10 | 1 | 1 | 18.62
07498372662 | UTPSP10MBLY | Cu,PC,Cat6,UTP,Cbl,BL,10M,EA | The TX6™ PLUS Cat 6 UTP Patch Cord is constructed of 24 AWG, unshielded, twisted pair, stranded, CM cable with enhanced performance modular plugs. The patented tangle free latch prevents snags and provides easy release saving time on frequent moves, adds, | PC | 1 | 10 | 1 | 1 | 32.58
07498372675 | UTPSP10MBUY | Cu,PC,Cat6,UTP,Cbl,BU,10M,EA | The TX6™ PLUS Cat 6 UTP Patch Cord is constructed of 24 AWG, unshielded, twisted pair, stranded, CM cable with enhanced performance modular plugs. The patented tangle free latch prevents snags and provides easy release saving time on frequent moves, adds, | PC | 1 | 10 | 1 | 1 | 32.58
07498372800 | UTPSP10MGRY | Cu,PC,Cat6,UTP,Cbl,GR,10M,EA | The TX6™ PLUS Cat 6 UTP Patch Cord is constructed of 24 AWG, unshielded, twisted pair, stranded, CM cable with enhanced performance modular plugs. The patented tangle free latch prevents snags and provides easy release saving time on frequent moves, adds, | PC | 1 | 10 | 1 | 1 | 32.58
07498373284 | UTPSP10MGYY | Cu,PC,Cat6,UTP,Cbl,GY,10M,EA | Category 6, UTP patch cord with TX6™ PLUS Modular Plugs on each end. Gray, 10 meters. | PC | 1 | 10 | 1 | 1 | 32.58
07498373124 | UTPSP10MORY | Cu,PC,Cat6,UTP,Cbl,OR,10M,EA | Category 6, UTP patch cord with TX6™ PLUS Modular Plugs on each end. Orange, 10 meters. | PC | 1 | 10 | 1 | 1 | 32.58
07498373104 | UTPSP10MRDY | Cu,PC,Cat6,UTP,Cbl,RD,10M,EA | The TX6™ PLUS Cat 6 UTP Patch Cord is constructed of 24 AWG, unshielded, twisted pair, stranded, CM cable with enhanced performance modular plugs. The patented tangle free latch prevents snags and provides easy release saving time on frequent moves, adds, | PC | 1 | 10 | 1 | 1 | 32.58
07498373148 | UTPSP10MVLY | Cu,PC,Cat6,UTP,Cbl,VL,10M,EA | Category 6, UTP patch cord with TX6™ PLUS Modular Plugs on each end. Violet, 10 meters. | PC | 1 | 10 | 1 | 1 | 32.58
07498372612 | UTPSP10MY | Cu,PC,Cat6,UTP,Cbl,IW,10M,EA | The TX6™ PLUS Cat 6 UTP Patch Cord is constructed of 24 AWG, unshielded, twisted pair, stranded, CM cable with enhanced performance modular plugs. The patented tangle free latch prevents snags and provides easy release saving time on frequent moves, adds, | PC | 1 | 10 | 1 | 1 | 32.58
07498373085 | UTPSP10MYLY | Cu,PC,Cat6,UTP,Cbl,YL,10M,EA | The TX6™ PLUS Cat 6 UTP Patch Cord is constructed of 24 AWG, unshielded, twisted pair, stranded, CM cable with enhanced performance modular plugs. The patented tangle free latch prevents snags and provides easy release saving time on frequent moves, adds, | PC | 1 | 10 | 1 | 1 | 32.58
07498316897 | UTPSP10ORY | Cu,PC,Cat6,UTP,Cbl,OR,10ft,EA | Category 6, UTP patch cord with TX6™ PLUS Modular Plugs on each end. Orange, 10 ft. | PC | 1 | 10 | 1 | 1 | 18.62
07498316899 | UTPSP10RDFY | Copper Patch Cord, Category 6, Red UTP C | Category 6, UTP patch cord with TX6™ PLUS Modular Plugs on each end. | PC | 1 | 10 | 1 | 1 | 18.62
07498316898 | UTPSP10RDY | Cu Patch Cord,Cat 6,RD UTP Cable,10ft,EA | The TX6™ PLUS Cat 6 UTP Patch Cord is constructed of 24 AWG, unshielded, twisted pair, stranded, CM cable with enhanced performance modular plugs. The patented tangle free latch prevents snags and provides easy release saving time on frequent moves, adds, | PC | 1 | 10 | 1 | 1 | 18.62
07498328317 | UTPSP10RDY-Q | Cu,PC,Cat6,UTP,Cbl,RD,10ft,PK25 | Category 6, UTP patch cord with TX6™ PLUS Modular Plugs on each end. Red, 10 ft, 25pc. | PC | 1 | 25 | 25 | 1 | 18.62
07498316900 | UTPSP10VLY | Cu,PC,Cat6,UTP,Cbl,VL,10ft,EA | Category 6, UTP patch cord with TX6™ PLUS Modular Plugs on each end. Violet, 10 ft. | PC | 1 | 10 | 1 | 1 | 18.62
07498316891 | UTPSP10Y | Cu PatchCord,Cat6,OffWH UTP Cbl,10ft,EA | The TX6™ PLUS Cat 6 UTP Patch Cord is constructed of 24 AWG, unshielded, twisted pair, stranded, CM cable with enhanced performance modular plugs. The patented tangle free latch prevents snags and provides easy release saving time on frequent moves, adds, | PC | 1 | 10 | 1 | 1 | 18.62
07498312407 | UTPSP10Y-Q | Cu,PC,Cat6,UTP,Cbl,IW,10ft,PK25 | Category 6, UTP patch cord with TX6™ PLUS Modular Plugs on each end. Off White, 10 ft, 25pc. | PC | 1 | 25 | 25 | 1 | 18.62
07498316902 | UTPSP10YLFY | Copper Patch Cord, Category 6, Yellow UT | Copper Patch Cord, Category 6, Yellow UTP Cable, Flipped, 10 Feet | PC | 1 | 10 | 1 | 1 | 18.62
07498316901 | UTPSP10YLY | Cu,PC,Cat6,UTP,Cbl,YL,10ft,EA | The TX6™ PLUS Cat 6 UTP Patch Cord is constructed of 24 AWG, unshielded, twisted pair, stranded, CM cable with enhanced performance modular plugs. The patented tangle free latch prevents snags and provides easy release saving time on frequent moves, adds, | PC | 1 | 10 | 1 | 1 | 18.62
07498328318 | UTPSP10YLY-Q | Cu,PC,Cat6,UTP,Cbl,YL,10ft,PK25 | Category 6, UTP patch cord with TX6™ PLUS Modular Plugs on each end. Yellow, 10 ft, 25pc. | PC | 1 | 25 | 25 | 1 | 18.62
07498366849 | UTPSP110BLY | Copper Patch Cord, Cat 6, Black UTP Cabl | Copper Patch Cord, Cat 6, Black UTP Cable, 110 Feet | PC | 1 | 10 | 1 | 1 | 79.88
07498366580 | UTPSP110BUY | Copper Patch Cord, Cat 6, Blue UTP Cable | Copper Patch Cord, Cat 6, Blue UTP Cable, 110 Feet | PC | 1 | 10 | 1 | 1 | 79.88
07498366851 | UTPSP110GRY | Copper Patch Cord, Cat 6, Gray UTP Cable | Copper Patch Cord, Cat 6, Gray UTP Cable, 110 Feet | PC | 1 | 10 | 1 | 1 | 79.88
07498362048 | UTPSP110GYY | Copper Patch Cord, Cat 6, Gray UTP Cable | Copper Patch Cord, Cat 6, Gray UTP Cable, 110 Feet | PC | 1 | 10 | 1 | 1 | 79.88
07498367400 | UTPSP110ORY | Copper Patch Cord, Cat 6, Orange UTP Cab | Copper Patch Cord, Cat 6, Orange UTP Cable, 110 Feet | PC | 1 | 10 | 1 | 1 | 79.88
07498367401 | UTPSP110RDY | Copper Patch Cord, Cat 6, Red UTP Cable, | Category 6, UTP patch cord with TX6™ PLUS Modular Plugs on each end. | PC | 1 | 10 | 1 | 1 | 79.88
07498367402 | UTPSP110VLY | Copper Patch Cord, Cat 6, Violet UTP Cab | Copper Patch Cord, Cat 6, Violet UTP Cable, 110 Feet | PC | 1 | 10 | 1 | 1 | 79.88
07498366591 | UTPSP110Y | Copper Patch Cord, Cat 6, Off White UTP | Copper Patch Cord, Cat 6, Off White UTP Cable, 110 Feet | PC | 1 | 10 | 1 | 1 | 79.88
07498366850 | UTPSP110YLY | Copper Patch Cord, Cat 6, Yellow UTP Cab | Copper Patch Cord, Cat 6, Yellow UTP Cable, 110 Feet | PC | 1 | 10 | 1 | 1 | 79.88
07498366852 | UTPSP115BLY | Copper Patch Cord, Cat 6, Black UTP Cabl | Copper Patch Cord, Cat 6, Black UTP Cable, 115 Feet | PC | 1 | 10 | 1 | 1 | 82.9
07498366579 | UTPSP115BUY | Copper Patch Cord, Cat 6, Blue UTP Cable | Copper Patch Cord, Cat 6, Blue UTP Cable, 115 Feet | PC | 1 | 10 | 1 | 1 | 82.9
07498366854 | UTPSP115GRY | Copper Patch Cord, Cat 6, Green UTP Cabl | Copper Patch Cord, Cat 6, Green UTP Cable, 115 Feet | PC | 1 | 10 | 1 | 1 | 82.9
07498362049 | UTPSP115GYY | Copper Patch Cord, Cat 6, Gray UTP Cable | Copper Patch Cord, Cat 6, Gray UTP Cable, 115 Feet | PC | 1 | 10 | 1 | 1 | 82.9
07498367403 | UTPSP115ORY | Copper Patch Cord, Cat 6, Orange UTP Cab | Copper Patch Cord, Cat 6, Orange UTP Cable, 115 Feet | PC | 1 | 10 | 1 | 1 | 82.9
07498367404 | UTPSP115RDY | Copper Patch Cord, Cat 6, Red UTP Cable, | Category 6, UTP patch cord with TX6™ PLUS Modular Plugs on each end. | PC | 1 | 10 | 1 | 1 | 82.9
07498367405 | UTPSP115VLY | Copper Patch Cord, Cat 6, Violet UTP Cab | Copper Patch Cord, Cat 6, Violet UTP Cable, 115 Feet | PC | 1 | 10 | 1 | 1 | 82.9
07498366595 | UTPSP115Y | Copper Patch Cord, Cat 6, Off White UTP | Copper Patch Cord, Cat 6, Off White UTP Cable, 115 Feet | PC | 1 | 10 | 1 | 1 | 82.9
07498366853 | UTPSP115YLY | Copper Patch Cord, Cat 6, Yellow UTP Cab | Copper Patch Cord, Cat 6, Yellow UTP Cable, 115 Feet | PC | 1 | 10 | 1 | 1 | 82.9
07498316904 | UTPSP11BLY | Cu,PC,Cat6,UTP,Cbl,BL,11ft,EA | Category 6, UTP patch cord with TX6™ PLUS Modular Plugs on each end. Black, 11 ft. | PC | 1 | 10 | 1 | 1 | 19.2
07498316905 | UTPSP11BUY | Cu,PC,Cat6,UTP,Cbl,BU,11ft,EA | Category 6, UTP patch cord with TX6™ PLUS Modular Plugs on each end. Blue, 11 ft. | PC | 1 | 10 | 1 | 1 | 19.2
07498316906 | UTPSP11GRY | Cu,PC,Cat6,UTP,Cbl,GR,11ft,EA | Category 6, UTP patch cord with TX6™ PLUS Modular Plugs on each end. Green, 11 ft. | PC | 1 | 10 | 1 | 1 | 19.2
07498316907 | UTPSP11GYY | Copper Patch Cord, Category 6, Gray UTP | Copper Patch Cord, Category 6, Gray UTP Cable, 11 Feet | PC | 1 | 10 | 1 | 1 | 19.2
07498335222 | UTPSP11MBLY | Copper Patch Cord, Cat 6, Black UTP Cabl | Copper Patch Cord, Cat 6, Black UTP Cable, 11 Meter | PC | 1 | 10 | 1 | 1 | 34.56
07498335225 | UTPSP11MBUY | Copper Patch Cord, Cat 6, Blue UTP Cable | Copper Patch Cord, Cat 6, Blue UTP Cable, 11m | PC | 1 | 10 | 1 | 1 | 34.56
07498335229 | UTPSP11MGRY | Copper Patch Cord, Cat 6, Green UTP Cabl | Copper Patch Cord, Cat 6, Green UTP Cable, 11m | PC | 1 | 10 | 1 | 1 | 34.56
07498335226 | UTPSP11MGYY | Copper Patch Cord, Cat 6, Gray UTP Cable | Copper Patch Cord, Cat 6, Gray UTP Cable, 11 Meter | PC | 1 | 10 | 1 | 1 | 34.56
07498335230 | UTPSP11MORY | Copper Patch Cord, Cat 6, Orange UTP Cab | Copper Patch Cord, Cat 6, Orange UTP Cable, 11m | PC | 1 | 10 | 1 | 1 | 34.56
07498335235 | UTPSP11MRDY | Copper Patch Cord, Cat 6, Red UTP Cable, | Copper Patch Cord, Cat 6, Red UTP Cable, 11m | PC | 1 | 10 | 1 | 1 | 34.56
07498335238 | UTPSP11MVLY | Copper Patch Cord, Cat 6, Violet UTP Cab | Copper Patch Cord, Cat 6, Violet UTP Cable, 11m | PC | 1 | 10 | 1 | 1 | 34.56
07498335079 | UTPSP11MY | Copper Patch Cord, Cat 6, Off White UTP | Copper Patch Cord, Cat 6, Off White UTP Cable, 11m | PC | 1 | 10 | 1 | 1 | 34.56
07498335237 | UTPSP11MYLY | Copper Patch Cord, Cat 6, Yellow UTP Cab | Copper Patch Cord, Cat 6, Yellow UTP Cable, 11m | PC | 1 | 10 | 1 | 1 | 34.56
07498316908 | UTPSP11ORY | Cu,PC,Cat6,UTP,Cbl,OR,11ft,EA | Category 6, UTP patch cord with TX6™ PLUS Modular Plugs on each end. Orange, 11 ft. | PC | 1 | 10 | 1 | 1 | 19.2
07498316909 | UTPSP11RDY | Cu,PC,Cat6,UTP,Cbl,RD,11ft,EA | Category 6, UTP patch cord with TX6™ PLUS Modular Plugs on each end. Red, 11 ft. | PC | 1 | 10 | 1 | 1 | 19.2
07498316910 | UTPSP11VLY | Cu,PC,Cat6,UTP,Cbl,VL,11ft,EA | Category 6, UTP patch cord with TX6™ PLUS Modular Plugs on each end. Violet, 11 ft. | PC | 1 | 10 | 1 | 1 | 19.2
07498316903 | UTPSP11Y | Cu,PC,Cat6,UTP,Cbl,IW,11ft,EA | Category 6, UTP patch cord with TX6™ PLUS Modular Plugs on each end. Off White, 11 ft. | PC | 1 | 10 | 1 | 1 | 19.2
07498312408 | UTPSP11Y-Q | Copper Patch Cord, Category 6, Off-White | Copper Patch Cord, Category 6, Off-White, UTP Cable, 11 Feet, Package of 25 | PC | 1 | 25 | 25 | 1 | 19.2
07498316911 | UTPSP11YLY | Cu,PC,Cat6,UTP,Cbl,YL,11ft,EA | Category 6, UTP patch cord with TX6™ PLUS Modular Plugs on each end. Yellow, 11 ft. | PC | 1 | 10 | 1 | 1 | 19.2
07498366857 | UTPSP120BLY | Copper Patch Cord, Cat 6, Black UTP Cabl | Copper Patch Cord, Cat 6, Black UTP Cable, 120 Feet | PC | 1 | 10 | 1 | 1 | 85.96
07498366581 | UTPSP120BUY | Copper Patch Cord, Cat 6, Blue UTP Cable | Copper Patch Cord, Cat 6, Blue UTP Cable, 120 Feet | PC | 1 | 10 | 1 | 1 | 85.96
07498366859 | UTPSP120GRY | Copper Patch Cord, Cat 6, Green UTP Cabl | Copper Patch Cord, Cat 6, Green UTP Cable, 120 Feet | PC | 1 | 10 | 1 | 1 | 85.96
07498362060 | UTPSP120GYY | Copper Patch Cord, Cat 6, Gray UTP Cable | Copper Patch Cord, Cat 6, Gray UTP Cable, 120 Feet | PC | 1 | 10 | 1 | 1 | 85.96
07498367406 | UTPSP120ORY | Copper Patch Cord, Cat 6, Orange UTP Cab | Copper Patch Cord, Cat 6, Orange UTP Cable, 120 Feet | PC | 1 | 10 | 1 | 1 | 85.96
07498367408 | UTPSP120RDY | Copper Patch Cord, Cat 6, Red UTP Cable, | Category 6, UTP patch cord with TX6™ PLUS Modular Plugs on each end. | PC | 1 | 10 | 1 | 1 | 85.96
07498367409 | UTPSP120VLY | Copper Patch Cord, Cat 6, Violet UTP Cab | Copper Patch Cord, Cat 6, Violet UTP Cable, 120 Feet | PC | 1 | 10 | 1 | 1 | 85.96
07498366592 | UTPSP120Y | Copper Patch Cord, Cat 6, Off White UTP | Copper Patch Cord, Cat 6, Off White UTP Cable, 120 Feet | PC | 1 | 10 | 1 | 1 | 85.96
07498366858 | UTPSP120YLY | Copper Patch Cord, Cat 6, Yellow UTP Cab | Copper Patch Cord, Cat 6, Yellow UTP Cable, 120 Feet | PC | 1 | 10 | 1 | 1 | 85.96
07498366860 | UTPSP125BLY | Copper Patch Cord, Cat 6, Black UTP Cabl | Copper Patch Cord, Cat 6, Black UTP Cable, 125 Feet | PC | 1 | 10 | 1 | 1 | 89.04
07498366582 | UTPSP125BUY | Copper Patch Cord, Cat 6, Blue UTP Cable | Copper Patch Cord, Cat 6, Blue UTP Cable, 125 Feet | PC | 1 | 10 | 1 | 1 | 89.04
07498366869 | UTPSP125GRY | Copper Patch Cord, Cat 6, Green UTP Cabl | Copper Patch Cord, Cat 6, Green UTP Cable, 125 Feet | PC | 1 | 10 | 1 | 1 | 89.04
07498362068 | UTPSP125GYY | Copper Patch Cord, Cat 6, Gray UTP Cable | Copper Patch Cord, Cat 6, Gray UTP Cable, 125 Feet | PC | 1 | 10 | 1 | 1 | 89.04
07498367416 | UTPSP125ORY | Copper Patch Cord, Cat 6, Orange UTP Cab | Copper Patch Cord, Cat 6, Orange UTP Cable, 125 Feet | PC | 1 | 10 | 1 | 1 | 89.04
07498367417 | UTPSP125RDY | Copper Patch Cord, Cat 6, Red LSZH UTP C | Category 6, UTP patch cord with TX6™ PLUS Modular Plugs on each end. | PC | 1 | 10 | 1 | 1 | 89.04
07498367414 | UTPSP125VLY | Copper Patch Cord, Cat 6, Violet UTP Cab | Copper Patch Cord, Cat 6, Violet UTP Cable, 125 Feet | PC | 1 | 10 | 1 | 1 | 89.04
07498366596 | UTPSP125Y | Copper Patch Cord, Cat 6, Off White UTP | Copper Patch Cord, Cat 6, Off White UTP Cable, 125 Feet | PC | 1 | 10 | 1 | 1 | 89.04
07498366861 | UTPSP125YLY | Copper Patch Cord, Cat 6, Yellow UTP Cab | Copper Patch Cord, Cat 6, Yellow UTP Cable, 125 Feet | PC | 1 | 10 | 1 | 1 | 89.04
07498316913 | UTPSP12BLY | Cu,PC,Cat6,UTP,Cbl,BL,12ft,EA | Category 6, UTP patch cord with TX6™ PLUS Modular Plugs on each end. Black, 12 ft. | PC | 1 | 10 | 1 | 1 | 19.8
07498316914 | UTPSP12BUY | Cu,PC,Cat6,UTP,Cbl,BU,12ft,EA | Category 6, UTP patch cord with TX6™ PLUS Modular Plugs on each end. Blue, 12 ft. | PC | 1 | 10 | 1 | 1 | 19.8
07498316915 | UTPSP12GRY | Cu,PC,Cat6,UTP,Cbl,GR,12ft,EA | Category 6, UTP patch cord with TX6™ PLUS Modular Plugs on each end. Green, 12 ft. | PC | 1 | 10 | 1 | 1 | 19.8
07498316916 | UTPSP12GYY | Copper Patch Cord, Category 6, Gray UTP | Copper Patch Cord, Category 6, Gray UTP Cable, 12 Feet | PC | 1 | 10 | 1 | 1 | 19.8
07498335241 | UTPSP12MBLY | Copper Patch Cord, Cat 6, Black UTP Cabl | Copper Patch Cord, Cat 6, Black UTP Cable, 12 Meter | PC | 1 | 10 | 1 | 1 | 36.6
07498335242 | UTPSP12MBUY | Copper Patch Cord, Cat 6, Blue UTP Cable | Copper Patch Cord, Cat 6, Blue UTP Cable, 12 Meter | PC | 1 | 10 | 1 | 1 | 36.6
07498335246 | UTPSP12MGRY | Copper Patch Cord, Cat 6, Green UTP Cabl | Copper Patch Cord, Cat 6, Green UTP Cable, 12m | PC | 1 | 10 | 1 | 1 | 36.6
07498335245 | UTPSP12MGYY | Copper Patch Cord, Cat 6, Gray UTP Cable | Copper Patch Cord, Cat 6, Gray UTP Cable, 12m | PC | 1 | 10 | 1 | 1 | 36.6
07498335247 | UTPSP12MORY | Copper Patch Cord, Cat 6, Orange UTP Cab | Copper Patch Cord, Cat 6, Orange UTP Cable, 12 Meter | PC | 1 | 10 | 1 | 1 | 36.6
07498335248 | UTPSP12MRDY | Copper Patch Cord, Cat 6, Red UTP Cable, | Copper Patch Cord, Cat 6, Red UTP Cable, 12 Meter | PC | 1 | 10 | 1 | 1 | 36.6
07498335251 | UTPSP12MVLY | Copper Patch Cord, Cat 6, Violet UTP Cab | Copper Patch Cord, Cat 6, Violet UTP Cable, 12m | PC | 1 | 10 | 1 | 1 | 36.6
07498335153 | UTPSP12MY | Copper Patch Cord, Cat 6, Off White UTP | Copper Patch Cord, Cat 6, Off White UTP Cable, 12m | PC | 1 | 10 | 1 | 1 | 36.6
07498335250 | UTPSP12MYLY | Copper Patch Cord, Cat 6, Yellow UTP Cab | Copper Patch Cord, Cat 6, Yellow UTP Cable, 12m | PC | 1 | 10 | 1 | 1 | 36.6
07498316917 | UTPSP12ORY | Cu,PC,Cat6,UTP,Cbl,OR,12ft,EA | Category 6, UTP patch cord with TX6™ PLUS Modular Plugs on each end. Orange, 12 ft. | PC | 1 | 10 | 1 | 1 | 19.8
07498316918 | UTPSP12RDY | Cu,PC,Cat6,UTP,Cbl,RD,12ft,EA | Category 6, UTP patch cord with TX6™ PLUS Modular Plugs on each end. Red, 12 ft. | PC | 1 | 10 | 1 | 1 | 19.8
07498316919 | UTPSP12VLY | Cu,PC,Cat6,UTP,Cbl,VL,12ft,EA | Category 6, UTP patch cord with TX6™ PLUS Modular Plugs on each end. Violet, 12 ft. | PC | 1 | 10 | 1 | 1 | 19.8
07498316912 | UTPSP12Y | Cu,PC,Cat6,UTP,Cbl,IW,12ft,EA | Category 6, UTP patch cord with TX6™ PLUS Modular Plugs on each end. Off White, 12 ft. | PC | 1 | 10 | 1 | 1 | 19.8
07498312410 | UTPSP12Y-Q | Copper Patch Cord, Category 6, Off-White | Copper Patch Cord, Category 6, Off-White, UTP Cable, 12 Feet, Package of 25 | PC | 1 | 25 | 25 | 1 | 19.8
07498316920 | UTPSP12YLY | Cu,PC,Cat6,UTP,Cbl,YL,12ft,EA | Category 6, UTP patch cord with TX6™ PLUS Modular Plugs on each end. Yellow, 12 ft. | PC | 1 | 10 | 1 | 1 | 19.8
07498366870 | UTPSP130BLY | Copper Patch Cord, Cat 6, Black UTP Cabl | Copper Patch Cord, Cat 6, Black UTP Cable, 130 Feet | PC | 1 | 10 | 1 | 1 | 92.12
07498366584 | UTPSP130BUY | Copper Patch Cord, Cat 6, Blue UTP Cable | Copper Patch Cord, Cat 6, Blue UTP Cable, 130 Feet | PC | 1 | 10 | 1 | 1 | 92.12
07498366874 | UTPSP130GRY | Copper Patch Cord, Cat 6, Green UTP Cabl | Copper Patch Cord, Cat 6, Green UTP Cable, 130 Feet | PC | 1 | 10 | 1 | 1 | 92.12
07498362070 | UTPSP130GYY | Copper Patch Cord, Cat 6, Gray UTP Cable | Copper Patch Cord, Cat 6, Gray UTP Cable, 130 Feet | PC | 1 | 10 | 1 | 1 | 92.12
07498367420 | UTPSP130ORY | Copper Patch Cord, Cat 6, Orange UTP Cab | Copper Patch Cord, Cat 6, Orange UTP Cable, 130 Feet | PC | 1 | 10 | 1 | 1 | 92.12
07498367421 | UTPSP130RDY | Copper Patch Cord, Cat 6, Red UTP Cable, | Category 6, UTP patch cord with TX6™ PLUS Modular Plugs on each end. | PC | 1 | 10 | 1 | 1 | 92.12
07498367425 | UTPSP130VLY | Copper Patch Cord, Cat 6, Violet UTP Cab | Copper Patch Cord, Cat 6, Violet UTP Cable, 130 Feet | PC | 1 | 10 | 1 | 1 | 92.12
07498366601 | UTPSP130Y | Copper Patch Cord, Cat 6, Off White UTP | Copper Patch Cord, Cat 6, Off White UTP Cable, 130 Feet | PC | 1 | 10 | 1 | 1 | 92.12
07498366871 | UTPSP130YLY | Copper Patch Cord, Cat 6, Yellow UTP Cab | Copper Patch Cord, Cat 6, Yellow UTP Cable, 130 Feet | PC | 1 | 10 | 1 | 1 | 92.12
07498366875 | UTPSP135BLY | Copper Patch Cord, Cat 6, Black UTP Cabl | Copper Patch Cord, Cat 6, Black UTP Cable, 135 Feet | PC | 1 | 10 | 1 | 1 | 88.94
07498366583 | UTPSP135BUY | Copper Patch Cord, Cat 6, Blue UTP Cable | Copper Patch Cord, Cat 6, Blue UTP Cable, 135 Feet | PC | 1 | 10 | 1 | 1 | 88.94
07498366877 | UTPSP135GRY | Copper Patch Cord, Cat 6, Green UTP Cabl | Copper Patch Cord, Cat 6, Green UTP Cable, 135 Feet | PC | 1 | 10 | 1 | 1 | 88.94
07498362078 | UTPSP135GYY | Copper Patch Cord, Cat 6, Gray UTP Cable | Copper Patch Cord, Cat 6, Gray UTP Cable, 135 Feet | PC | 1 | 10 | 1 | 1 | 88.94
07498367426 | UTPSP135ORY | Copper Patch Cord, Cat 6, Orange UTP Cab | Copper Patch Cord, Cat 6, Orange UTP Cable, 135 Feet | PC | 1 | 10 | 1 | 1 | 88.94
07498367427 | UTPSP135RDY | Copper Patch Cord, Cat 6, Orange UTP Cab | Category 6, UTP patch cord with TX6™ PLUS Modular Plugs on each end. | PC | 1 | 10 | 1 | 1 | 88.94
07498367428 | UTPSP135VLY | Copper Patch Cord, Cat 6, Violet UTP Cab | Copper Patch Cord, Cat 6, Violet UTP Cable, 135 Feet | PC | 1 | 10 | 1 | 1 | 88.94
07498366600 | UTPSP135Y | Copper Patch Cord, Cat 6, Off White UTP | Copper Patch Cord, Cat 6, Off White UTP Cable, 135 Feet | PC | 1 | 10 | 1 | 1 | 88.94
07498366876 | UTPSP135YLY | Copper Patch Cord, Cat 6, Yellow UTP Cab | Copper Patch Cord, Cat 6, Yellow UTP Cable, 135 Feet | PC | 1 | 10 | 1 | 1 | 88.94
07498316922 | UTPSP13BLY | Cu,PC,Cat6,UTP,Cbl,BL,13ft,EA | Category 6, UTP patch cord with TX6™ PLUS Modular Plugs on each end. Black, 13 ft. | PC | 1 | 10 | 1 | 1 | 20.44
07498316923 | UTPSP13BUY | Cu,PC,Cat6,UTP,Cbl,BU,13ft,EA | Category 6, UTP patch cord with TX6™ PLUS Modular Plugs on each end. Blue, 13 ft. | PC | 1 | 10 | 1 | 1 | 20.44
07498316924 | UTPSP13GRY | Cu,PC,Cat6,UTP,Cbl,GR,13ft,EA | Category 6, UTP patch cord with TX6™ PLUS Modular Plugs on each end. Green, 13 ft. | PC | 1 | 10 | 1 | 1 | 20.44
07498316925 | UTPSP13GYY | Copper Patch Cord, Category 6, Gray UTP | Copper Patch Cord, Category 6, Gray UTP Cable, 13 Feet | PC | 1 | 10 | 1 | 1 | 20.44
07498335253 | UTPSP13MBLY | Copper Patch Cord, Cat 6, Black UTP Cabl | Copper Patch Cord, Cat 6, Black UTP Cable, 13 Meter | PC | 1 | 10 | 1 | 1 | 38.64
07498335254 | UTPSP13MBUY | Copper Patch Cord, Cat 6, Blue UTP Cable | Copper Patch Cord, Cat 6, Blue UTP Cable, 13 Meter | PC | 1 | 10 | 1 | 1 | 38.64
07498335258 | UTPSP13MGRY | Copper Patch Cord, Cat 6, Green UTP Cabl | Copper Patch Cord, Cat 6, Green UTP Cable, 13m | PC | 1 | 10 | 1 | 1 | 38.64
07498335257 | UTPSP13MGYY | Copper Patch Cord, Cat 6, Gray UTP Cable | Copper Patch Cord, Cat 6, Gray UTP Cable, 13 Meter | PC | 1 | 10 | 1 | 1 | 38.64
07498335261 | UTPSP13MORY | Copper Patch Cord, Cat 6, Orange UTP Cab | Copper Patch Cord, Cat 6, Orange UTP Cable, 13m | PC | 1 | 10 | 1 | 1 | 38.64
07498335262 | UTPSP13MRDY | Copper Patch Cord, Cat 6, Red UTP Cable, | Copper Patch Cord, Cat 6, Red UTP Cable, 13m | PC | 1 | 10 | 1 | 1 | 38.64
07498335266 | UTPSP13MVLY | Copper Patch Cord, Cat 6, Violet UTP Cab | Copper Patch Cord, Cat 6, Violet UTP Cable, 13m | PC | 1 | 10 | 1 | 1 | 38.64
07498335154 | UTPSP13MY | Copper Patch Cord, Cat 6, Off White UTP | Copper Patch Cord, Cat 6, Off White UTP Cable, 13 Meter | PC | 1 | 10 | 1 | 1 | 38.64
07498335265 | UTPSP13MYLY | Copper Patch Cord, Cat 6, Yellow UTP Cab | Copper Patch Cord, Cat 6, Yellow UTP Cable, 13 Meter | PC | 1 | 10 | 1 | 1 | 38.64
07498316926 | UTPSP13ORY | Cu,PC,Cat6,UTP,Cbl,OR,13ft,EA | Category 6, UTP patch cord with TX6™ PLUS Modular Plugs on each end. Orange, 13 ft. | PC | 1 | 10 | 1 | 1 | 20.44
07498316927 | UTPSP13RDY | Cu,PC,Cat6,UTP,Cbl,RD,13ft,EA | Category 6, UTP patch cord with TX6™ PLUS Modular Plugs on each end. Red, 13 ft. | PC | 1 | 10 | 1 | 1 | 20.44
07498316928 | UTPSP13VLY | Cu,PC,Cat6,UTP,Cbl,VL,13ft,EA | Category 6, UTP patch cord with TX6™ PLUS Modular Plugs on each end. Violet, 13 ft. | PC | 1 | 10 | 1 | 1 | 20.44
07498316921 | UTPSP13Y | Cu,PC,Cat6,UTP,Cbl,IW,13ft,EA | Category 6, UTP patch cord with TX6™ PLUS Modular Plugs on each end. Off White, 13 ft. | PC | 1 | 10 | 1 | 1 | 20.44
07498312411 | UTPSP13Y-Q | Copper Patch Cord, Category 6, Off-White | Copper Patch Cord, Category 6, Off-White, UTP Cable, 13 Feet, Package of 25 | PC | 1 | 25 | 25 | 1 | 20.44
07498316929 | UTPSP13YLY | Cu,PC,Cat6,UTP,Cbl,YL,13ft,EA | Category 6, UTP patch cord with TX6™ PLUS Modular Plugs on each end. Yellow, 13 ft. | PC | 1 | 10 | 1 | 1 | 20.44
07498366878 | UTPSP140BLY | Copper Patch Cord, Cat 6, Black UTP Cabl | Copper Patch Cord, Cat 6, Black UTP Cable, 140 Feet | PC | 1 | 5 | 1 | 1 | 91.74
07498366602 | UTPSP140BUY | Copper Patch Cord, Cat 6, Blue UTP Cable | Copper Patch Cord, Cat 6, Blue UTP Cable, 140 Feet | PC | 1 | 5 | 1 | 1 | 91.74
07498366880 | UTPSP140GRY | Copper Patch Cord, Cat 6, Green UTP Cabl | Copper Patch Cord, Cat 6, Green UTP Cable, 140 Feet | PC | 1 | 5 | 1 | 1 | 91.74
07498362098 | UTPSP140GYY | Copper Patch Cord, Cat 6, Gray UTP Cable | Copper Patch Cord, Cat 6, Gray UTP Cable, 140 Feet | PC | 1 | 5 | 1 | 1 | 91.74
07498367429 | UTPSP140ORY | Copper Patch Cord, Cat 6, Orange UTP Cab | Copper Patch Cord, Cat 6, Orange UTP Cable, 140 Feet | PC | 1 | 5 | 1 | 1 | 91.74
07498367430 | UTPSP140RDY | Copper Patch Cord, Cat 6, Red UTP Cable, | Category 6, UTP patch cord with TX6™ PLUS Modular Plugs on each end. | PC | 1 | 5 | 1 | 1 | 91.74
07498367431 | UTPSP140VLY | Copper Patch Cord, Cat 6, Violet UTP Cab | Copper Patch Cord, Cat 6, Violet UTP Cable, 140 Feet | PC | 1 | 5 | 1 | 1 | 91.74
07498366605 | UTPSP140Y | Copper Patch Cord, Cat 6, Off White UTP | Copper Patch Cord, Cat 6, Off White UTP Cable, 140 Feet | PC | 1 | 5 | 1 | 1 | 91.74
07498366879 | UTPSP140YLY | Copper Patch Cord, Cat 6, Yellow UTP Cab | Copper Patch Cord, Cat 6, Yellow UTP Cable, 140 Feet | PC | 1 | 5 | 1 | 1 | 91.74
07498366881 | UTPSP145BLY | Copper Patch Cord, Cat 6, Black UTP Cabl | Copper Patch Cord, Cat 6, Black UTP Cable, 145 Feet | PC | 1 | 5 | 1 | 1 | 94.56
07498366603 | UTPSP145BUY | Copper Patch Cord, Cat 6, Blue UTP Cable | Copper Patch Cord, Cat 6, Blue UTP Cable, 145 Feet | PC | 1 | 5 | 1 | 1 | 94.56
07498366883 | UTPSP145GRY | Copper Patch Cord, Cat 6, Green UTP Cabl | Copper Patch Cord, Cat 6, Green UTP Cable, 145 Feet | PC | 1 | 5 | 1 | 1 | 94.56
07498362117 | UTPSP145GYY | Copper Patch Cord, Cat 6, Gray UTP Cable | Copper Patch Cord, Cat 6, Gray UTP Cable, 145 Feet | PC | 1 | 5 | 1 | 1 | 94.56
07498367432 | UTPSP145ORY | Copper Patch Cord, Cat 6, Orange UTP Cab | Copper Patch Cord, Cat 6, Orange UTP Cable, 145 Feet | PC | 1 | 5 | 1 | 1 | 94.56
07498367433 | UTPSP145RDY | Copper Patch Cord, Cat 6, Red UTP Cable, | Category 6, UTP patch cord with TX6™ PLUS Modular Plugs on each end. | PC | 1 | 5 | 1 | 1 | 94.56
07498367434 | UTPSP145VLY | Copper Patch Cord, Cat 6, Violet UTP Cab | Copper Patch Cord, Cat 6, Violet UTP Cable, 145 Feet | PC | 1 | 5 | 1 | 1 | 94.56
07498366606 | UTPSP145Y | Copper Patch Cord, Cat 6, Off White UTP | Copper Patch Cord, Cat 6, Off White UTP Cable, 145 Feet | PC | 1 | 5 | 1 | 1 | 94.56
07498366882 | UTPSP145YLY | Copper Patch Cord, Cat 6, Yellow UTP Cab | Copper Patch Cord, Cat 6, Yellow UTP Cable, 145 Feet | PC | 1 | 5 | 1 | 1 | 94.56
07498316931 | UTPSP14BLY | Cu,PC,Cat6,UTP,Cbl,BL,14ft,EA | Category 6, UTP patch cord with TX6™ PLUS Modular Plugs on each end. Black, 14 ft. | PC | 1 | 10 | 1 | 1 | 21.04
07498328321 | UTPSP14BLY-Q | Cu,PC,Cat6,UTP,Cbl,BL,14ft,PK25 | Category 6, UTP patch cord with TX6™ PLUS Modular Plugs on each end. Black, 14 ft, 25pc. | PC | 1 | 25 | 25 | 1 | 21.04
07498316932 | UTPSP14BUY | Cu Patch Cord,Cat 6,BU UTP Cable,14ft,EA | Category 6, UTP patch cord with TX6™ PLUS Modular Plugs on each end. Blue, 14 ft. | PC | 1 | 10 | 1 | 1 | 21.04
07498328320 | UTPSP14BUY-Q | Cu,PC,Cat6,UTP,Cbl,BU,14ft,PK25 | Category 6, UTP patch cord with TX6™ PLUS Modular Plugs on each end. Blue, 14 ft, 25pc. | PC | 1 | 25 | 25 | 1 | 21.04
07498316933 | UTPSP14GRY | Cu Patch Cord,Cat 6,GR UTP Cable,14ft,EA | Category 6, UTP patch cord with TX6™ PLUS Modular Plugs on each end. Green, 14 ft. | PC | 1 | 10 | 1 | 1 | 21.04
07498328322 | UTPSP14GRY-Q | Cu,PC,Cat6,UTP,Cbl,GR,14ft,PK25 | Category 6, UTP patch cord with TX6™ PLUS Modular Plugs on each end. Green, 14 ft, 25pc. | PC | 1 | 25 | 25 | 1 | 21.04
07498316934 | UTPSP14GYY | Copper Patch Cord, Category 6, Gray UTP | TX-6 PLUS Category 6 Patch Cord for use with CJ688TP | PC | 1 | 10 | 1 | 1 | 21.04
07498335269 | UTPSP14MBLY | Copper Patch Cord, Cat 6, Black UTP Cabl | Copper Patch Cord, Cat 6, Black UTP Cable, 14m | PC | 1 | 10 | 1 | 1 | 40.64
07498335270 | UTPSP14MBUY | Copper Patch Cord, Cat 6, Blue UTP Cable | Copper Patch Cord, Cat 6, Blue UTP Cable, 14 Meter | PC | 1 | 10 | 1 | 1 | 40.64
07498335274 | UTPSP14MGRY | Copper Patch Cord, Cat 6, Green UTP Cabl | Copper Patch Cord, Cat 6, Green UTP Cable, 14m | PC | 1 | 10 | 1 | 1 | 40.64
07498335273 | UTPSP14MGYY | Copper Patch Cord, Cat 6, Gray UTP Cable | Copper Patch Cord, Cat 6, Gray UTP Cable, 14 Meter | PC | 1 | 10 | 1 | 1 | 40.64
07498335276 | UTPSP14MORY | Copper Patch Cord, Cat 6, Orange UTP Cab | Copper Patch Cord, Cat 6, Orange UTP Cable, 14m | PC | 1 | 10 | 1 | 1 | 40.64
07498335277 | UTPSP14MRDY | Copper Patch Cord, Cat 6, Red UTP Cable, | Copper Patch Cord, Cat 6, Red UTP Cable, 14m | PC | 1 | 10 | 1 | 1 | 40.64
07498335279 | UTPSP14MVLY | Copper Patch Cord, Cat 6, Violet UTP Cab | Copper Patch Cord, Cat 6, Violet UTP Cable, 14m | PC | 1 | 10 | 1 | 1 | 40.64
07498335155 | UTPSP14MY | Copper Patch Cord, Cat 6, Off White UTP | Copper Patch Cord, Cat 6, Off White UTP Cable, 14m | PC | 1 | 10 | 1 | 1 | 40.64
07498335278 | UTPSP14MYLY | Copper Patch Cord, Cat 6, Yellow UTP Cab | Copper Patch Cord, Cat 6, Yellow UTP Cable, 14m | PC | 1 | 10 | 1 | 1 | 40.64
07498316935 | UTPSP14ORY | Cu,PC,Cat6,UTP,Cbl,OR,14ft,EA | Category 6, UTP patch cord with TX6™ PLUS Modular Plugs on each end. Orange, 14 ft. | PC | 1 | 10 | 1 | 1 | 21.04
07498316936 | UTPSP14RDY | Cu Patch Cord,Cat 6,RD UTP Cable,14ft,EA | Category 6, UTP patch cord with TX6™ PLUS Modular Plugs on each end. Red, 14 ft. | PC | 1 | 10 | 1 | 1 | 21.04
07498328325 | UTPSP14RDY-Q | Cu,PC,Cat6,UTP,Cbl,RD,14ft,PK25 | Category 6, UTP patch cord with TX6™ PLUS Modular Plugs on each end. Red, 14 ft, 25pc. | PC | 1 | 25 | 25 | 1 | 21.04
07498316937 | UTPSP14VLY | Cu,PC,Cat6,UTP,Cbl,VL,14ft,EA | Category 6, UTP patch cord with TX6™ PLUS Modular Plugs on each end. Violet, 14 ft. | PC | 1 | 10 | 1 | 1 | 21.04
07498316930 | UTPSP14Y | Cu PatchCord,Cat6,OffWH UTP Cbl,14ft,EA | Category 6, UTP patch cord with TX6™ PLUS Modular Plugs on each end. Off White, 14 ft. | PC | 1 | 10 | 1 | 1 | 21.04
07498312412 | UTPSP14Y-Q | Cu,PC,Cat6,UTP,Cbl,IW,14ft,PK25 | Category 6, UTP patch cord with TX6™ PLUS Modular Plugs on each end. Off White, 14 ft, 25pc. | PC | 1 | 25 | 25 | 1 | 21.04
07498316938 | UTPSP14YLY | Cu,PC,Cat6,UTP,Cbl,YL,14ft,EA | Category 6, UTP patch cord with TX6™ PLUS Modular Plugs on each end. Yellow, 14 ft. | PC | 1 | 10 | 1 | 1 | 21.04
07498328326 | UTPSP14YLY-Q | Cu,PC,Cat6,UTP,Cbl,YL,14ft,PK25 | Category 6, UTP patch cord with TX6™ PLUS Modular Plugs on each end. Yellow, 14 ft, 25pc. | PC | 1 | 25 | 25 | 1 | 21.04
07498366887 | UTPSP150BLY | Copper Patch Cord, Cat 6, Black UTP Cabl | Copper Patch Cord, Cat 6, Black UTP Cable, 150 Feet | PC | 1 | 5 | 1 | 1 | 97.34
07498366604 | UTPSP150BUY | Copper Patch Cord, Cat 6, Blue UTP Cable | Copper Patch Cord, Cat 6, Blue UTP Cable, 150 Feet | PC | 1 | 5 | 1 | 1 | 97.34
07498366889 | UTPSP150GRY | Copper Patch Cord, Cat 6, Green UTP Cabl | Copper Patch Cord, Cat 6, Green UTP Cable, 150 Feet | PC | 1 | 5 | 1 | 1 | 97.34
07498362129 | UTPSP150GYY | Copper Patch Cord, Cat 6, Gray UTP Cable | Copper Patch Cord, Cat 6, Gray UTP Cable, 150 Feet | PC | 1 | 5 | 1 | 1 | 97.34
07498367435 | UTPSP150ORY | Copper Patch Cord, Cat 6, Orange UTP Cab | Copper Patch Cord, Cat 6, Orange UTP Cable, 150 Feet | PC | 1 | 5 | 1 | 1 | 97.34
07498367436 | UTPSP150RDY | Copper Patch Cord, Cat 6, Red UTP Cable, | Category 6, UTP patch cord with TX6™ PLUS Modular Plugs on each end. | PC | 1 | 5 | 1 | 1 | 97.34
07498367451 | UTPSP150VLY | Copper Patch Cord, Cat 6, Violet UTP Cab | Copper Patch Cord, Cat 6, Violet UTP Cable, 150 Feet | PC | 1 | 5 | 1 | 1 | 97.34
07498366607 | UTPSP150Y | Copper Patch Cord, Cat 6, Off White UTP | Copper Patch Cord, Cat 6, Off White UTP Cable, 150 Feet | PC | 1 | 5 | 1 | 1 | 97.34
07498366888 | UTPSP150YLY | Copper Patch Cord, Cat 6, Yellow UTP Cab | Copper Patch Cord, Cat 6, Yellow UTP Cable, 150 Feet | PC | 1 | 5 | 1 | 1 | 97.34
07498366884 | UTPSP155BLY | Copper Patch Cord, Cat 6, Black UTP Cabl | Copper Patch Cord, Cat 6, Black UTP Cable, 155 Feet | PC | 1 | 5 | 1 | 1 | 100.16
07498366608 | UTPSP155BUY | Copper Patch Cord, Cat 6, Blue UTP Cable | Copper Patch Cord, Cat 6, Blue UTP Cable, 155 Feet | PC | 1 | 5 | 1 | 1 | 100.16
07498366886 | UTPSP155GRY | Copper Patch Cord, Cat 6, Green UTP Cabl | Copper Patch Cord, Cat 6, Green UTP Cable, 155 Feet | PC | 1 | 5 | 1 | 1 | 100.16
07498362138 | UTPSP155GYY | Copper Patch Cord, Cat 6, Gray UTP Cable | Copper Patch Cord, Cat 6, Gray UTP Cable, 155 Feet | PC | 1 | 5 | 1 | 1 | 100.16
07498367452 | UTPSP155ORY | Copper Patch Cord, Cat 6, Orange UTP Cab | Copper Patch Cord, Cat 6, Orange UTP Cable, 155 Feet | PC | 1 | 5 | 1 | 1 | 100.16
07498367453 | UTPSP155RDY | Copper Patch Cord, Cat 6, Red UTP Cable, | Category 6, UTP patch cord with TX6™ PLUS Modular Plugs on each end. | PC | 1 | 5 | 1 | 1 | 100.16
07498367454 | UTPSP155VLY | Copper Patch Cord, Cat 6, Violet UTP Cab | Copper Patch Cord, Cat 6, Violet UTP Cable, 155 Feet | PC | 1 | 5 | 1 | 1 | 100.16
07498366626 | UTPSP155Y | Copper Patch Cord, Cat 6, Off White UTP | Copper Patch Cord, Cat 6, Off White UTP Cable, 155 Feet | PC | 1 | 5 | 1 | 1 | 100.16
07498366885 | UTPSP155YLY | Copper Patch Cord, Cat 6, Yellow UTP Cab | Copper Patch Cord, Cat 6, Yellow UTP Cable, 155 Feet | PC | 1 | 5 | 1 | 1 | 100.16
07498316940 | UTPSP15BLY | Cu,PC,Cat6,UTP,Cbl,BL,15ft,EA | The TX6™ PLUS Cat 6 UTP Patch Cord is constructed of 24 AWG, unshielded, twisted pair, stranded, CM cable with enhanced performance modular plugs. The patented tangle free latch prevents snags and provides easy release saving time on frequent moves, adds, | PC | 1 | 10 | 1 | 1 | 21.66
07498316941 | UTPSP15BUY | Cu,PC,Cat6,UTP,Cbl,BU,15ft,EA | The TX6™ PLUS Cat 6 UTP Patch Cord is constructed of 24 AWG, unshielded, twisted pair, stranded, CM cable with enhanced performance modular plugs. The patented tangle free latch prevents snags and provides easy release saving time on frequent moves, adds, | PC | 1 | 10 | 1 | 1 | 21.66
07498316942 | UTPSP15GRY | Cu,PC,Cat6,UTP,Cbl,GR,15ft,EA | The TX6™ PLUS Cat 6 UTP Patch Cord is constructed of 24 AWG, unshielded, twisted pair, stranded, CM cable with enhanced performance modular plugs. The patented tangle free latch prevents snags and provides easy release saving time on frequent moves, adds, | PC | 1 | 10 | 1 | 1 | 21.66
07498316944 | UTPSP15GYFY | Copper Patch Cord, Category 6, Gray UTP | Copper Patch Cord, Category 6, Gray UTP Cable, Flipped, 15 Feet | PC | 1 | 10 | 1 | 1 | 21.66
07498316943 | UTPSP15GYY | Copper Patch Cord, Category 6, Gray UTP | Copper Patch Cord, Category 6, Gray UTP Cable, 15 Feet | PC | 1 | 10 | 1 | 1 | 21.66
07498372663 | UTPSP15MBLY | Cu,PC,Cat6,UTP,Cbl,BL,15M,EA | Category 6, UTP patch cord with TX6™ PLUS Modular Plugs on each end. Black, 15 meters. | PC | 1 | 10 | 1 | 1 | 42.62
07498372676 | UTPSP15MBUY | Cu,PC,Cat6,UTP,Cbl,BU,15M,EA | Category 6, UTP patch cord with TX6™ PLUS Modular Plugs on each end. Blue, 15 meters. | PC | 1 | 10 | 1 | 1 | 42.62
07498372802 | UTPSP15MGRY | Cu,PC,Cat6,UTP,Cbl,GR,15M,EA | Category 6, UTP patch cord with TX6™ PLUS Modular Plugs on each end. Green, 15 meters. | PC | 1 | 10 | 1 | 1 | 42.62
07498373288 | UTPSP15MGYY | Cu,PC,Cat6,UTP,Cbl,GY,15M,EA | Category 6, UTP patch cord with TX6™ PLUS Modular Plugs on each end. Gray, 15 meters. | PC | 1 | 10 | 1 | 1 | 42.62
07498373125 | UTPSP15MORY | Cu,PC,Cat6,UTP,Cbl,OR,15M,EA | Category 6, UTP patch cord with TX6™ PLUS Modular Plugs on each end. Orange, 15 meters. | PC | 1 | 10 | 1 | 1 | 42.62
07498373106 | UTPSP15MRDY | Cu,PC,Cat6,UTP,Cbl,RD,15M,EA | Category 6, UTP patch cord with TX6™ PLUS Modular Plugs on each end. Red, 15 meters. | PC | 1 | 10 | 1 | 1 | 42.62
07498373170 | UTPSP15MVLY | Cu,PC,Cat6,UTP,Cbl,VL,15M,EA | Category 6, UTP patch cord with TX6™ PLUS Modular Plugs on each end. Violet, 15 meters. | PC | 1 | 10 | 1 | 1 | 42.62
07498372613 | UTPSP15MY | Cu,PC,Cat6,UTP,Cbl,IW,15M,EA | Category 6, UTP patch cord with TX6™ PLUS Modular Plugs on each end. Off White, 15 meters. | PC | 1 | 10 | 1 | 1 | 42.62
07498373087 | UTPSP15MYLY | Cu,PC,Cat6,UTP,Cbl,YL,15M,EA | Category 6, UTP patch cord with TX6™ PLUS Modular Plugs on each end. Yellow, 15 meters. | PC | 1 | 10 | 1 | 1 | 42.62
07498316945 | UTPSP15ORY | Cu,PC,Cat6,UTP,Cbl,OR,15ft,EA | Category 6, UTP patch cord with TX6™ PLUS Modular Plugs on each end. Orange, 15 ft. | PC | 1 | 10 | 1 | 1 | 21.66
07498316947 | UTPSP15RDFY | Copper Patch Cord, Category 6, Red UTP C | Category 6, Copper Patch Cord, Red UTP Cable, Flipped, 15 Feet. | PC | 1 | 10 | 1 | 1 | 21.66
07498316946 | UTPSP15RDY | Cu,PC,Cat6,UTP,Cbl,RD,15ft,EA | The TX6™ PLUS Cat 6 UTP Patch Cord is constructed of 24 AWG, unshielded, twisted pair, stranded, CM cable with enhanced performance modular plugs. The patented tangle free latch prevents snags and provides easy release saving time on frequent moves, adds, | PC | 1 | 10 | 1 | 1 | 21.66
07498316948 | UTPSP15VLY | Cu,PC,Cat6,UTP,Cbl,VL,15ft,EA | Category 6, UTP patch cord with TX6™ PLUS Modular Plugs on each end. Violet, 15 ft. | PC | 1 | 10 | 1 | 1 | 21.66
07498316939 | UTPSP15Y | Cu,PC,Cat6,UTP,Cbl,IW,15ft,EA | The TX6™ PLUS Cat 6 UTP Patch Cord is constructed of 24 AWG, unshielded, twisted pair, stranded, CM cable with enhanced performance modular plugs. The patented tangle free latch prevents snags and provides easy release saving time on frequent moves, adds, | PC | 1 | 10 | 1 | 1 | 21.66
07498312413 | UTPSP15Y-Q | Copper Patch Cord, Category 6, Off-White | Copper Patch Cord, Category 6, Off-White, UTP Cable, 15 Feet, Package of 25 | PC | 1 | 25 | 25 | 1 | 21.66
07498316950 | UTPSP15YLFY | Copper Patch Cord, Category 6, Yellow UT | Copper Patch Cord, Category 6, Yellow UTP Cable, Flipped, 15 Feet | PC | 1 | 10 | 1 | 1 | 21.66
07498316949 | UTPSP15YLY | Cu,PC,Cat6,UTP,Cbl,YL,15ft,EA | The TX6™ PLUS Cat 6 UTP Patch Cord is constructed of 24 AWG, unshielded, twisted pair, stranded, CM cable with enhanced performance modular plugs. The patented tangle free latch prevents snags and provides easy release saving time on frequent moves, adds, | PC | 1 | 10 | 1 | 1 | 21.66
07498367174 | UTPSP160BLY | Copper Integrity Patch Cord, Cat 6, Blac | Copper Integrity Patch Cord, Cat 6, Black UTP Cable, 160 Feet | PC | 1 | 5 | 1 | 1 | 102.98
07498366610 | UTPSP160BUY | Copper Patch Cord, Cat 6, Blue UTP Cable | Copper Patch Cord, Cat 6, Blue UTP Cable, 160 Feet | PC | 1 | 5 | 1 | 1 | 102.98
07498367176 | UTPSP160GRY | Copper Patch Cord, Cat 6, Green UTP Cabl | Copper Patch Cord, Cat 6, Green UTP Cable, 160 Feet | PC | 1 | 5 | 1 | 1 | 102.98
07498362151 | UTPSP160GYY | Copper Patch Cord, Cat 6, Gray UTP Cable | Copper Patch Cord, Cat 6, Gray UTP Cable, 160 Feet | PC | 1 | 5 | 1 | 1 | 102.98
07498367455 | UTPSP160ORY | Copper Patch Cord, Cat 6, Orange UTP Cab | Copper Patch Cord, Cat 6, Orange UTP Cable, 160 Feet | PC | 1 | 5 | 1 | 1 | 102.98
07498367457 | UTPSP160RDY | Copper Patch Cord, Cat 6, Red UTP Cable, | Category 6, Copper Patch Cord, Red UTP Cable, 160 Feet | PC | 1 | 5 | 1 | 1 | 102.98
07498367458 | UTPSP160VLY | Copper Patch Cord, Cat 6, Violet UTP Cab | Copper Patch Cord, Cat 6, Violet UTP Cable, 160 Feet | PC | 1 | 5 | 1 | 1 | 102.98
07498366628 | UTPSP160Y | Copper Patch Cord, Cat 6, Off White UTP | Copper Patch Cord, Cat 6, Off White UTP Cable, 160 Feet | PC | 1 | 5 | 1 | 1 | 102.98
07498367175 | UTPSP160YLY | Copper Patch Cord, Cat 6, Yellow UTP Cab | Copper Patch Cord, Cat 6, Yellow UTP Cable, 160 Feet | PC | 1 | 5 | 1 | 1 | 102.98
07498367178 | UTPSP165BLY | Copper Patch Cord, Cat 6, Black UTP Cabl | Copper Patch Cord, Cat 6, Black UTP Cable, 165 Feet | PC | 1 | 5 | 1 | 1 | 105.78
07498366609 | UTPSP165BUY | Copper Patch Cord, Cat 6, Blue UTP Cable | Copper Patch Cord, Cat 6, Blue UTP Cable, 165 Feet | PC | 1 | 5 | 1 | 1 | 105.78
07498367177 | UTPSP165GRY | Copper Patch Cord, Cat 6, Green UTP Cabl | Copper Patch Cord, Cat 6, Green UTP Cable, 165 Feet | PC | 1 | 5 | 1 | 1 | 105.78
07498362155 | UTPSP165GYY | Copper Patch Cord, Cat 6, Gray UTP Cable | Copper Patch Cord, Cat 6, Gray UTP Cable, 165 Feet | PC | 1 | 5 | 1 | 1 | 105.78
07498367459 | UTPSP165ORY | Copper Patch Cord, Cat 6, Orange UTP Cab | Copper Patch Cord, Cat 6, Orange UTP Cable, 165 Feet | PC | 1 | 5 | 1 | 1 | 105.78
07498367460 | UTPSP165RDY | Copper Patch Cord, Cat 6, Red UTP Cable, | Category 6, Copper Patch Cord, Red UTP Cable, 165 Feet | PC | 1 | 5 | 1 | 1 | 105.78
07498367461 | UTPSP165VLY | Copper Patch Cord, Cat 6, Violet UTP Cab | Copper Patch Cord, Cat 6, Violet UTP Cable, 165 Feet | PC | 1 | 5 | 1 | 1 | 105.78
07498366627 | UTPSP165Y | Copper Patch Cord, Cat 6, Off White UTP | Copper Patch Cord, Cat 6, Off White UTP Cable, 165 Feet | PC | 1 | 5 | 1 | 1 | 105.78
07498367179 | UTPSP165YLY | Copper Patch Cord, Cat 6, Yellow UTP Cab | Copper Patch Cord, Cat 6, Yellow UTP Cable, 165 Feet | PC | 1 | 5 | 1 | 1 | 105.78
07498316952 | UTPSP16BLY | Cu,PC,Cat6,UTP,Cbl,BL,16ft,EA | Category 6, UTP patch cord with TX6™ PLUS Modular Plugs on each end. Black, 16 ft. | PC | 1 | 10 | 1 | 1 | 22.28
07498316953 | UTPSP16BUY | Cu,PC,Cat6,UTP,Cbl,BU,16ft,EA | Category 6, UTP patch cord with TX6™ PLUS Modular Plugs on each end. Blue, 16 ft. | PC | 1 | 10 | 1 | 1 | 22.28
07498316954 | UTPSP16GRY | Cu,PC,Cat6,UTP,Cbl,GR,16ft,EA | Category 6, UTP patch cord with TX6™ PLUS Modular Plugs on each end. Green, 16 ft. | PC | 1 | 10 | 1 | 1 | 22.28
07498316955 | UTPSP16GYY | Copper Patch Cord, Category 6, Gray UTP | Copper Patch Cord, Category 6, Gray UTP Cable, 16 Feet | PC | 1 | 10 | 1 | 1 | 22.28
07498335282 | UTPSP16MBLY | Copper Patch Cord, Cat 6, Black UTP Cabl | Copper Patch Cord, Cat 6, Black UTP Cable, 16m | PC | 1 | 10 | 1 | 1 | 44.64
07498335281 | UTPSP16MBUY | Copper Patch Cord, Cat 6, Blue UTP Cable | Copper Patch Cord, Cat 6, Blue UTP Cable, 16m | PC | 1 | 10 | 1 | 1 | 44.64
07498397423 | UTPSP16MGRY | Copper Patch Cord, Cat 6, Green UTP Cabl | Copper Patch Cord, Cat 6, Green UTP Cable, 16 Meter | PC | 1 | 10 | 1 | 1 | 44.64
07498335289 | UTPSP16MGYY | Copper Patch Cord, Cat 6, Gray UTP Cable | Copper Patch Cord, Cat 6, Gray UTP Cable, 16 Meter | PC | 1 | 10 | 1 | 1 | 44.64
07498335285 | UTPSP16MORY | Copper Patch Cord, Cat 6, Orange UTP Cab | Copper Patch Cord, Cat 6, Orange UTP Cable, 16 Meter | PC | 1 | 10 | 1 | 1 | 44.64
07498335288 | UTPSP16MRDY | Copper Patch Cord, Cat 6, Red UTP Cable, | Copper Patch Cord, Cat 6, Red UTP Cable, 16 Meter | PC | 1 | 10 | 1 | 1 | 44.64
07498335290 | UTPSP16MVLY | Copper Patch Cord, Cat 6, Violet UTP Cab | Copper Patch Cord, Cat 6, Violet UTP Cable, 16m | PC | 1 | 10 | 1 | 1 | 44.64
07498335156 | UTPSP16MY | Copper Patch Cord, Cat 6, Off White UTP | Copper Patch Cord, Cat 6, Off White UTP Cable, 16m | PC | 1 | 10 | 1 | 1 | 44.64
07498335291 | UTPSP16MYLY | Copper Patch Cord, Cat 6, Yellow UTP Cab | Copper Patch Cord, Cat 6, Yellow UTP Cable, 16m | PC | 1 | 10 | 1 | 1 | 44.64
07498316956 | UTPSP16ORY | Cu,PC,Cat6,UTP,Cbl,OR,16ft,EA | Category 6, UTP patch cord with TX6™ PLUS Modular Plugs on each end. Orange, 16 ft. | PC | 1 | 10 | 1 | 1 | 22.28
07498316957 | UTPSP16RDY | Cu,PC,Cat6,UTP,Cbl,RD,16ft,EA | Category 6, UTP patch cord with TX6™ PLUS Modular Plugs on each end. Red, 16 ft. | PC | 1 | 10 | 1 | 1 | 22.28
07498316958 | UTPSP16VLY | Cu,PC,Cat6,UTP,Cbl,VL,16ft,EA | Category 6, UTP patch cord with TX6™ PLUS Modular Plugs on each end. Violet, 16 ft. | PC | 1 | 10 | 1 | 1 | 22.28
07498316951 | UTPSP16Y | Cu,PC,Cat6,UTP,Cbl,IW,16ft,EA | Category 6, UTP patch cord with TX6™ PLUS Modular Plugs on each end. Off White, 16 ft. | PC | 1 | 10 | 1 | 1 | 22.28
07498312414 | UTPSP16Y-Q | Copper Patch Cord, Category 6, Off-White | Copper Patch Cord, Category 6, Off-White, UTP Cable, 16 Feet, Package of 25 | PC | 1 | 25 | 25 | 1 | 22.28
07498316959 | UTPSP16YLY | Cu,PC,Cat6,UTP,Cbl,YL,16ft,EA | Category 6, UTP patch cord with TX6™ PLUS Modular Plugs on each end. Yellow, 16 ft. | PC | 1 | 10 | 1 | 1 | 22.28
07498367181 | UTPSP170BLY | Copper Patch Cord, Cat 6, Black UTP Cabl | Copper Patch Cord, Cat 6, Black UTP Cable, 170 Feet | PC | 1 | 5 | 1 | 1 | 108.6
07498366611 | UTPSP170BUY | Copper Patch Cord, Cat 6, Blue UTP Cable | Copper Patch Cord, Cat 6, Blue UTP Cable, 170 Feet | PC | 1 | 5 | 1 | 1 | 108.6
07498367184 | UTPSP170GRY | Copper Patch Cord, Cat 6, Green UTP Cabl | Copper Patch Cord, Cat 6, Green UTP Cable, 170 Feet | PC | 1 | 5 | 1 | 1 | 108.6
07498362157 | UTPSP170GYY | Copper Patch Cord, Cat 6, Gray UTP Cable | Copper Patch Cord, Cat 6, Gray UTP Cable, 170 Feet | PC | 1 | 5 | 1 | 1 | 108.6
07498367462 | UTPSP170ORY | Copper Patch Cord, Cat 6, Orange UTP Cab | Copper Patch Cord, Cat 6, Orange UTP Cable, 170 Feet | PC | 1 | 5 | 1 | 1 | 108.6
07498367463 | UTPSP170RDY | Copper Patch Cord, Cat 6, Red UTP Cable, | Category 6, Copper Patch Cord, Red UTP Cable, 170 Feet | PC | 1 | 5 | 1 | 1 | 108.6
07498367466 | UTPSP170VLY | Copper Patch Cord, Cat 6, Violet UTP Cab | Copper Patch Cord, Cat 6, Violet UTP Cable, 170 Feet | PC | 1 | 5 | 1 | 1 | 108.6
07498366629 | UTPSP170Y | Copper Patch Cord, Cat 6, Off White UTP | Copper Patch Cord, Cat 6, Off White UTP Cable, 170 Feet | PC | 1 | 5 | 1 | 1 | 108.6
07498367180 | UTPSP170YLY | Copper Patch Cord, Cat 6, Yellow UTP Cab | Copper Patch Cord, Cat 6, Yellow UTP Cable, 170 Feet | PC | 1 | 5 | 1 | 1 | 108.6
07498367185 | UTPSP175BLY | Copper Patch Cord, Cat 6, Black UTP Cabl | Copper Patch Cord, Cat 6, Black UTP Cable, 175 Feet | PC | 1 | 5 | 1 | 1 | 111.38
07498366612 | UTPSP175BUY | Copper Patch Cord, Cat 6, Blue UTP Cable | Copper Patch Cord, Cat 6, Blue UTP Cable, 175 Feet | PC | 1 | 5 | 1 | 1 | 111.38
07498367187 | UTPSP175GRY | Copper Patch Cord, Cat 6, Green UTP Cabl | Copper Patch Cord, Cat 6, Green UTP Cable, 175 Feet | PC | 1 | 5 | 1 | 1 | 111.38
07498362156 | UTPSP175GYY | Copper Patch Cord, Cat 6, Gray UTP Cable | Copper Patch Cord, Cat 6, Gray UTP Cable, 175 Feet | PC | 1 | 5 | 1 | 1 | 111.38
07498367467 | UTPSP175ORY | Copper Patch Cord, Cat 6, Orange UTP Cab | Copper Patch Cord, Cat 6, Orange UTP Cable, 175 Feet | PC | 1 | 5 | 1 | 1 | 111.38
07498367468 | UTPSP175RDY | Copper Patch Cord, Cat 6, Red UTP Cable, | Category 6, Copper Patch Cord, Red UTP Cable, 175 Feet | PC | 1 | 5 | 1 | 1 | 111.38
07498367469 | UTPSP175VLY | Copper Patch Cord, Cat 6, Violet UTP Cab | Copper Patch Cord, Cat 6, Violet UTP Cable, 175 Feet | PC | 1 | 5 | 1 | 1 | 111.38
07498366630 | UTPSP175Y | Copper Patch Cord, Cat 6, Off White UTP | Copper Patch Cord, Cat 6, Off White UTP Cable, 175 Feet | PC | 1 | 5 | 1 | 1 | 111.38
07498367186 | UTPSP175YLY | Copper Patch Cord, Cat 6, Yellow UTP Cab | Copper Patch Cord, Cat 6, Yellow UTP Cable, 175 Feet | PC | 1 | 5 | 1 | 1 | 111.38
07498316961 | UTPSP17BLY | Cu,PC,Cat6,UTP,Cbl,BL,17ft,EA | Category 6, UTP patch cord with TX6™ PLUS Modular Plugs on each end. Black, 17 ft. | PC | 1 | 10 | 1 | 1 | 22.9
07498316962 | UTPSP17BUY | Cu,PC,Cat6,UTP,Cbl,BU,17ft,EA | Category 6, UTP patch cord with TX6™ PLUS Modular Plugs on each end. Blue, 17 ft. | PC | 1 | 10 | 1 | 1 | 22.9
07498316963 | UTPSP17GRY | Cu,PC,Cat6,UTP,Cbl,GR,17ft,EA | Category 6, UTP patch cord with TX6™ PLUS Modular Plugs on each end. Green, 17 ft. | PC | 1 | 10 | 1 | 1 | 22.9
07498316964 | UTPSP17GYY | Copper Patch Cord, Category 6, Gray UTP | Copper Patch Cord, Category 6, Gray UTP Cable, 17 Feet | PC | 1 | 10 | 1 | 1 | 22.9
07498335293 | UTPSP17MBLY | Cu,PC,Cat6,UTP,Cbl,BL,17M,EA | Copper Patch Cord, Cat 6, Black UTP Cable, 17 Meter. | PC | 1 | 10 | 1 | 1 | 46.66
07498335292 | UTPSP17MBUY | Cu,PC,Cat6,UTP,Cbl,BU,17M,EA | Copper Patch Cord, Cat 6, Blue UTP Cable, 17 Meter. | PC | 1 | 10 | 1 | 1 | 46.66
07498335295 | UTPSP17MGRY | Cu,PC,Cat6,UTP,Cbl,GR,17M,EA | Copper Patch Cord, Cat 6, Green UTP Cable, 17 Meter. | PC | 1 | 10 | 1 | 1 | 46.66
07498335294 | UTPSP17MGYY | Cu,PC,Cat6,UTP,Cbl,GY,17M,EA | Copper Patch Cord, Cat 6, Gray UTP Cable, 17 Meter. | PC | 1 | 10 | 1 | 1 | 46.66
07498335316 | UTPSP17MORY | Copper Patch Cord, Cat 6, Orange UTP Cab | Copper Patch Cord, Cat 6, Orange UTP Cable, 17m | PC | 1 | 10 | 1 | 1 | 46.66
07498335318 | UTPSP17MRDY | Cu,PC,Cat6,UTP,Cbl,RD,17M,EA | Copper Patch Cord, Cat 6, Red UTP Cable, 17 Meter. | PC | 1 | 10 | 1 | 1 | 46.66
07498335382 | UTPSP17MVLY | Cu,PC,Cat6,UTP,Cbl,VL,17M,EA | Copper Patch Cord, Cat 6, Violet UTP Cable, 17 Meter. | PC | 1 | 10 | 1 | 1 | 46.66
07498335157 | UTPSP17MY | Cu,PC,Cat6,UTP,Cbl,IW,17M,EA | Copper Patch Cord, Cat 6, Off White UTP Cable, 17 Meter. | PC | 1 | 10 | 1 | 1 | 46.66
07498335381 | UTPSP17MYLY | Cu,PC,Cat6,UTP,Cbl,YL,17M,EA | Copper Patch Cord, Cat 6, Yellow UTP Cable, 17 Meter. | PC | 1 | 10 | 1 | 1 | 46.66
07498316965 | UTPSP17ORY | Cu,PC,Cat6,UTP,Cbl,OR,17ft,EA | Category 6, UTP patch cord with TX6™ PLUS Modular Plugs on each end. Orange, 17 ft. | PC | 1 | 10 | 1 | 1 | 22.9
07498316966 | UTPSP17RDY | Cu,PC,Cat6,UTP,Cbl,RD,17ft,EA | Category 6, UTP patch cord with TX6™ PLUS Modular Plugs on each end. Red, 17 ft. | PC | 1 | 10 | 1 | 1 | 22.9
07498316967 | UTPSP17VLY | Cu,PC,Cat6,UTP,Cbl,VL,17ft,EA | Category 6, UTP patch cord with TX6™ PLUS Modular Plugs on each end. Violet, 17 ft. | PC | 1 | 10 | 1 | 1 | 22.9
07498316960 | UTPSP17Y | Cu,PC,Cat6,UTP,Cbl,IW,17ft,EA | Category 6, UTP patch cord with TX6™ PLUS Modular Plugs on each end. Off White, 17 ft. | PC | 1 | 10 | 1 | 1 | 22.9
07498312415 | UTPSP17Y-Q | Copper Patch Cord, Category 6, Off-White | Copper Patch Cord, Category 6, Off-White, UTP Cable, 17 Feet, Package of 25 | PC | 1 | 25 | 25 | 1 | 22.9
07498316968 | UTPSP17YLY | Cu,PC,Cat6,UTP,Cbl,YL,17ft,EA | Category 6, UTP patch cord with TX6™ PLUS Modular Plugs on each end. Yellow, 17 ft. | PC | 1 | 10 | 1 | 1 | 22.9
07498367189 | UTPSP180BLY | Copper Patch Cord, Cat 6, Black UTP Cabl | Copper Patch Cord, Cat 6, Black UTP Cable, 180 Feet | PC | 1 | 5 | 1 | 1 | 114.2
07498366632 | UTPSP180BUY | Copper Patch Cord, Cat 6, Blue UTP Cable | Copper Patch Cord, Cat 6, Blue UTP Cable, 180 Feet | PC | 1 | 5 | 1 | 1 | 114.2
07498367188 | UTPSP180GRY | Copper Patch Cord, Cat 6, Green UTP Cabl | Copper Patch Cord, Cat 6, Green UTP Cable, 180 Feet | PC | 1 | 5 | 1 | 1 | 114.2
07498362158 | UTPSP180GYY | Copper Patch Cord, Cat 6, Gray UTP Cable | Copper Patch Cord, Cat 6, Gray UTP Cable, 180 Feet | PC | 1 | 5 | 1 | 1 | 114.2
07498367470 | UTPSP180ORY | Copper Patch Cord, Cat 6, Orange UTP Cab | Copper Patch Cord, Cat 6, Orange UTP Cable, 180 Feet | PC | 1 | 5 | 1 | 1 | 114.2
07498367472 | UTPSP180RDY | Copper Patch Cord, Cat 6, Red UTP Cable, | Category 6, Copper Patch Cord, Red UTP Cable, 180 Feet | PC | 1 | 5 | 1 | 1 | 114.2
07498367473 | UTPSP180VLY | Copper Patch Cord, Cat 6, Orange UTP Cab | Copper Patch Cord, Cat 6, Orange UTP Cable, 180 Feet | PC | 1 | 5 | 1 | 1 | 114.2
07498366637 | UTPSP180Y | Copper Patch Cord, Cat 6, Off White UTP | Copper Patch Cord, Cat 6, Off White UTP Cable, 180 Feet | PC | 1 | 5 | 1 | 1 | 114.2
07498367190 | UTPSP180YLY | Copper Patch Cord, Cat 6, Yellow UTP Cab | Copper Patch Cord, Cat 6, Yellow UTP Cable, 180 Feet | PC | 1 | 5 | 1 | 1 | 114.2
07498367192 | UTPSP185BLY | Copper Patch Cord, Cat 6, Black UTP Cabl | Copper Patch Cord, Cat 6, Black UTP Cable, 185 Feet | PC | 1 | 5 | 1 | 1 | 117
07498366633 | UTPSP185BUY | Copper Patch Cord, Cat 6, Blue UTP Cable | Copper Patch Cord, Cat 6, Blue UTP Cable, 185 Feet | PC | 1 | 5 | 1 | 1 | 117
07498367193 | UTPSP185GRY | Copper Patch Cord, Cat 6, Green UTP Cabl | Copper Patch Cord, Cat 6, Green UTP Cable, 185 Feet | PC | 1 | 5 | 1 | 1 | 117
07498362162 | UTPSP185GYY | Copper Patch Cord, Cat 6, Gray UTP Cable | Copper Patch Cord, Cat 6, Gray UTP Cable, 185 Feet | PC | 1 | 5 | 1 | 1 | 117
07498367474 | UTPSP185ORY | Copper Patch Cord, Cat 6, Orange UTP Cab | Copper Patch Cord, Cat 6, Orange UTP Cable, 185 Feet | PC | 1 | 5 | 1 | 1 | 117
07498367475 | UTPSP185RDY | Copper Patch Cord, Cat 6, Red UTP Cable, | Category 6, Copper Patch Cord, Red UTP Cable, 185 Feet | PC | 1 | 5 | 1 | 1 | 117
07498367476 | UTPSP185VLY | Copper Patch Cord, Cat 6, Red UTP Cable, | Copper Patch Cord, Cat 6, Red UTP Cable, 185 Feet | PC | 1 | 5 | 1 | 1 | 117
07498366638 | UTPSP185Y | Copper Patch Cord, Cat 6, Off White UTP | Copper Patch Cord, Cat 6, Off White UTP Cable, 185 Feet | PC | 1 | 5 | 1 | 1 | 117
07498367191 | UTPSP185YLY | Copper Patch Cord, Cat 6, Yellow UTP Cab | Copper Patch Cord, Cat 6, Yellow UTP Cable, 185 Feet | PC | 1 | 5 | 1 | 1 | 117
07498316970 | UTPSP18BLY | Cu,PC,Cat6,UTP,Cbl,BL,18ft,EA | Category 6, UTP patch cord with TX6™ PLUS Modular Plugs on each end. Black, 18 ft. | PC | 1 | 10 | 1 | 1 | 23.5
07498316971 | UTPSP18BUY | Cu,PC,Cat6,UTP,Cbl,BU,18ft,EA | Category 6, UTP patch cord with TX6™ PLUS Modular Plugs on each end. Blue, 18 ft. | PC | 1 | 10 | 1 | 1 | 23.5
07498316972 | UTPSP18GRY | Cu,PC,Cat6,UTP,Cbl,GR,18ft,EA | Category 6, UTP patch cord with TX6™ PLUS Modular Plugs on each end. Green, 18 ft. | PC | 1 | 10 | 1 | 1 | 23.5
07498316973 | UTPSP18GYY | Copper Patch Cord, Category 6, Gray UTP | Copper Patch Cord, Category 6, Gray UTP Cable, 18 Feet | PC | 1 | 10 | 1 | 1 | 23.5
07498335384 | UTPSP18MBLY | Cu,PC,Cat6,UTP,Cbl,BL,18M,EA | Copper Patch Cord, Cat 6, Black UTP Cable, 18 Meter. | PC | 1 | 10 | 1 | 1 | 48.66
07498335389 | UTPSP18MBUY | Cu,PC,Cat6,UTP,Cbl,BU,18M,EA | Copper Patch Cord, Cat 6, Blue UTP Cable, 18 Meter. | PC | 1 | 10 | 1 | 1 | 48.66
07498335404 | UTPSP18MGRY | Cu,PC,Cat6,UTP,Cbl,GR,18M,EA | Copper Patch Cord, Cat 6, Green UTP Cable, 18 Meter. | PC | 1 | 10 | 1 | 1 | 48.66
07498335391 | UTPSP18MGYY | Cu,PC,Cat6,UTP,Cbl,GY,18M,EA | Copper Patch Cord, Cat 6, Gray UTP Cable, 18 Meter. | PC | 1 | 10 | 1 | 1 | 48.66
07498335405 | UTPSP18MORY | Copper Patch Cord, Cat 6, Orange UTP Cab | Copper Patch Cord, Cat 6, Orange UTP Cable, 18m | PC | 1 | 10 | 1 | 1 | 48.66
07498336877 | UTPSP18MRDY | Cu,PC,Cat6,UTP,Cbl,RD,18M,EA | Copper Patch Cord, Cat 6, Red UTP Cable, 18 Meter. | PC | 1 | 10 | 1 | 1 | 48.66
07498335408 | UTPSP18MVLY | Cu,PC,Cat6,UTP,Cbl,VL,18M,EA | Copper Patch Cord, Cat 6, Violet UTP Cable, 18 Meter. | PC | 1 | 10 | 1 | 1 | 48.66
07498335163 | UTPSP18MY | Cu,PC,Cat6,UTP,Cbl,IW,18M,EA | Copper Patch Cord, Cat 6, Off White UTP Cable, 18 Meter. | PC | 1 | 10 | 1 | 1 | 48.66
07498335407 | UTPSP18MYLY | Cu,PC,Cat6,UTP,Cbl,YL,18M,EA | Copper Patch Cord, Cat 6, Yellow UTP Cable, 18 Meter. | PC | 1 | 10 | 1 | 1 | 48.66
07498316974 | UTPSP18ORY | Cu,PC,Cat6,UTP,Cbl,OR,18ft,EA | Category 6, UTP patch cord with TX6™ PLUS Modular Plugs on each end. Orange, 18 ft. | PC | 1 | 10 | 1 | 1 | 23.5
07498316975 | UTPSP18RDY | Cu,PC,Cat6,UTP,Cbl,RD,18ft,EA | Category 6, UTP patch cord with TX6™ PLUS Modular Plugs on each end. Red, 18 ft. | PC | 1 | 10 | 1 | 1 | 23.5
07498316976 | UTPSP18VLY | Cu,PC,Cat6,UTP,Cbl,VL,18ft,EA | Category 6, UTP patch cord with TX6™ PLUS Modular Plugs on each end. Violet, 18 ft. | PC | 1 | 10 | 1 | 1 | 23.5
07498316969 | UTPSP18Y | Cu,PC,Cat6,UTP,Cbl,IW,18ft,EA | Category 6, UTP patch cord with TX6™ PLUS Modular Plugs on each end. Off White, 18 ft. | PC | 1 | 10 | 1 | 1 | 23.5
07498312416 | UTPSP18Y-Q | Copper Patch Cord, Category 6, Off-White | Copper Patch Cord, Category 6, Off-White, UTP Cable, 18 Feet, Package of 25 | PC | 1 | 25 | 25 | 1 | 23.5
07498316977 | UTPSP18YLY | Cu,PC,Cat6,UTP,Cbl,YL,18ft,EA | Category 6, UTP patch cord with TX6™ PLUS Modular Plugs on each end. Yellow, 18 ft. | PC | 1 | 10 | 1 | 1 | 23.5
07498367194 | UTPSP190BLY | Copper Patch Cord, Cat 6, Black UTP Cabl | Copper Patch Cord, Cat 6, Black UTP Cable, 190 Feet | PC | 1 | 5 | 1 | 1 | 119.8
07498366635 | UTPSP190BUY | Copper Patch Cord, Cat 6, Blue UTP Cable | Copper Patch Cord, Cat 6, Blue UTP Cable, 190 Feet | PC | 1 | 5 | 1 | 1 | 119.8
07498367196 | UTPSP190GRY | Copper Patch Cord, Cat 6, Green UTP Cabl | Copper Patch Cord, Cat 6, Green UTP Cable, 190 Feet | PC | 1 | 5 | 1 | 1 | 119.8
07498362163 | UTPSP190GYY | Copper Patch Cord, Cat 6, Gray UTP Cable | Copper Patch Cord, Cat 6, Gray UTP Cable, 190 Feet | PC | 1 | 5 | 1 | 1 | 119.8
07498367477 | UTPSP190ORY | Copper Patch Cord, Cat 6, Orange UTP Cab | Copper Patch Cord, Cat 6, Orange UTP Cable, 190 Feet | PC | 1 | 5 | 1 | 1 | 119.8
07498367478 | UTPSP190RDY | Copper Patch Cord, Cat 6, Red UTP Cable, | Category 6, Copper Patch Cord, Red UTP Cable, 190 Feet | PC | 1 | 5 | 1 | 1 | 119.8
07498367479 | UTPSP190VLY | Copper Patch Cord, Cat 6, Off White UTP | Copper Patch Cord, Cat 6, Off White UTP Cable, 185 Feet | PC | 1 | 5 | 1 | 1 | 119.8
07498366643 | UTPSP190Y | Copper Patch Cord, Cat 6, Off White UTP | Copper Patch Cord, Cat 6, Off White UTP Cable, 190 Feet | PC | 1 | 5 | 1 | 1 | 119.8
07498367195 | UTPSP190YLY | Copper Patch Cord, Cat 6, Yellow UTP Cab | Copper Patch Cord, Cat 6, Yellow UTP Cable, 190 Feet | PC | 1 | 5 | 1 | 1 | 119.8
07498367198 | UTPSP195BLY | Copper Patch Cord, Cat 6, Black UTP Cabl | Copper Patch Cord, Cat 6, Black UTP Cable, 195 Feet | PC | 1 | 5 | 1 | 1 | 122.64
07498366634 | UTPSP195BUY | Copper Patch Cord, Cat 6, Blue UTP Cable | Copper Patch Cord, Cat 6, Blue UTP Cable, 195 Feet | PC | 1 | 5 | 1 | 1 | 122.64
07498367197 | UTPSP195GRY | Copper Patch Cord, Cat 6, Green UTP Cabl | Copper Patch Cord, Cat 6, Green UTP Cable, 195 Feet | PC | 1 | 5 | 1 | 1 | 122.64
07498362169 | UTPSP195GYY | Copper Patch Cord, Cat 6, Gray UTP Cable | Copper Patch Cord, Cat 6, Gray UTP Cable, 195 Feet | PC | 1 | 5 | 1 | 1 | 122.64
07498367481 | UTPSP195ORY | Copper Patch Cord, Cat 6, Orange UTP Cab | Copper Patch Cord, Cat 6, Orange UTP Cable, 195 Feet | PC | 1 | 5 | 1 | 1 | 122.64
07498367482 | UTPSP195RDY | Copper Patch Cord, Cat 6, Red UTP Cable, | Category 6, Copper Patch Cord, Red UTP Cable, 195 Feet | PC | 1 | 5 | 1 | 1 | 122.64
07498367480 | UTPSP195VLY | Copper Patch Cord, Cat 6, Violet UTP Cab | Copper Patch Cord, Cat 6, Violet UTP Cable, 195 Feet | PC | 1 | 5 | 1 | 1 | 122.64
07498366642 | UTPSP195Y | Copper Patch Cord, Cat 6, Off White UTP | Copper Patch Cord, Cat 6, Off White UTP Cable, 195 Feet | PC | 1 | 5 | 1 | 1 | 122.64
07498367199 | UTPSP195YLY | Copper Patch Cord, Cat 6, Yellow UTP Cab | Copper Patch Cord, Cat 6, Yellow UTP Cable, 195 Feet | PC | 1 | 5 | 1 | 1 | 122.64
07498316979 | UTPSP19BLY | Cu,PC,Cat6,UTP,Cbl,BL,19ft,EA | Category 6, UTP patch cord with TX6™ PLUS Modular Plugs on each end. Black, 19 ft. | PC | 1 | 10 | 1 | 1 | 24.12
07498316980 | UTPSP19BUY | Cu,PC,Cat6,UTP,Cbl,BU,19ft,EA | Category 6, UTP patch cord with TX6™ PLUS Modular Plugs on each end. Blue, 19 ft. | PC | 1 | 10 | 1 | 1 | 24.12
07498316981 | UTPSP19GRY | Cu,PC,Cat6,UTP,Cbl,GR,19ft,EA | Category 6, UTP patch cord with TX6™ PLUS Modular Plugs on each end. Green, 19 ft. | PC | 1 | 10 | 1 | 1 | 24.12
07498316982 | UTPSP19GYY | Copper Patch Cord, Category 6, Gray UTP | Copper Patch Cord, Category 6, Gray UTP Cable, 19 Feet | PC | 1 | 10 | 1 | 1 | 24.12
07498335409 | UTPSP19MBLY | Cu,PC,Cat6,UTP,Cbl,BL,19M,EA | Copper Patch Cord, Cat 6, Black UTP Cable, 19 Meter. | PC | 1 | 10 | 1 | 1 | 50.64
07498335410 | UTPSP19MBUY | Cu,PC,Cat6,UTP,Cbl,BU,19M,EA | Copper Patch Cord, Cat 6, Blue UTP Cable, 19 Meter. | PC | 1 | 10 | 1 | 1 | 50.64
07498335411 | UTPSP19MGRY | Cu,PC,Cat6,UTP,Cbl,GR,19M,EA | Copper Patch Cord, Cat 6, Green UTP Cable, 19 Meter. | PC | 1 | 10 | 1 | 1 | 50.64
07498335412 | UTPSP19MGYY | Cu,PC,Cat6,UTP,Cbl,GY,19M,EA | Copper Patch Cord, Cat 6, Gray UTP Cable, 19 Meter. | PC | 1 | 10 | 1 | 1 | 50.64
07498335413 | UTPSP19MORY | Cu,PC,Cat6,UTP,Cbl,OR,19M,EA | Copper Patch Cord, Cat 6, Orange UTP Cable, 19 Meter. | PC | 1 | 10 | 1 | 1 | 50.64
07498336882 | UTPSP19MRDY | Cu,PC,Cat6,UTP,Cbl,RD,19M,EA | Copper Patch Cord, Cat 6, Red UTP Cable, 19 Meter. | PC | 1 | 10 | 1 | 1 | 50.64
07498335417 | UTPSP19MVLY | Cu,PC,Cat6,UTP,Cbl,VL,19M,EA | Copper Patch Cord, Cat 6, Violet UTP Cable, 19 Meter. | PC | 1 | 10 | 1 | 1 | 50.64
07498335158 | UTPSP19MY | Cu,PC,Cat6,UTP,Cbl,IW,19M,EA | Copper Patch Cord, Cat 6, Off White UTP Cable, 19 Meter. | PC | 1 | 10 | 1 | 1 | 50.64
07498335415 | UTPSP19MYLY | Cu,PC,Cat6,UTP,Cbl,YL,19M,EA | Copper Patch Cord, Cat 6, Yellow UTP Cable, 19 Meter. | PC | 1 | 10 | 1 | 1 | 50.64
07498316983 | UTPSP19ORY | Cu,PC,Cat6,UTP,Cbl,OR,19ft,EA | Category 6, UTP patch cord with TX6™ PLUS Modular Plugs on each end. Orange, 19 ft. | PC | 1 | 10 | 1 | 1 | 24.12
07498316984 | UTPSP19RDY | Cu,PC,Cat6,UTP,Cbl,RD,19ft,EA | Category 6, UTP patch cord with TX6™ PLUS Modular Plugs on each end. Red, 19 ft. | PC | 1 | 10 | 1 | 1 | 24.12
07498316985 | UTPSP19VLY | Cu,PC,Cat6,UTP,Cbl,VL,19ft,EA | Category 6, UTP patch cord with TX6™ PLUS Modular Plugs on each end. Violet, 19 ft. | PC | 1 | 10 | 1 | 1 | 24.12
07498316978 | UTPSP19Y | Cu,PC,Cat6,UTP,Cbl,IW,19ft,EA | Category 6, UTP patch cord with TX6™ PLUS Modular Plugs on each end. Off White, 19 ft. | PC | 1 | 10 | 1 | 1 | 24.12
07498312417 | UTPSP19Y-Q | Copper Patch Cord, Category 6, Off-White | Copper Patch Cord, Category 6, Off-White, UTP Cable, 19 Feet, Package of 25 | PC | 1 | 25 | 25 | 1 | 24.12
07498316986 | UTPSP19YLY | Cu,PC,Cat6,UTP,Cbl,YL,19ft,EA | Category 6, UTP patch cord with TX6™ PLUS Modular Plugs on each end. Yellow, 19 ft. | PC | 1 | 10 | 1 | 1 | 24.12
07498316987 | UTPSP1BLY | Cu,PC,Cat6,UTP,Cbl,BL,1ft,EA | The TX6™ PLUS Cat 6 UTP Patch Cord is constructed of 24 AWG, unshielded, twisted pair, stranded, CM cable with enhanced performance modular plugs. The patented tangle free latch prevents snags and provides easy release saving time on frequent moves, adds, | PC | 1 | 10 | 1 | 1 | 13.1
07498316988 | UTPSP1BUY | Cu Patch Cord,Cat 6,BU UTP Cable,1ft,EA | The TX6™ PLUS Cat 6 UTP Patch Cord is constructed of 24 AWG, unshielded, twisted pair, stranded, CM cable with enhanced performance modular plugs. The patented tangle free latch prevents snags and provides easy release saving time on frequent moves, adds, | PC | 1 | 10 | 1 | 1 | 13.1
07498316989 | UTPSP1GRY | Cu Patch Cord,Cat 6,GR UTP Cable,1ft,EA | The TX6™ PLUS Cat 6 UTP Patch Cord is constructed of 24 AWG, unshielded, twisted pair, stranded, CM cable with enhanced performance modular plugs. The patented tangle free latch prevents snags and provides easy release saving time on frequent moves, adds, | PC | 1 | 10 | 1 | 1 | 13.1
07498316990 | UTPSP1GYY | Copper Patch Cord, Category 6, Gray UTP | Category 6 patch cord with TX6™ PLUS Modular Plug on both ends. | PC | 1 | 10 | 1 | 1 | 13.1
07498316992 | UTPSP1MBLY | Cu,PC,Cat6,UTP,Cbl,BL,1M,EA | The TX6™ PLUS Cat 6 UTP Patch Cord is constructed of 24 AWG, unshielded, twisted pair, stranded, CM cable with enhanced performance modular plugs. The patented tangle free latch prevents snags and provides easy release saving time on frequent moves, adds, | PC | 1 | 10 | 1 | 1 | 14.52
61305676967 | UTPSP1MBLY-Q | Copper Patch Cord, Cat 6, Black UTP Cabl |  | PC | 1 | 25 | 25 | 1 | 14.52
07498316993 | UTPSP1MBUY | Cu,PC,Cat6,UTP,Cbl,BU,1M,EA | The TX6™ PLUS Cat 6 UTP Patch Cord is constructed of 24 AWG, unshielded, twisted pair, stranded CM, cable with enhanced performance modular plugs. The patented tangle free latch prevents snags and provides easy release saving time on frequent moves, adds, | PC | 1 | 10 | 1 | 1 | 14.52
07498335025 | UTPSP1MBUY-Q | Copper Patch Cord, Cat 6, Blue UTP Cable | Copper Patch Cord, Cat 6, Blue UTP Cable, 1m, Bulk Packaged | PC | 1 | 25 | 25 | 1 | 14.52
07498316994 | UTPSP1MGRY | Cu,PC,Cat6,UTP,Cbl,GR,1M,EA | The TX6™ PLUS Cat 6 UTP Patch Cord is constructed of 24 AWG, unshielded, twisted pair, stranded, CM cable with enhanced performance modular plugs. The patented tangle free latch prevents snags and provides easy release saving time on frequent moves, adds, | PC | 1 | 10 | 1 | 1 | 14.52
61305676968 | UTPSP1MGRY-Q | Copper Patch Cord, Cat 6, Green UTP Cabl |  | PC | 1 | 25 | 25 | 1 | 14.52
07498316995 | UTPSP1MGYY | Copper Patch Cord, Category 6, Gray UTP | Copper Patch Cord, Category 6, Gray UTP Cable, 1 Meter | PC | 1 | 10 | 1 | 1 | 14.52
07498316998 | UTPSP1MRDY | Cu,PC,Cat6,UTP,Cbl,RD,1M,EA | The TX6™ PLUS Cat 6 UTP Patch Cord is constructed of 24 AWG, unshielded, twisted pair, stranded, CM cable with enhanced performance modular plugs. The patented tangle free latch prevents snags and provides easy release saving time on frequent moves, adds, | PC | 1 | 10 | 1 | 1 | 14.52
61305676969 | UTPSP1MRDY-Q | Copper Patch Cord, Cat 6, Red UTP Cable, |  | PC | 1 | 25 | 25 | 1 | 14.52
07498317000 | UTPSP1MVLY | Cu,PC,Cat6,UTP,Cbl,VL,1M,EA | Category 6, UTP patch cord with TX6™ PLUS Modular Plugs on each end. Violet, 1 meter. | PC | 1 | 10 | 1 | 1 | 14.52
07498316991 | UTPSP1MY | Cu,PC,Cat6,UTP,Cbl,IW,1M,EA | The TX6™ PLUS Cat 6 UTP Patch Cord is constructed of 24 AWG, unshielded, twisted pair, stranded CM, cable with enhanced performance modular plugs. The patented tangle free latch prevents snags and provides easy release saving time on frequent moves, adds, | PC | 1 | 10 | 1 | 1 | 14.52
61305676970 | UTPSP1MY-Q | Copper Patch Cord, Cat 6, Off White UTP |  | PC | 1 | 25 | 25 | 1 | 14.52
07498317001 | UTPSP1MYLY | Cu,PC,Cat6,UTP,Cbl,YL,1M,EA | The TX6™ PLUS Cat 6 UTP Patch Cord is constructed of 24 AWG, unshielded, twisted pair, stranded, CM cable with enhanced performance modular plugs. The patented tangle free latch prevents snags and provides easy release saving time on frequent moves, adds, | PC | 1 | 10 | 1 | 1 | 14.52
07498317003 | UTPSP1ORY | Cu,PC,Cat6,UTP,Cbl,OR,1ft,EA | Category 6, UTP patch cord with TX6™ PLUS Modular Plugs on each end. Orange, 1 ft. | PC | 1 | 10 | 1 | 1 | 13.1
07498317004 | UTPSP1RDY | Cu Patch Cord,Cat 6,RD UTP Cable,1ft,EA | The TX6™ PLUS Cat 6 UTP Patch Cord is constructed of 24 AWG, unshielded, twisted pair, stranded, CM cable with enhanced performance modular plugs. The patented tangle free latch prevents snags and provides easy release saving time on frequent moves, adds, | PC | 1 | 10 | 1 | 1 | 13.1
07498317005 | UTPSP1VLY | Cu,PC,Cat6,UTP,Cbl,VL,1ft,EA | Category 6, UTP patch cord with TX6™ PLUS Modular Plugs on each end. Violet, 1 ft. | PC | 1 | 10 | 1 | 1 | 13.1
07498316878 | UTPSP1Y | Cu Patch Cord,Cat6,OffWH UTP Cbl,1ft,EA | The TX6™ PLUS Cat 6 UTP Patch Cord is constructed of 24 AWG, unshielded, twisted pair, stranded, CM cable with enhanced performance modular plugs. The patented tangle free latch prevents snags and provides easy release saving time on frequent moves, adds, | PC | 1 | 10 | 1 | 1 | 13.1
07498317006 | UTPSP1YLY | Cu,PC,Cat6,UTP,Cbl,YL,1ft,EA | The TX6™ PLUS Cat 6 UTP Patch Cord is constructed of 24 AWG, unshielded, twisted pair, stranded, CM cable with enhanced performance modular plugs. The patented tangle free latch prevents snags and provides easy release saving time on frequent moves, adds, | PC | 1 | 10 | 1 | 1 | 13.1
07498372657 | UTPSP2.5MBLY | Cu,PC,Cat6,UTP,Cbl,BL,2.5M,EA | The TX6™ PLUS Cat 6 UTP Patch Cord is constructed of 24 AWG, unshielded, twisted pair, stranded, CM cable with enhanced performance modular plugs. The patented tangle free latch prevents snags and provides easy release saving time on frequent moves, adds, | PC | 1 | 10 | 1 | 1 | 17.54
07498372670 | UTPSP2.5MBUY | Cu,PC,Cat6,UTP,Cbl,BU,2.5M,EA | The TX6™ PLUS Cat 6 UTP Patch Cord is constructed of 24 AWG, unshielded, twisted pair, stranded, CM cable with enhanced performance modular plugs. The patented tangle free latch prevents snags and provides easy release saving time on frequent moves, adds, | PC | 1 | 10 | 1 | 1 | 17.54
07498372713 | UTPSP2.5MGRY | Cu,PC,Cat6,UTP,Cbl,GR,2.5M,EA | The TX6™ PLUS Cat 6 UTP Patch Cord is constructed of 24 AWG, unshielded, twisted pair, stranded, CM cable with enhanced performance modular plugs. The patented tangle free latch prevents snags and provides easy release saving time on frequent moves, adds, | PC | 1 | 10 | 1 | 1 | 17.54
07498373247 | UTPSP2.5MGYY | Cu,PC,Cat6,UTP,Cbl,GY,2.5M,EA | Category 6, UTP patch cord with TX6™ PLUS Modular Plugs on each end. Gray, 2.5 meters. | PC | 1 | 10 | 1 | 1 | 17.54
07498373117 | UTPSP2.5MORY | Cu,PC,Cat6,UTP,Cbl,OR,2.5M,EA | Category 6, UTP patch cord with TX6™ PLUS Modular Plugs on each end. Orange, 2.5 meters. | PC | 1 | 10 | 1 | 1 | 17.54
07498373098 | UTPSP2.5MRDY | Cu,PC,Cat6,UTP,Cbl,RD,2.5M,EA | The TX6™ PLUS Cat 6 UTP Patch Cord is constructed of 24 AWG, unshielded, twisted pair, stranded, CM cable with enhanced performance modular plugs. The patented tangle free latch prevents snags and provides easy release saving time on frequent moves, adds, | PC | 1 | 10 | 1 | 1 | 17.54
07498373137 | UTPSP2.5MVLY | Cu,PC,Cat6,UTP,Cbl,VL,2.5M,EA | Category 6, UTP patch cord with TX6™ PLUS Modular Plugs on each end. Violet, 2.5 meters. | PC | 1 | 10 | 1 | 1 | 17.54
07498372607 | UTPSP2.5MY | Cu,PC,Cat6,UTP,Cbl,IW,2.5M,EA | The TX6™ PLUS Cat 6 UTP Patch Cord is constructed of 24 AWG, unshielded, twisted pair, stranded, CM cable with enhanced performance modular plugs. The patented tangle free latch prevents snags and provides easy release saving time on frequent moves, adds, | PC | 1 | 10 | 1 | 1 | 17.54
07498372902 | UTPSP2.5MYLY | Cu,PC,Cat6,UTP,Cbl,YL,2.5M,EA | The TX6™ PLUS Cat 6 UTP Patch Cord is constructed of 24 AWG, unshielded, twisted pair, stranded, CM cable with enhanced performance modular plugs. The patented tangle free latch prevents snags and provides easy release saving time on frequent moves, adds, | PC | 1 | 10 | 1 | 1 | 17.54
07498367200 | UTPSP200BLY | Copper Patch Cord, Cat 6, Black UTP Cabl | Copper Patch Cord, Cat 6, Black UTP Cable, 200 Feet | PC | 1 | 5 | 1 | 1 | 125.44
07498366636 | UTPSP200BUY | Copper Patch Cord, Cat 6, Blue UTP Cable | Copper Patch Cord, Cat 6, Blue UTP Cable, 200 Feet | PC | 1 | 5 | 1 | 1 | 125.44
07498367202 | UTPSP200GRY | Copper Patch Cord, Cat 6, Green UTP Cabl | Copper Patch Cord, Cat 6, Green UTP Cable, 200 Feet | PC | 1 | 5 | 1 | 1 | 125.44
07498362198 | UTPSP200GYY | Copper Patch Cord, Cat 6, Gray UTP Cable | Copper Patch Cord, Cat 6, Gray UTP Cable, 200 Feet | PC | 1 | 5 | 1 | 1 | 125.44
07498367484 | UTPSP200ORY | Copper Patch Cord, Cat 6, Orange UTP Cab | Copper Patch Cord, Cat 6, Orange UTP Cable, 200 Feet | PC | 1 | 5 | 1 | 1 | 125.44
07498367483 | UTPSP200RDY | Copper Patch Cord, Cat 6, Red UTP Cable, | Category 6, Copper Patch Cord, Red UTP Cable, 200 Feet. | PC | 1 | 5 | 1 | 1 | 125.44
07498367485 | UTPSP200VLY | Copper Patch Cord, Cat 6, Violet UTP Cab | Copper Patch Cord, Cat 6, Violet UTP Cable, 200 Feet | PC | 1 | 5 | 1 | 1 | 125.44
07498366644 | UTPSP200Y | Copper Patch Cord, Cat 6, Off White UTP | Copper Patch Cord, Cat 6, Off White UTP Cable, 200 Feet | PC | 1 | 5 | 1 | 1 | 125.44
07498367201 | UTPSP200YLY | Copper Patch Cord, Cat 6, Yellow UTP Cab | Copper Patch Cord, Cat 6, Yellow UTP Cable, 200 Feet | PC | 1 | 5 | 1 | 1 | 125.44
07498372853 | UTPSP205BLY | Cu,PC,Cat6,UTP,Cbl,BL,205ft,EA | Category 6, UTP patch cord with TX6™ PLUS Modular Plugs on each end. Black, 205 ft. | PC | 1 | 5 | 1 | 1 | 128.24
07498317009 | UTPSP20BLY | Cu,PC,Cat6,UTP,Cbl,BL,20ft,EA | The TX6™ PLUS Cat 6 UTP Patch Cord is constructed of 24 AWG, unshielded, twisted pair, stranded, CM cable with enhanced performance modular plugs. The patented tangle free latch prevents snags and provides easy release saving time on frequent moves, adds, | PC | 1 | 10 | 1 | 1 | 24.74
07498317010 | UTPSP20BUY | Cu,PC,Cat6,UTP,Cbl,BU,20ft,EA | The TX6™ PLUS Cat 6 UTP Patch Cord is constructed of 24 AWG, unshielded, twisted pair, stranded, CM cable with enhanced performance modular plugs. The patented tangle free latch prevents snags and provides easy release saving time on frequent moves, adds, | PC | 1 | 10 | 1 | 1 | 24.74
07498317011 | UTPSP20GRY | Cu,PC,Cat6,UTP,Cbl,GR,20ft,EA | The TX6™ PLUS Cat 6 UTP Patch Cord is constructed of 24 AWG, unshielded, twisted pair, stranded, CM cable with enhanced performance modular plugs. The patented tangle free latch prevents snags and provides easy release saving time on frequent moves, adds, | PC | 1 | 10 | 1 | 1 | 24.74
07498317013 | UTPSP20GYFY | Copper Patch Cord, Category 6, Gray UTP | Copper Patch Cord, Category 6, Gray UTP Cable, Flipped, 20 Feet | PC | 1 | 10 | 1 | 1 | 24.74
07498317012 | UTPSP20GYY | Copper Patch Cord, Category 6, Gray UTP | TX-6 PLUS Category 6 Patch Cord for use with CJ688TP | PC | 1 | 10 | 1 | 1 | 24.74
07498372664 | UTPSP20MBLY | Cu,PC,Cat6,UTP,Cbl,BL,20M,EA | Category 6, UTP patch cord with TX6™ PLUS Modular Plugs on each end. Black, 20 meters. | PC | 1 | 10 | 1 | 1 | 52.68
07498372677 | UTPSP20MBUY | Cu,PC,Cat6,UTP,Cbl,BU,20M,EA | Category 6, UTP patch cord with TX6™ PLUS Modular Plugs on each end. Blue, 20 meters. | PC | 1 | 10 | 1 | 1 | 52.68
07498372803 | UTPSP20MGRY | Cu,PC,Cat6,UTP,Cbl,GR,20M,EA | Category 6, UTP patch cord with TX6™ PLUS Modular Plugs on each end. Green, 20 meters. | PC | 1 | 10 | 1 | 1 | 52.68
07498373292 | UTPSP20MGYY | Cu,PC,Cat6,UTP,Cbl,GY,20M,EA | Category 6, UTP patch cord with TX6™ PLUS Modular Plugs on each end. Gray, 20 meters. | PC | 1 | 10 | 1 | 1 | 52.68
07498373128 | UTPSP20MORY | Cu,PC,Cat6,UTP,Cbl,OR,20M,EA | Category 6, UTP patch cord with TX6™ PLUS Modular Plugs on each end. Orange, 20 meters. | PC | 1 | 10 | 1 | 1 | 52.68
07498373107 | UTPSP20MRDY | Cu,PC,Cat6,UTP,Cbl,RD,20M,EA | Category 6, UTP patch cord with TX6™ PLUS Modular Plugs on each end. Red, 20 meters. | PC | 1 | 10 | 1 | 1 | 52.68
07498373177 | UTPSP20MVLY | Cu,PC,Cat6,UTP,Cbl,VL,20M,EA | Category 6, UTP patch cord with TX6™ PLUS Modular Plugs on each end. Violet, 20 meters. | PC | 1 | 10 | 1 | 1 | 52.68
07498372649 | UTPSP20MY | Cu,PC,Cat6,UTP,Cbl,IW,20M,EA | Category 6, UTP patch cord with TX6™ PLUS Modular Plugs on each end. Off White, 20 meters. | PC | 1 | 10 | 1 | 1 | 52.68
07498373088 | UTPSP20MYLY | Cu,PC,Cat6,UTP,Cbl,YL,20M,EA | Category 6, UTP patch cord with TX6™ PLUS Modular Plugs on each end. Yellow, 20 meters. | PC | 1 | 10 | 1 | 1 | 52.68
07498317014 | UTPSP20ORY | Cu,PC,Cat6,UTP,Cbl,OR,20ft,EA | Category 6, UTP patch cord with TX6™ PLUS Modular Plugs on each end. Orange, 20 ft. | PC | 1 | 10 | 1 | 1 | 24.74
07498317016 | UTPSP20RDFY | Copper Patch Cord, Category 6, Red UTP C | Category 6, Copper Patch Cord, Red UTP Cable, 230 Feet. | PC | 1 | 10 | 1 | 1 | 24.74
07498317015 | UTPSP20RDY | Cu,PC,Cat6,UTP,Cbl,RD,20ft,EA | The TX6™ PLUS Cat 6 UTP Patch Cord is constructed of 24 AWG, unshielded, twisted pair, stranded, CM cable with enhanced performance modular plugs. The patented tangle free latch prevents snags and provides easy release saving time on frequent moves, adds, | PC | 1 | 10 | 1 | 1 | 24.74
07498317017 | UTPSP20VLY | Cu,PC,Cat6,UTP,Cbl,VL,20ft,EA | Category 6, UTP patch cord with TX6™ PLUS Modular Plugs on each end. Violet, 20 ft. | PC | 1 | 10 | 1 | 1 | 24.74
07498317008 | UTPSP20Y | Cu,PC,Cat6,UTP,Cbl,IW,20ft,EA | The TX6™ PLUS Cat 6 UTP Patch Cord is constructed of 24 AWG, unshielded, twisted pair, stranded, CM cable with enhanced performance modular plugs. The patented tangle free latch prevents snags and provides easy release saving time on frequent moves, adds, | PC | 1 | 10 | 1 | 1 | 24.74
07498312418 | UTPSP20Y-Q | Copper Patch Cord, Category 6, Off-White | Copper Patch Cord, Category 6, Off-White, UTP Cable, 20 Feet, Package of 25 | PC | 1 | 25 | 25 | 1 | 24.74
07498317019 | UTPSP20YLFY | Copper Patch Cord, Category 6, Yellow UT | Copper Patch Cord, Category 6, Yellow UTP Cable, Flipped, 20 Feet | PC | 1 | 10 | 1 | 1 | 24.74
07498317018 | UTPSP20YLY | Cu,PC,Cat6,UTP,Cbl,YL,20ft,EA | The TX6™ PLUS Cat 6 UTP Patch Cord is constructed of 24 AWG, unshielded, twisted pair, stranded, CM cable with enhanced performance modular plugs. The patented tangle free latch prevents snags and provides easy release saving time on frequent moves, adds, | PC | 1 | 10 | 1 | 1 | 24.74
07498369421 | UTPSP210BLY | Copper Patch Cord, Cat 6, Black UTP Cabl | Copper Patch Cord, Cat 6, Black UTP Cable, 210 Feet | PC | 1 | 5 | 1 | 1 | 131.04
07498362202 | UTPSP210GYY | Copper Patch Cord, Cat 6, Gray UTP Cable | Copper Patch Cord, Cat 6, Gray UTP Cable, 210 Feet | PC | 1 | 5 | 1 | 1 | 131.04
07498372854 | UTPSP215BLY | Cu,PC,Cat6,UTP,Cbl,BL,215ft,EA | Category 6, UTP patch cord with TX6™ PLUS Modular Plugs on each end. Black, 215 ft. | PC | 1 | 5 | 1 | 1 | 133.84
07498366664 | UTPSP21BLY | Copper Patch Cord, Cat 6, Black UTP Cabl | Copper Patch Cord, Cat 6, Black UTP Cable, 21 Feet | PC | 1 | 10 | 1 | 1 | 25.36
07498366421 | UTPSP21BUY | Copper Patch Cord, Cat 6, Blue UTP Cable | Copper Patch Cord, Cat 6, Blue UTP Cable, 21 Feet | PC | 1 | 10 | 1 | 1 | 25.36
07498366665 | UTPSP21GRY | Copper Patch Cord, Cat 6, Green UTP Cabl | Copper Patch Cord, Cat 6, Green UTP Cable, 21 Feet | PC | 1 | 10 | 1 | 1 | 25.36
07498367225 | UTPSP21ORY | Copper Patch Cord, Cat 6, Orange UTP Cab | Copper Patch Cord, Cat 6, Orange UTP Cable, 21 Feet | PC | 1 | 10 | 1 | 1 | 25.36
07498367226 | UTPSP21RDY | Copper Patch Cord, Cat 6, Red UTP Cable, | Category 6, Copper Patch Cord, Red UTP Cable, 22 Feet. | PC | 1 | 10 | 1 | 1 | 25.36
07498367227 | UTPSP21VLY | Copper Patch Cord, Cat 6, Violet UTP Cab | Copper Patch Cord, Cat 6, Violet UTP Cable, 21 Feet | PC | 1 | 10 | 1 | 1 | 25.36
07498366436 | UTPSP21Y | Copper Patch Cord, Cat 6, Off White UTP | Copper Patch Cord, Cat 6, Off White UTP Cable, 21 Feet | PC | 1 | 10 | 1 | 1 | 25.36
07498366663 | UTPSP21YLY | Copper Patch Cord, Cat 6, Yellow UTP Cab | Copper Patch Cord, Cat 6, Yellow UTP Cable, 21 Feet | PC | 1 | 10 | 1 | 1 | 25.36
07498369422 | UTPSP220BLY | Copper Patch Cord, Cat 6, Black UTP Cabl | Copper Patch Cord, Cat 6, Black UTP Cable, 220 Feet | PC | 1 | 5 | 1 | 1 | 136.68
07498362203 | UTPSP220GYY | Copper Patch Cord, Cat 6, Gray UTP Cable | Copper Patch Cord, Cat 6, Gray UTP Cable, 220 Feet | PC | 1 | 5 | 1 | 1 | 136.68
07498372877 | UTPSP225BLY | Cu,PC,Cat6,UTP,Cbl,BL,225ft,EA | Category 6, UTP patch cord with TX6™ PLUS Modular Plugs on each end. Black, 225 ft. | PC | 1 | 5 | 1 | 1 | 139.46
07498366667 | UTPSP22BLY | Copper Patch Cord, Cat 6, Black LSZH UTP | Copper Patch Cord, Cat 6, Black LSZH UTP Cable, 22 Feet | PC | 1 | 10 | 1 | 1 | 25.98
07498366422 | UTPSP22BUY | Copper Patch Cord, Cat 6, Blue UTP Cable | Copper Patch Cord, Cat 6, Blue UTP Cable, 22 Feet | PC | 1 | 10 | 1 | 1 | 25.98
07498366666 | UTPSP22GRY | Copper Patch Cord, Cat 6, Green UTP Cabl | Copper Patch Cord, Cat 6, Green UTP Cable, 22 Feet | PC | 1 | 10 | 1 | 1 | 25.98
07498367239 | UTPSP22ORY | Copper Patch Cord, Cat 6, Orange UTP Cab | Copper Patch Cord, Cat 6, Orange UTP Cable, 22 Ft | PC | 1 | 10 | 1 | 1 | 25.98
07498367238 | UTPSP22RDY | Copper Patch Cord, Cat 6, Red UTP Cable, | Category 6, Copper Patch Cord, Red UTP Cable, 22 Feet. | PC | 1 | 10 | 1 | 1 | 25.98
07498367237 | UTPSP22VLY | Copper Patch Cord, Cat 6, Violet UTP Cab | Copper Patch Cord, Cat 6, Violet UTP Cable, 22 Ft | PC | 1 | 10 | 1 | 1 | 25.98
07498366442 | UTPSP22Y | Copper Patch Cord, Cat 6, Off White UTP | Copper Patch Cord, Cat 6, Off White UTP Cable, 22 Feet | PC | 1 | 10 | 1 | 1 | 25.98
07498366668 | UTPSP22YLY | Copper Patch Cord, Cat 6, Yellow UTP Cab | Copper Patch Cord, Cat 6, Yellow UTP Cable, 22 Ft | PC | 1 | 10 | 1 | 1 | 25.98
07498369423 | UTPSP230BLY | Copper Patch Cord, Cat 6, Black UTP Cabl | Category 6, Copper Patch Cord, Black UTP Cable, 230 Feet | PC | 1 | 5 | 1 | 1 | 142.3
07498362210 | UTPSP230GYY | Copper Patch Cord, Cat 6, Gray UTP Cable | Copper Patch Cord, Cat 6, Gray UTP Cable, 230 Feet | PC | 1 | 5 | 1 | 1 | 142.3
07498372878 | UTPSP235BLY | Cu,PC,Cat6,UTP,Cbl,BL,235ft,EA | Category 6, UTP patch cord with TX6™ PLUS Modular Plugs on each end. Black, 235 ft. | PC | 1 | 5 | 1 | 1 | 145.08
07498366670 | UTPSP23BLY | Copper Patch Cord, Cat 6, Black UTP Cabl | Copper Patch Cord, Cat 6, Black UTP Cable, 23 Feet | PC | 1 | 10 | 1 | 1 | 26.58
07498366423 | UTPSP23BUY | Copper Patch Cord, Cat 6, Blue UTP Cable | Copper Patch Cord, Cat 6, Blue UTP Cable, 23 Feet | PC | 1 | 10 | 1 | 1 | 26.58
07498366671 | UTPSP23GRY | Copper Patch Cord, Cat 6, Green UTP Cabl | Copper Patch Cord, Cat 6, Green UTP Cable, 23 Feet | PC | 1 | 10 | 1 | 1 | 26.58
07498380497 | UTPSP23GYY | Cu,PC,Cat6,UTP,Cbl,GY,23ft,EA | Category 6, UTP patch cord with TX6™ PLUS Modular Plugs on each end, 23 ft. | PC | 1 | 10 | 1 | 1 | 26.58
07498367240 | UTPSP23ORY | Copper Patch Cord, Cat 6, Orange UTP Cab | Copper Patch Cord, Cat 6, Orange UTP Cable, 23 Feet | PC | 1 | 10 | 1 | 1 | 26.58
07498367241 | UTPSP23RDY | Copper Patch Cord, Cat 6, Red UTP Cable, | Category 6, Copper Patch Cord, Red UTP Cable, 23 Feet. | PC | 1 | 10 | 1 | 1 | 26.58
07498367242 | UTPSP23VLY | Copper Patch Cord, Cat 6, Violet UTP Cab | Copper Patch Cord, Cat 6, Violet UTP Cable, 23 Feet | PC | 1 | 10 | 1 | 1 | 26.58
07498366443 | UTPSP23Y | Copper Patch Cord, Cat 6, Off White UTP | Copper Patch Cord, Cat 6, Off White UTP Cable, 23 Feet | PC | 1 | 10 | 1 | 1 | 26.58
07498366669 | UTPSP23YLY | Copper Patch Cord, Cat 6, Yellow UTP Cab | Copper Patch Cord, Cat 6, Yellow UTP Cable, 23 Feet | PC | 1 | 10 | 1 | 1 | 26.58
07498369424 | UTPSP240BLY | Copper Patch Cord, Cat 6, Black UTP Cabl | Copper Patch Cord, Cat 6, Black UTP Cable, 240 Feet | PC | 1 | 5 | 1 | 1 | 147.86
07498362238 | UTPSP240GYY | Copper Patch Cord, Cat 6, Gray UTP Cable | Copper Patch Cord, Cat 6, Gray UTP Cable, 240 Feet | PC | 1 | 5 | 1 | 1 | 147.86
07498366672 | UTPSP24BLY | Copper Patch Cord, Cat 6, Black UTP Cabl | Copper Patch Cord, Cat 6, Black UTP Cable, 24 Feet | PC | 1 | 10 | 1 | 1 | 27.16
07498366425 | UTPSP24BUY | Copper Patch Cord, Cat 6, Blue UTP Cable | Copper Patch Cord, Cat 6, Blue UTP Cable, 24 Feet | PC | 1 | 10 | 1 | 1 | 27.16
07498366674 | UTPSP24GRY | Copper Patch Cord, Cat 6, Green UTP Cabl | Copper Patch Cord, Cat 6, Green UTP Cable, 24 Feet | PC | 1 | 10 | 1 | 1 | 27.16
07498367243 | UTPSP24ORY | Copper Patch Cord, Cat 6, Orange UTP Cab | Copper Patch Cord, Cat 6, Orange UTP Cable, 24 Feet | PC | 1 | 10 | 1 | 1 | 27.16
07498367244 | UTPSP24RDY | Copper Patch Cord, Cat 6, Red UTP Cable, | Category 6, Copper Patch Cord, Red UTP Cable, 24 Feet. | PC | 1 | 10 | 1 | 1 | 27.16
07498367245 | UTPSP24VLY | Copper Patch Cord, Cat 6, Violet UTP Cab | Copper Patch Cord, Cat 6, Violet UTP Cable, 24 Feet | PC | 1 | 10 | 1 | 1 | 27.16
07498366444 | UTPSP24Y | Copper Patch Cord, Cat 6, Off White UTP | Copper Patch Cord, Cat 6, Off White UTP Cable, 24 Feet | PC | 1 | 10 | 1 | 1 | 27.16
07498366673 | UTPSP24YLY | Copper Patch Cord, Cat 6, Yellow UTP Cab | Copper Patch Cord, Cat 6, Yellow UTP Cable, 24 Feet | PC | 1 | 10 | 1 | 1 | 27.16
07498362240 | UTPSP250GYY | Copper Patch Cord, Cat 6, Gray UTP Cable | Copper Patch Cord, Cat 6, Gray UTP Cable, 250 Feet | PC | 1 | 5 | 1 | 1 | 153.5
07498372652 | UTPSP25BLY | Cu,PC,Cat6,UTP,Cbl,BL,25ft,EA | The TX6™ PLUS Cat 6 UTP Patch Cord is constructed of 24 AWG, unshielded, twisted pair, stranded, CM cable with enhanced performance modular plugs. The patented tangle free latch prevents snags and provides easy release saving time on frequent moves, adds, | PC | 1 | 10 | 1 | 1 | 27.84
07498372665 | UTPSP25BUY | Cu,PC,Cat6,UTP,Cbl,BU,25ft,EA | The TX6™ PLUS Cat 6 UTP Patch Cord is constructed of 24 AWG, unshielded, twisted pair, stranded, CM cable with enhanced performance modular plugs. The patented tangle free latch prevents snags and provides easy release saving time on frequent moves, adds, | PC | 1 | 10 | 1 | 1 | 27.84
07498372678 | UTPSP25GRY | Cu,PC,Cat6,UTP,Cbl,GR,25ft,EA | The TX6™ PLUS Cat 6 UTP Patch Cord is constructed of 24 AWG, unshielded, twisted pair, stranded, CM cable with enhanced performance modular plugs. The patented tangle free latch prevents snags and provides easy release saving time on frequent moves, adds, | PC | 1 | 10 | 1 | 1 | 27.84
07498373179 | UTPSP25GYY | Copper Patch Cord, Cat 6, Gray UTP Cable | Copper Patch Cord, Cat 6, Gray UTP Cable, 25 Feet | PC | 1 | 10 | 1 | 1 | 27.84
07498332396 | UTPSP25MBLY | Cu,PC,Cat6,UTP,Cbl,BL,25M,EA | Category 6, UTP patch cord with TX6™ PLUS Modular Plugs on each end. Black, 25 meters. | PC | 1 | 10 | 1 | 1 | 62.74
07498332397 | UTPSP25MBUY | Copper Patch Cord, Cat 6, Blue UTP Cable | Copper Patch Cord, Cat 6, Blue UTP Cable, 25 Meter | PC | 1 | 10 | 1 | 1 | 62.74
07498332400 | UTPSP25MGRY | Copper Patch Cord, Cat 6, Green UTP Cabl | Copper Patch Cord, Cat 6, Green UTP Cable, 25 Meter | PC | 1 | 10 | 1 | 1 | 62.74
07498332401 | UTPSP25MORY | Cu,PC,Cat6,UTP,Cbl,OR,25M,EA | Category 6, UTP patch cord with TX6™ PLUS Modular Plugs on each end. Orange, 25 meters. | PC | 1 | 10 | 1 | 1 | 62.74
07498332398 | UTPSP25MRDY | Cu,PC,Cat6,UTP,Cbl,RD,25M,EA | Category 6, UTP patch cord with TX6™ PLUS Modular Plugs on each end. Red, 25 meters. | PC | 1 | 10 | 1 | 1 | 62.74
07498332402 | UTPSP25MVLY | Cu,PC,Cat6,UTP,Cbl,VL,25M,EA | Category 6, UTP patch cord with TX6™ PLUS Modular Plugs on each end. Violet, 25 meters. | PC | 1 | 10 | 1 | 1 | 62.74
07498332395 | UTPSP25MY | Cu,PC,Cat6,UTP,IW,25M,EA | Category 6, UTP patch cord with TX6™ PLUS Modular Plugs on each end. Off White, 25 meters. | PC | 1 | 10 | 1 | 1 | 62.74
07498332399 | UTPSP25MYLY | Cu,PC,Cat6,UTP,YL,25M,EA | Category 6, UTP patch cord with TX6™ PLUS Modular Plugs on each end. Yellow, 25 meters. | PC | 1 | 10 | 1 | 1 | 62.74
07498373108 | UTPSP25ORY | Cu,PC,Cat6,UTP,Cbl,OR,25ft,EA | Category 6, UTP patch cord with TX6™ PLUS Modular Plugs on each end. Orange, 25 ft. | PC | 1 | 10 | 1 | 1 | 27.84
07498373089 | UTPSP25RDY | Cu,PC,Cat6,UTP,Cbl,RD,25ft,EA | The TX6™ PLUS Cat 6 UTP Patch Cord is constructed of 24 AWG, unshielded, twisted pair, stranded, CM cable with enhanced performance modular plugs. The patented tangle free latch prevents snags and provides easy release saving time on frequent moves, adds, | PC | 1 | 10 | 1 | 1 | 27.84
07498373129 | UTPSP25VLY | Cu,PC,Cat6,UTP,Cbl,VL,25ft,EA | Category 6, UTP patch cord with TX6™ PLUS Modular Plugs on each end. Violet, 25 ft. | PC | 1 | 10 | 1 | 1 | 27.84
07498372602 | UTPSP25Y | Cu,PC,Cat6,UTP,Cbl,IW,25ft,EA | The TX6™ PLUS Cat 6 UTP Patch Cord is constructed of 24 AWG, unshielded, twisted pair, stranded, CM cable with enhanced performance modular plugs. The patented tangle free latch prevents snags and provides easy release saving time on frequent moves, adds, | PC | 1 | 10 | 1 | 1 | 27.84
07498372804 | UTPSP25YLY | Cu,PC,Cat6,UTP,Cbl,YL,25ft,EA | The TX6™ PLUS Cat 6 UTP Patch Cord is constructed of 24 AWG, unshielded, twisted pair, stranded, CM cable with enhanced performance modular plugs. The patented tangle free latch prevents snags and provides easy release saving time on frequent moves, adds, | PC | 1 | 10 | 1 | 1 | 27.84
07498366677 | UTPSP26BLY | Copper Patch Cord, Cat 6, Black UTP Cabl | Copper Patch Cord, Cat 6, Black UTP Cable, 26 Feet | PC | 1 | 10 | 1 | 1 | 28.42
07498366426 | UTPSP26BUY | Copper Patch Cord, Cat 6, Blue UTP Cable | Copper Patch Cord, Cat 6, Blue UTP Cable, 26 Feet | PC | 1 | 10 | 1 | 1 | 28.42
07498366675 | UTPSP26GRY | Copper Patch Cord, Cat 6, Green UTP Cabl | Copper Patch Cord, Cat 6, Green UTP Cable, 26 Feet | PC | 1 | 10 | 1 | 1 | 28.42
07498367246 | UTPSP26ORY | Copper Patch Cord, Cat 6, Orange UTP Cab | Copper Patch Cord, Cat 6, Orange UTP Cable, 26 Feet | PC | 1 | 10 | 1 | 1 | 28.42
07498367247 | UTPSP26RDY | Copper Patch Cord, Cat 6, Red UTP Cable, | Category 6, Copper Patch Cord, Red UTP Cable, 26 Feet. | PC | 1 | 10 | 1 | 1 | 28.42
07498367248 | UTPSP26VLY | Copper Patch Cord, Cat 6, Violet UTP Cab | Copper Patch Cord, Cat 6, Violet UTP Cable, 26 Feet | PC | 1 | 10 | 1 | 1 | 28.42
07498366445 | UTPSP26Y | Copper Patch Cord, Cat 6, Off White UTP | Copper Patch Cord, Cat 6, Off White UTP Cable, 26 Feet | PC | 1 | 10 | 1 | 1 | 28.42
07498366676 | UTPSP26YLY | Copper Patch Cord, Cat 6, Yellow UTP Cab | Copper Patch Cord, Cat 6, Yellow UTP Cable, 26 Feet | PC | 1 | 10 | 1 | 1 | 28.42
07498366678 | UTPSP27BLY | Copper Patch Cord, Cat 6, Black UTP Cabl | Copper Patch Cord, Cat 6, Black UTP Cable, 27 Feet | PC | 1 | 10 | 1 | 1 | 29.02
07498366427 | UTPSP27BUY | Copper Patch Cord, Cat 6, Blue UTP Cable | Copper Patch Cord, Cat 6, Blue UTP Cable, 27 Feet | PC | 1 | 10 | 1 | 1 | 29.02
07498366684 | UTPSP27GRY | Copper Patch Cord, Cat 6, Green UTP Cabl | Copper Patch Cord, Cat 6, Green UTP Cable, 27 Feet | PC | 1 | 10 | 1 | 1 | 29.02
07498380498 | UTPSP27GYY | Cu,PC,Cat6,UTP,Cbl,GY,27ft,EA | Category 6, UTP patch cord with TX6™ PLUS Modular Plugs on each end, 27 ft. | PC | 1 | 10 | 1 | 1 | 29.02
07498367249 | UTPSP27ORY | Copper Patch Cord, Cat 6, Orange UTP Cab | Copper Patch Cord, Cat 6, Orange UTP Cable, 27 Feet | PC | 1 | 10 | 1 | 1 | 29.02
07498367250 | UTPSP27RDY | Copper Patch Cord, Cat 6, Red UTP Cable, | Category 6, Copper Patch Cord, Red UTP Cable, 27 Feet. | PC | 1 | 10 | 1 | 1 | 29.02
07498367256 | UTPSP27VLY | Copper Patch Cord, Cat 6, Violet UTP Cab | Copper Patch Cord, Cat 6, Violet UTP Cable, 27 Feet | PC | 1 | 10 | 1 | 1 | 29.02
07498366446 | UTPSP27Y | Copper Patch Cord, Cat 6, Off White UTP | Copper Patch Cord, Cat 6, Off White UTP Cable, 27 Feet | PC | 1 | 10 | 1 | 1 | 29.02
07498366682 | UTPSP27YLY | Copper Patch Cord, Cat 6, Yellow UTP Cab | Copper Patch Cord, Cat 6, Yellow UTP Cable, 27 Feet | PC | 1 | 10 | 1 | 1 | 29.02
07498366685 | UTPSP28BLY | Copper Patch Cord, Cat 6, Black UTP Cabl | Copper Patch Cord, Cat 6, Black UTP Cable, 28 Feet | PC | 1 | 10 | 1 | 1 | 29.62
07498366428 | UTPSP28BUY | Copper Patch Cord, Cat 6, Blue UTP Cable | Copper Patch Cord, Cat 6, Blue UTP Cable, 28 Feet | PC | 1 | 10 | 1 | 1 | 29.62
07498366689 | UTPSP28GRY | Copper Patch Cord, Cat 6, Green UTP Cabl | Copper Patch Cord, Cat 6, Green UTP Cable, 28 Feet | PC | 1 | 10 | 1 | 1 | 29.62
07498367258 | UTPSP28ORY | Copper Patch Cord, Cat 6, Orange UTP Cab | Copper Patch Cord, Cat 6, Orange UTP Cable, 28 Feet | PC | 1 | 10 | 1 | 1 | 29.62
07498367259 | UTPSP28RDY | Copper Patch Cord, Cat 6, Red UTP Cable, | Category 6, Copper Patch Cord,Red UTP Cable, 28 Feet. | PC | 1 | 10 | 1 | 1 | 29.62
07498367257 | UTPSP28VLY | Copper Patch Cord, Cat 6, Violet UTP Cab | Copper Patch Cord, Cat 6, Violet UTP Cable, 28 Feet | PC | 1 | 10 | 1 | 1 | 29.62
07498366447 | UTPSP28Y | Copper Patch Cord, Cat 6, Off White UTP | Copper Patch Cord, Cat 6, Off White UTP Cable, 28 Feet | PC | 1 | 10 | 1 | 1 | 29.62
07498366688 | UTPSP28YLY | Copper Patch Cord, Cat 6, Yellow UTP Cab | Copper Patch Cord, Cat 6, Yellow UTP Cable, 28 Feet | PC | 1 | 10 | 1 | 1 | 29.62
07498366708 | UTPSP29BLY | Copper Patch Cord, Cat 6, Black UTP Cabl | Copper Patch Cord, Cat 6, Black UTP Cable, 29 Feet | PC | 1 | 10 | 1 | 1 | 30.26
07498366429 | UTPSP29BUY | Copper Patch Cord, Cat 6, Blue UTP Cable | Copper Patch Cord, Cat 6, Blue UTP Cable, 29 Feet | PC | 1 | 10 | 1 | 1 | 30.26
07498366691 | UTPSP29GRY | Copper Patch Cord, Cat 6, Green UTP Cabl | Copper Patch Cord, Cat 6, Green UTP Cable, 29 Feet | PC | 1 | 10 | 1 | 1 | 30.26
07498367262 | UTPSP29ORY | Copper Patch Cord, Cat 6, Orange UTP Cab | Copper Patch Cord, Cat 6, Orange UTP Cable, 29 Feet | PC | 1 | 10 | 1 | 1 | 30.26
07498367260 | UTPSP29RDY | Copper Patch Cord, Cat 6, Red UTP Cable, | Category 6, Copper Patch Cord, Red UTP Cable, 29 Feet. | PC | 1 | 10 | 1 | 1 | 30.26
07498367263 | UTPSP29VLY | Copper Patch Cord, Cat 6, Violet UTP Cab | Copper Patch Cord, Cat 6, Violet UTP Cable, 29 Feet | PC | 1 | 10 | 1 | 1 | 30.26
07498366448 | UTPSP29Y | Copper Patch Cord, Cat 6, Off White UTP | Copper Patch Cord, Cat 6, Off White UTP Cable, 29 Feet | PC | 1 | 10 | 1 | 1 | 30.26
07498366709 | UTPSP29YLY | Copper Patch Cord, Cat 6, Yellow UTP Cab | Copper Patch Cord, Cat 6, Yellow UTP Cable, 29 Feet | PC | 1 | 10 | 1 | 1 | 30.26
07498317020 | UTPSP2BLY | Cu,PC,Cat6,UTP,Cbl,BL,2ft,EA | The TX6™ PLUS Cat 6 UTP Patch Cord is constructed of 24 AWG, unshielded, twisted pair, stranded, CM cable with enhanced performance modular plugs. The patented tangle free latch prevents snags and provides easy release saving time on frequent moves, adds, | PC | 1 | 10 | 1 | 1 | 13.7
07498317021 | UTPSP2BUY | Cu,PC,Cat6,UTP,Cbl,BU,2ft,EA | The TX6™ PLUS Cat 6 UTP Patch Cord is constructed of 24 AWG, unshielded, twisted pair, stranded, CM cable with enhanced performance modular plugs. The patented tangle free latch prevents snags and provides easy release saving time on frequent moves, adds, | PC | 1 | 10 | 1 | 1 | 13.7
07498317022 | UTPSP2GRY | Cu,PC,Cat6,UTP,Cbl,GR,2ft,EA | The TX6™ PLUS Cat 6 UTP Patch Cord is constructed of 24 AWG, unshielded, twisted pair, stranded, CM cable with enhanced performance modular plugs. The patented tangle free latch prevents snags and provides easy release saving time on frequent moves, adds, | PC | 1 | 10 | 1 | 1 | 13.7
07498317024 | UTPSP2GYFY | Copper Patch Cord, Category 6, Gray UTP | Copper Patch Cord, Category 6, Gray UTP Cable, Flipped, 2 Feet | PC | 1 | 10 | 1 | 1 | 13.7
07498317023 | UTPSP2GYY | Copper Patch Cord, Category 6, Gray UTP | Category 6 patch cord with TX6™ PLUS Modular Plug on both ends. | PC | 1 | 10 | 1 | 1 | 13.7
07498317026 | UTPSP2MBLY | Cu,PC,Cat6,UTP,Cbl,BL,2M,EA | The TX6™ PLUS Cat 6 UTP Patch Cord is constructed of 24 AWG, unshielded, twisted pair, stranded, CM cable with enhanced performance modular plugs. The patented tangle free latch prevents snags and provides easy release saving time on frequent moves, adds, | PC | 1 | 10 | 1 | 1 | 16.52
07498329090 | UTPSP2MBLY-Q | Copper Patch Cord, Cat 6, Black UTP Cabl | Category 6, UTP patch cord with TX6™ PLUS Modular Plugs on each end, 2 meter, black. | PC | 1 | 25 | 25 | 1 | 16.52
07498317027 | UTPSP2MBUY | Cu,PC,Cat6,UTP,Cbl,BU,2M,EA | The TX6™ PLUS Cat 6 UTP Patch Cord is constructed of 24 AWG, unshielded, twisted pair, stranded, CM cable with enhanced performance modular plugs. The patented tangle free latch prevents snags and provides easy release saving time on frequent moves, adds, | PC | 1 | 10 | 1 | 1 | 16.52
07498329089 | UTPSP2MBUY-Q | Cu,PC,Cat6,UTP,Cbl,BU,2M,BP | Copper Patch Cord, Cat 6, Blue UTP Cable, 2 Meter, Bulk Packaged | PC | 1 | 25 | 25 | 1 | 16.52
07498317028 | UTPSP2MGRY | Cu,PC,Cat6,UTP,Cbl,GR,2M,EA | The TX6™ PLUS Cat 6 UTP Patch Cord is constructed of 24 AWG, unshielded, twisted pair, stranded, CM cable with enhanced performance modular plugs. The patented tangle free latch prevents snags and provides easy release saving time on frequent moves, adds, | PC | 1 | 10 | 1 | 1 | 16.52
07498329093 | UTPSP2MGRY-Q | Copper Patch Cord, Cat 6, Green UTP Cabl | Copper Patch Cord, Cat 6, Green UTP Cable, 2 Meter, Bulk Packaged | PC | 1 | 25 | 25 | 1 | 16.52
07498317029 | UTPSP2MGYY | Copper Patch Cord, Category 6, Gray UTP | Copper Patch Cord, Category 6, Gray UTP Cable, 2 Meters | PC | 1 | 10 | 1 | 1 | 16.52
07498317031 | UTPSP2MORY | Cu,PC,Cat6,UTP,Cbl,OR,2M,EA | Category 6, UTP patch cord with TX6™ PLUS Modular Plugs on each end. Orange, 2 meters. | PC | 1 | 10 | 1 | 1 | 16.52
07498317032 | UTPSP2MRDY | Cu,PC,Cat6,UTP,Cbl,RD,2M,EA | The TX6™ PLUS Cat 6 UTP Patch Cord is constructed of 24 AWG, unshielded, twisted pair, stranded, CM cable with enhanced performance modular plugs. The patented tangle free latch prevents snags and provides easy release saving time on frequent moves, adds, | PC | 1 | 10 | 1 | 1 | 16.52
07498329092 | UTPSP2MRDY-Q | Copper Patch Cord, Cat 6,Red UTP Cable, | Copper Patch Cord, Cat 6,Red UTP Cable, 2 Meter, Bulk Packaged | PC | 1 | 25 | 25 | 1 | 16.52
07498317034 | UTPSP2MVLY | Cu,PC,Cat6,UTP,Cbl,VL,2M,EA | Category 6, UTP patch cord with TX6™ PLUS Modular Plugs on each end. Violet, 2 meters. | PC | 1 | 10 | 1 | 1 | 16.52
07498317025 | UTPSP2MY | Cu,PC,Cat6,UTP,Cbl,IW,2M,EA | The TX6™ PLUS Cat 6 UTP Patch Cord is constructed of 24 AWG, unshielded, twisted pair, stranded, CM cable with enhanced performance modular plugs. The patented tangle free latch prevents snags and provides easy release saving time on frequent moves, adds, | PC | 1 | 10 | 1 | 1 | 16.52
07498329088 | UTPSP2MY-Q | Copper Patch Cord, Cat 6, Off White UTP | Copper Patch Cord, Cat 6, Off White UTP Cable, 2 Meter, Bulk Packaged | PC | 1 | 25 | 25 | 1 | 16.52
07498317035 | UTPSP2MYLY | Cu,PC,Cat6,UTP,Cbl,YL,2M,EA | The TX6™ PLUS Cat 6 UTP Patch Cord is constructed of 24 AWG, unshielded, twisted pair, stranded, CM cable with enhanced performance modular plugs. The patented tangle free latch prevents snags and provides easy release saving time on frequent moves, adds, | PC | 1 | 10 | 1 | 1 | 16.52
07498329091 | UTPSP2MYLY-Q | Copper Patch Cord, Cat 6, Yellow UTP Cab | Copper Patch Cord, Cat 6, Yellow UTP Cable, 2 Meter, Bulk Packaged | PC | 1 | 25 | 25 | 1 | 16.52
07498317037 | UTPSP2ORY | Cu,PC,Cat6,UTP,Cbl,OR,2ft,EA | Category 6, UTP patch cord with TX6™ PLUS Modular Plugs on each end. Orange, 2 ft. | PC | 1 | 10 | 1 | 1 | 13.7
07498317039 | UTPSP2RDFY | Copper Patch Cord, Category 6, Red UTP C | Category 6 patch cord with TX6™ PLUS Modular Plug on each end. | PC | 1 | 10 | 1 | 1 | 13.7
07498317038 | UTPSP2RDY | Cu,PC,Cat6,UTP,Cbl,RD,2ft,EA | The TX6™ PLUS Cat 6 UTP Patch Cord is constructed of 24 AWG, unshielded, twisted pair, stranded, CM cable with enhanced performance modular plugs. The patented tangle free latch prevents snags and provides easy release saving time on frequent moves, adds, | PC | 1 | 10 | 1 | 1 | 13.7
07498317040 | UTPSP2VLY | Cu,PC,Cat6,UTP,Cbl,VL,2ft,EA | Category 6, UTP patch cord with TX6™ PLUS Modular Plugs on each end. Violet, 2 ft. | PC | 1 | 10 | 1 | 1 | 13.7
07498317007 | UTPSP2Y | Cu,PC,Cat6,UTP,Cbl,IW,2ft,EA | The TX6™ PLUS Cat 6 UTP Patch Cord is constructed of 24 AWG, unshielded, twisted pair, stranded, CM cable with enhanced performance modular plugs. The patented tangle free latch prevents snags and provides easy release saving time on frequent moves, adds, | PC | 1 | 10 | 1 | 1 | 13.7
07498317042 | UTPSP2YLFY | Copper Patch Cord, Category 6, Yellow UT | Category 6 patch cord with TX6™ PLUS Modular Plug on each end. | PC | 1 | 10 | 1 | 1 | 13.7
07498317041 | UTPSP2YLY | Cu,PC,Cat6,UTP,Cbl,YL,2ft,EA | The TX6™ PLUS Cat 6 UTP Patch Cord is constructed of 24 AWG, unshielded, twisted pair, stranded, CM cable with enhanced performance modular plugs. The patented tangle free latch prevents snags and provides easy release saving time on frequent moves, adds, | PC | 1 | 10 | 1 | 1 | 13.7
07498327441 | UTPSP3.5MBLY | Copper Patch Cord, Cat 6, Black UTP Cabl | Copper Patch Cord, Cat 6, Black UTP Cable, 3.5m | PC | 1 | 10 | 1 | 1 | 19.54
07498327491 | UTPSP3.5MBUY | Copper Patch Cord, Cat 6, Blue UTP Cable | Copper Patch Cord, Cat 6, Blue UTP Cable, 3.5m | PC | 1 | 10 | 1 | 1 | 19.54
07498327510 | UTPSP3.5MGRY | Copper Patch Cord, Cat 6, Green UTP Cabl | Copper Patch Cord, Cat 6, Green UTP Cable, 3.5 Meter | PC | 1 | 10 | 1 | 1 | 19.54
07498327723 | UTPSP3.5MGYY | Copper Patch Cord, Cat 6, Gray UTP Cable | Copper Patch Cord, Cat 6, Gray UTP Cable, 3.5 Meter | PC | 1 | 10 | 1 | 1 | 19.54
07498327855 | UTPSP3.5MORY | Copper Patch Cord, Cat 6, Orange UTP Cab | Copper Patch Cord, Cat 6, Orange UTP Cable, 3.5 Meter | PC | 1 | 10 | 1 | 1 | 19.54
07498327862 | UTPSP3.5MRDY | Copper Patch Cord, Cat 6, Red UTP Cable, | Copper Patch Cord, Cat 6, Red UTP Cable, 3.5 Meter | PC | 1 | 10 | 1 | 1 | 19.54
07498327438 | UTPSP3.5MVLY | Copper Patch Cord, Cat 6, Violet UTP Cab | Copper Patch Cord, Cat 6, Violet UTP Cable, 3.5 Meter | PC | 1 | 10 | 1 | 1 | 19.54
07498327437 | UTPSP3.5MY | Copper Patch Cord, Cat 6, Off White UTP | Copper Patch Cord, Cat 6, Off White UTP Cable, 3.5 Meter | PC | 1 | 10 | 1 | 1 | 19.54
07498327867 | UTPSP3.5MYLY | Copper Patch Cord, Cat 6, Yellow UTP Cab | Copper Patch Cord, Cat 6, Yellow UTP Cable, 3.5 Meter | PC | 1 | 10 | 1 | 1 | 19.54
07498372653 | UTPSP30BLY | Cu,PC,Cat6,UTP,Cbl,BL,30ft,EA | The TX6™ PLUS Cat 6 UTP Patch Cord is constructed of 24 AWG, unshielded, twisted pair, stranded, CM cable with enhanced performance modular plugs. The patented tangle free latch prevents snags and provides easy release saving time on frequent moves, adds, | PC | 1 | 10 | 1 | 1 | 30.84
07498372666 | UTPSP30BUY | Cu,PC,Cat6,UTP,Cbl,BU,30ft,EA | The TX6™ PLUS Cat 6 UTP Patch Cord is constructed of 24 AWG, unshielded, twisted pair, stranded, CM cable with enhanced performance modular plugs. The patented tangle free latch prevents snags and provides easy release saving time on frequent moves, adds, | PC | 1 | 10 | 1 | 1 | 30.84
07498372679 | UTPSP30GRY | Cu,PC,Cat6,UTP,Cbl,GR,30ft,EA | The TX6™ PLUS Cat 6 UTP Patch Cord is constructed of 24 AWG, unshielded, twisted pair, stranded, CM cable with enhanced performance modular plugs. The patented tangle free latch prevents snags and provides easy release saving time on frequent moves, adds, | PC | 1 | 10 | 1 | 1 | 30.84
07498373181 | UTPSP30GYY | Copper Patch Cord, Cat 6, Gray UTP Cable | Copper Patch Cord, Cat 6, Gray UTP Cable, 30 Feet | PC | 1 | 10 | 1 | 1 | 30.84
07498332405 | UTPSP30MBLY | Copper Patch Cord, Cat 6, Black UTP Cabl | Copper Patch Cord, Cat 6, Black UTP Cable, 30 Meter | PC | 1 | 10 | 1 | 1 | 72.76
07498332404 | UTPSP30MBUY | Copper Patch Cord, Cat 6, Blue UTP Cable | Copper Patch Cord, Cat 6, Blue UTP Cable, 30 Meter | PC | 1 | 10 | 1 | 1 | 72.76
07498332406 | UTPSP30MGRY | Copper Patch Cord, Cat 6, Green UTP Cabl | Copper Patch Cord, Cat 6, Green UTP Cable, 30 Meter | PC | 1 | 10 | 1 | 1 | 72.76
07498338968 | UTPSP30MGYY | Cu,PC,Cat6,UTP,Cbl,GY,30M,EA | Category 6, UTP patch cord with TX6™ PLUS Modular Plugs on each end, 30 meters. | PC | 1 | 10 | 1 | 1 | 72.76
07498332407 | UTPSP30MORY | Copper Patch Cord, Cat 6, Orange UTP Cab | Copper Patch Cord, Cat 6, Orange UTP Cable, 30 Feet | PC | 1 | 10 | 1 | 1 | 72.76
07498332410 | UTPSP30MRDY | Cu,PC,Cat6,UTP,Cbl,RD,30M,EA | Category 6, UTP patch cord with TX6™ PLUS Modular Plugs on each end. Red, 30 meters. | PC | 1 | 10 | 1 | 1 | 72.76
07498332408 | UTPSP30MVLY | Cu,PC,Cat6,UTP,Cbl,VL,30M,EA | Category 6, UTP patch cord with TX6™ PLUS Modular Plugs on each end. Violet, 30 meters. | PC | 1 | 10 | 1 | 1 | 72.76
07498332403 | UTPSP30MY | Copper Patch Cord, Cat 6, Off White UTP | Copper Patch Cord, Cat 6, Off White UTP Cable, 30 Meter | PC | 1 | 10 | 1 | 1 | 72.76
07498332409 | UTPSP30MYLY | Copper Patch Cord, Cat 6, Yellow UTP Cab | Copper Patch Cord, Cat 6, Yellow UTP Cable, 30 Feet | PC | 1 | 10 | 1 | 1 | 72.76
07498373109 | UTPSP30ORY | Cu,PC,Cat6,UTP,Cbl,OR,30ft,EA | Category 6, UTP patch cord with TX6™ PLUS Modular Plugs on each end. Orange, 30 ft. | PC | 1 | 10 | 1 | 1 | 30.84
07498373090 | UTPSP30RDY | Cu,PC,Cat6,UTP,Cbl,RD,30ft,EA | The TX6™ PLUS Cat 6 UTP Patch Cord is constructed of 24 AWG, unshielded, twisted pair, stranded, CM cable with enhanced performance modular plugs. The patented tangle free latch prevents snags and provides easy release saving time on frequent moves, adds, | PC | 1 | 10 | 1 | 1 | 30.84
07498373130 | UTPSP30VLY | Cu,PC,Cat6,UTP,Cbl,VL,30ft,EA | Category 6, UTP patch cord with TX6™ PLUS Modular Plugs on each end. Violet, 30 ft. | PC | 1 | 10 | 1 | 1 | 30.84
07498372603 | UTPSP30Y | Cu,PC,Cat6,UTP,Cbl,IW,30ft,EA | The TX6™ PLUS Cat 6 UTP Patch Cord is constructed of 24 AWG, unshielded, twisted pair, stranded, CM cable with enhanced performance modular plugs. The patented tangle free latch prevents snags and provides easy release saving time on frequent moves, adds, | PC | 1 | 10 | 1 | 1 | 30.84
07498372879 | UTPSP30YLY | Cu,PC,Cat6,UTP,Cbl,YL,30ft,EA | The TX6™ PLUS Cat 6 UTP Patch Cord is constructed of 24 AWG, unshielded, twisted pair, stranded, CM cable with enhanced performance modular plugs. The patented tangle free latch prevents snags and provides easy release saving time on frequent moves, adds, | PC | 1 | 10 | 1 | 1 | 30.84
07498366711 | UTPSP31BLY | Copper Patch Cord, Cat 6, Black UTP Cabl | Copper Patch Cord, Cat 6, Black UTP Cable, 31 Feet | PC | 1 | 10 | 1 | 1 | 31.44
07498366449 | UTPSP31BUY | Copper Patch Cord, Cat 6, Blue UTP Cable | Copper Patch Cord, Cat 6, Blue UTP Cable, 31 Feet | PC | 1 | 10 | 1 | 1 | 31.44
07498366712 | UTPSP31GRY | Copper Patch Cord, Cat 6, Green UTP Cabl | Copper Patch Cord, Cat 6, Green UTP Cable, 31 Feet | PC | 1 | 10 | 1 | 1 | 31.44
07498367264 | UTPSP31ORY | Copper Patch Cord, Cat 6, Orange UTP Cab | Copper Patch Cord, Cat 6, Orange UTP Cable, 31 Feet | PC | 1 | 10 | 1 | 1 | 31.44
07498367265 | UTPSP31RDY | Copper Patch Cord, Cat 6, Red UTP Cable, | Category 6, Copper Patch Cord, Red UTP Cable, 31 Feet. | PC | 1 | 10 | 1 | 1 | 31.44
07498367266 | UTPSP31VLY | Copper Patch Cord, Cat 6, Violet UTP Cab | Copper Patch Cord, Cat 6, Violet UTP Cable, 31 Feet | PC | 1 | 10 | 1 | 1 | 31.44
07498366457 | UTPSP31Y | Copper Patch Cord, Cat 6, Off White UTP | Copper Patch Cord, Cat 6, Off White UTP Cable, 31 Feet | PC | 1 | 10 | 1 | 1 | 31.44
07498366710 | UTPSP31YLY | Copper Patch Cord, Cat 6, Yellow UTP Cab | Copper Patch Cord, Cat 6, Yellow UTP Cable, 31 Feet | PC | 1 | 10 | 1 | 1 | 31.44
07498366713 | UTPSP32BLY | Copper Patch Cord, Cat 6, Black UTP Cabl | Copper Patch Cord, Cat 6, Black UTP Cable, 32 Feet | PC | 1 | 10 | 1 | 1 | 32.08
07498366450 | UTPSP32BUY | Copper Patch Cord, Cat 6, Blue UTP Cable | Copper Patch Cord, Cat 6, Blue UTP Cable, 32 Feet | PC | 1 | 10 | 1 | 1 | 32.08
07498366715 | UTPSP32GRY | Copper Patch Cord, Cat 6, Green UTP Cabl | Copper Patch Cord, Cat 6, Green UTP Cable, 32 Feet | PC | 1 | 10 | 1 | 1 | 32.08
07498367268 | UTPSP32ORY | Copper Patch Cord, Cat 6, Orange UTP Cab | Copper Patch Cord, Cat 6, Orange UTP Cable, 32 Feet | PC | 1 | 10 | 1 | 1 | 32.08
07498367269 | UTPSP32RDY | Copper Patch Cord, Cat 6, Red UTP Cable, | Category 6, Copper Patch Cord, Red UTP Cable, 32 Feet. | PC | 1 | 10 | 1 | 1 | 32.08
07498367267 | UTPSP32VLY | Copper Patch Cord, Cat 6, Violet UTP Cab | Copper Patch Cord, Cat 6, Violet UTP Cable, 32 Feet | PC | 1 | 10 | 1 | 1 | 32.08
07498366458 | UTPSP32Y | Copper Patch Cord, Cat 6, Off White UTP | Copper Patch Cord, Cat 6, Off White UTP Cable, 32 Feet | PC | 1 | 10 | 1 | 1 | 32.08
07498366714 | UTPSP32YLY | Copper Patch Cord, Cat 6, Yellow UTP Cab | Copper Patch Cord, Cat 6, Yellow UTP Cable, 32 Feet | PC | 1 | 10 | 1 | 1 | 32.08
07498366717 | UTPSP33BLY | Copper Patch Cord, Cat 6, Black UTP Cabl | Copper Patch Cord, Cat 6, Black UTP Cable, 33 Feet | PC | 1 | 10 | 1 | 1 | 32.7
07498366451 | UTPSP33BUY | Copper Patch Cord, Cat 6, Blue UTP Cable | Copper Patch Cord, Cat 6, Blue UTP Cable, 33 Feet | PC | 1 | 10 | 1 | 1 | 32.7
07498366716 | UTPSP33GRY | Copper Patch Cord, Cat 6, Green UTP Cabl | Copper Patch Cord, Cat 6, Green UTP Cable, 33 Feet | PC | 1 | 10 | 1 | 1 | 32.7
07498367271 | UTPSP33ORY | Copper Patch Cord, Cat 6, Orange UTP Cab | Copper Patch Cord, Cat 6, Orange UTP Cable, 33 Feet | PC | 1 | 10 | 1 | 1 | 32.7
07498367270 | UTPSP33RDY | Copper Patch Cord, Cat 6, Red UTP Cable, | Category 6, Copper Patch Cord, Red UTP Cable, 33 Feet. | PC | 1 | 10 | 1 | 1 | 32.7
07498367272 | UTPSP33VLY | Copper Patch Cord, Cat 6, Violet UTP Cab | Copper Patch Cord, Cat 6, Violet UTP Cable, 33 Feet | PC | 1 | 10 | 1 | 1 | 32.7
07498366459 | UTPSP33Y | Copper Patch Cord, Cat 6, Off White UTP | Copper Patch Cord, Cat 6, Off White UTP Cable, 33 Feet | PC | 1 | 10 | 1 | 1 | 32.7
07498366718 | UTPSP33YLY | Copper Patch Cord, Cat 6, Yellow UTP Cab | Copper Patch Cord, Cat 6, Yellow UTP Cable, 33 Feet | PC | 1 | 10 | 1 | 1 | 32.7
07498366721 | UTPSP34BLY | Copper Patch Cord, Cat 6, Black UTP Cabl | Copper Patch Cord, Cat 6, Black UTP Cable, 34 Feet | PC | 1 | 10 | 1 | 1 | 33.3
07498366452 | UTPSP34BUY | Copper Patch Cord, Cat 6, Blue UTP Cable | Copper Patch Cord, Cat 6, Blue UTP Cable, 34 Feet | PC | 1 | 10 | 1 | 1 | 33.3
07498366722 | UTPSP34GRY | Copper Patch Cord, Cat 6, Green UTP Cabl | Copper Patch Cord, Cat 6, Green UTP Cable, 34 Feet | PC | 1 | 10 | 1 | 1 | 33.3
07498367273 | UTPSP34ORY | Copper Patch Cord, Cat 6, Orange UTP Cab | Copper Patch Cord, Cat 6, Orange UTP Cable, 34 Feet | PC | 1 | 10 | 1 | 1 | 33.3
07498367274 | UTPSP34RDY | Copper Patch Cord, Cat 6, Red UTP Cable, | Category 6, Copper Patch Cord, Red UTP Cable, 34 Feet. | PC | 1 | 10 | 1 | 1 | 33.3
07498367275 | UTPSP34VLY | Copper Patch Cord, Cat 6, Violet UTP Cab | Copper Patch Cord, Cat 6, Violet UTP Cable, 34 Feet | PC | 1 | 10 | 1 | 1 | 33.3
07498366466 | UTPSP34Y | Copper Patch Cord, Cat 6, Off White UTP | Copper Patch Cord, Cat 6, Off White UTP Cable, 34 Feet | PC | 1 | 10 | 1 | 1 | 33.3
07498366719 | UTPSP34YLY | Copper Patch Cord, Cat 6, Yellow UTP Cab | Copper Patch Cord, Cat 6, Yellow UTP Cable, 34 Feet | PC | 1 | 10 | 1 | 1 | 33.3
07498372654 | UTPSP35BLY | Cu,PC,Cat6,UTP,Cbl,BL,35ft,EA | Category 6, UTP patch cord with TX6™ PLUS Modular Plugs on each end. Black, 35 ft. | PC | 1 | 10 | 1 | 1 | 33.92
07498372667 | UTPSP35BUY | Cu,PC,Cat6,UTP,Cbl,BU,35ft,EA | Category 6, UTP patch cord with TX6™ PLUS Modular Plugs on each end. Blue, 35 ft. | PC | 1 | 10 | 1 | 1 | 33.92
07498372680 | UTPSP35GRY | Cu,PC,Cat6,UTP,Cbl,GR,35ft,EA | Category 6, UTP patch cord with TX6™ PLUS Modular Plugs on each end. Green, 35 ft. | PC | 1 | 10 | 1 | 1 | 33.92
07498373213 | UTPSP35GYY | Copper Patch Cord, Cat 6, Gray UTP Cable | Copper Patch Cord, Cat 6, Gray UTP Cable, 35 Feet | PC | 1 | 10 | 1 | 1 | 33.92
07498332420 | UTPSP35MBLY | Cu,PC,Cat6,UTP,Cbl,BL,35M,EA | Category 6, UTP patch cord with TX6™ PLUS Modular Plugs on each end. Black, 35 meters. | PC | 1 | 10 | 1 | 1 | 82.8
07498332419 | UTPSP35MBUY | Copper Patch Cord, Cat. 6 UTP, Blue, 35 | Copper Patch Cord, Cat. 6 UTP, Blue, 35 Meter | PC | 1 | 10 | 1 | 1 | 82.8
07498332421 | UTPSP35MGRY | Cu,PC,Cat6,UTP,Cbl,GR,35M,EA | Category 6, UTP patch cord with TX6™ PLUS Modular Plugs on each end. Green, 35 meters. | PC | 1 | 10 | 1 | 1 | 82.8
07498338977 | UTPSP35MGYY | Cu,PC,Cat6,UTP,Cbl,GY,35M,EA | Category 6, UTP patch cord with TX6™ PLUS Modular Plugs on each end, 35 meters. | PC | 1 | 10 | 1 | 1 | 82.8
07498332422 | UTPSP35MORY | Cu,PC,Cat6,UTP,Cbl,OR,35M,EA | Category 6, UTP patch cord with TX6™ PLUS Modular Plugs on each end. Orange, 35 meters. | PC | 1 | 10 | 1 | 1 | 82.8
07498332423 | UTPSP35MRDY | Cu,PC,Cat6,UTP,Cbl,RD,35M,EA | Category 6, UTP patch cord with TX6™ PLUS Modular Plugs on each end. Red, 35 meters. | PC | 1 | 10 | 1 | 1 | 82.8
07498332424 | UTPSP35MVLY | Cu,PC,Cat6,UTP,Cbl,VL,35M,EA | Category 6, UTP patch cord with TX6™ PLUS Modular Plugs on each end. Violet, 35 meters. | PC | 1 | 10 | 1 | 1 | 82.8
07498332411 | UTPSP35MY | Cu,PC,Cat6,UTP,Cbl,IW,35M,EA | Category 6, UTP patch cord with TX6™ PLUS Modular Plugs on each end. Off White, 35 meters. | PC | 1 | 10 | 1 | 1 | 82.8
07498332425 | UTPSP35MYLY | Cu,PC,Cat6,UTP,Cbl,YL,35M,EA | Category 6, UTP patch cord with TX6™ PLUS Modular Plugs on each end. Yellow, 35 meters. | PC | 1 | 10 | 1 | 1 | 82.8
07498373110 | UTPSP35ORY | Cu,PC,Cat6,UTP,Cbl,OR,35ft,EA | Category 6, UTP patch cord with TX6™ PLUS Modular Plugs on each end. Orange, 35 ft. | PC | 1 | 10 | 1 | 1 | 33.92
07498373091 | UTPSP35RDY | Cu,PC,Cat6,UTP,Cbl,RD,35ft,EA | Category 6, UTP patch cord with TX6™ PLUS Modular Plugs on each end. Red, 35 ft. | PC | 1 | 10 | 1 | 1 | 33.92
07498373132 | UTPSP35VLY | Cu,PC,Cat6,UTP,Cbl,VL,35ft,EA | Category 6, UTP patch cord with TX6™ PLUS Modular Plugs on each end. Violet, 35 ft. | PC | 1 | 10 | 1 | 1 | 33.92
07498372604 | UTPSP35Y | Cu,PC,Cat6,UTP,Cbl,IW,35ft,EA | Category 6, UTP patch cord with TX6™ PLUS Modular Plugs on each end. Off White, 35 ft. | PC | 1 | 10 | 1 | 1 | 33.92
07498372885 | UTPSP35YLY | Cu,PC,Cat6,UTP,Cbl,YL,35ft,EA | Category 6, UTP patch cord with TX6™ PLUS Modular Plugs on each end. Yellow, 35 ft. | PC | 1 | 10 | 1 | 1 | 33.92
07498366740 | UTPSP36BLY | Copper Patch Cord, Cat 6, Black UTP Cabl | Copper Patch Cord, Cat 6, Black UTP Cable, 36 Feet | PC | 1 | 10 | 1 | 1 | 34.52
07498366453 | UTPSP36BUY | Copper Patch Cord, Cat 6, Blue UTP Cable | Copper Patch Cord, Cat 6, Blue UTP Cable, 36 Feet | PC | 1 | 10 | 1 | 1 | 34.52
07498366742 | UTPSP36GRY | Copper Patch Cord, Cat 6, Green UTP Cabl | Copper Patch Cord, Cat 6, Green UTP Cable, 36 Feet | PC | 1 | 10 | 1 | 1 | 34.52
07498367276 | UTPSP36ORY | Copper Patch Cord, Cat 6, Orange UTP Cab | Copper Patch Cord, Cat 6, Orange UTP Cable, 36 Feet | PC | 1 | 10 | 1 | 1 | 34.52
07498367279 | UTPSP36RDY | Copper Patch Cord, Cat 6, Red UTP Cable, | Category 6, Copper Patch Cord, Red UTP Cable, 36 Feet. | PC | 1 | 10 | 1 | 1 | 34.52
07498367280 | UTPSP36VLY | Copper Patch Cord, Cat 6, Violet UTP Cab | Copper Patch Cord, Cat 6, Violet UTP Cable, 36 Feet | PC | 1 | 10 | 1 | 1 | 34.52
07498366467 | UTPSP36Y | Copper Patch Cord, Cat 6, Off White UTP | Copper Patch Cord, Cat 6, Off White UTP Cable, 36 Feet | PC | 1 | 10 | 1 | 1 | 34.52
07498366741 | UTPSP36YLY | Copper Patch Cord, Cat 6, Yellow UTP Cab | Copper Patch Cord, Cat 6, Yellow UTP Cable, 36 Feet | PC | 1 | 10 | 1 | 1 | 34.52
07498366746 | UTPSP37BLY | Copper Patch Cord, Cat 6, Black UTP Cabl | Copper Patch Cord, Cat 6, Black UTP Cable, 37 Feet | PC | 1 | 10 | 1 | 1 | 35.16
07498366454 | UTPSP37BUY | Copper Patch Cord, Cat 6, Blue UTP Cable | Copper Patch Cord, Cat 6, Blue UTP Cable, 37 Feet | PC | 1 | 10 | 1 | 1 | 35.16
07498366744 | UTPSP37GRY | Copper Patch Cord, Cat 6, Green UTP Cabl | Copper Patch Cord, Cat 6, Green UTP Cable, 37 Feet | PC | 1 | 10 | 1 | 1 | 35.16
07498367281 | UTPSP37ORY | Copper Patch Cord, Cat 6, Orange UTP Cab | Copper Patch Cord, Cat 6, Orange UTP Cable, 37 Feet | PC | 1 | 10 | 1 | 1 | 35.16
07498367282 | UTPSP37RDY | Copper Patch Cord, Cat 6, Red UTP Cable, | Category 6, Copper Patch Cord, Red UTP Cable, 37 Feet. | PC | 1 | 10 | 1 | 1 | 35.16
07498367283 | UTPSP37VLY | Copper Patch Cord, Cat 6, Violet UTP Cab | Copper Patch Cord, Cat 6, Violet UTP Cable, 37 Feet | PC | 1 | 10 | 1 | 1 | 35.16
07498366470 | UTPSP37Y | Copper Patch Cord, Cat 6, Off White UTP | Copper Patch Cord, Cat 6, Off White UTP Cable, 37 Feet | PC | 1 | 10 | 1 | 1 | 35.16
07498366747 | UTPSP37YLY | Copper Patch Cord, Cat 6, Yellow UTP Cab | Copper Patch Cord, Cat 6, Yellow UTP Cable, 37 Feet | PC | 1 | 10 | 1 | 1 | 35.16
07498366749 | UTPSP38BLY | Copper Patch Cord, Cat 6, Black UTP Cabl | Copper Patch Cord, Cat 6, Black UTP Cable, 38 Feet | PC | 1 | 10 | 1 | 1 | 35.76
07498366455 | UTPSP38BUY | Copper Patch Cord, Cat 6, Blue UTP Cable | Copper Patch Cord, Cat 6, Blue UTP Cable, 38 Feet | PC | 1 | 10 | 1 | 1 | 35.76
07498366750 | UTPSP38GRY | Copper Patch Cord, Cat 6, Green UTP Cabl | Copper Patch Cord, Cat 6, Green UTP Cable, 38 Feet | PC | 1 | 10 | 1 | 1 | 35.76
07498367284 | UTPSP38ORY | Copper Patch Cord, Cat 6, Orange UTP Cab | Copper Patch Cord, Cat 6, Orange UTP Cable, 38 Feet | PC | 1 | 10 | 1 | 1 | 35.76
07498367285 | UTPSP38RDY | Copper Patch Cord, Cat 6, Red UTP Cable, | Category 6, Copper Patch Cord,Red UTP Cable, 39 Feet. | PC | 1 | 10 | 1 | 1 | 35.76
07498367286 | UTPSP38VLY | Copper Patch Cord, Cat 6, Violet UTP Cab | Copper Patch Cord, Cat 6, Violet UTP Cable, 38 Feet | PC | 1 | 10 | 1 | 1 | 35.76
07498366471 | UTPSP38Y | Copper Patch Cord, Cat 6, Violet UTP Cab | Copper Patch Cord, Cat 6, Violet UTP Cable, 38 Feet | PC | 1 | 10 | 1 | 1 | 35.76
07498366748 | UTPSP38YLY | Copper Patch Cord, Cat 6, Yellow UTP Cab | Copper Patch Cord, Cat 6, Yellow UTP Cable, 38 Feet | PC | 1 | 10 | 1 | 1 | 35.76
07498366751 | UTPSP39BLY | Copper Patch Cord, Cat 6, Black UTP Cabl | Copper Patch Cord, Cat 6, Black UTP Cable, 39 Feet | PC | 1 | 10 | 1 | 1 | 36.36
07498366456 | UTPSP39BUY | Copper Patch Cord, Cat 6, Blue UTP Cable | Copper Patch Cord, Cat 6, Blue UTP Cable, 39 Feet | PC | 1 | 10 | 1 | 1 | 36.36
07498366756 | UTPSP39GRY | Copper Patch Cord, Cat 6, Green UTP Cabl | Copper Patch Cord, Cat 6, Green UTP Cable, 39 Feet | PC | 1 | 10 | 1 | 1 | 36.36
07498367288 | UTPSP39ORY | Copper Patch Cord, Cat 6, Orange UTP Cab | Copper Patch Cord, Cat 6, Orange UTP Cable, 39 Feet | PC | 1 | 10 | 1 | 1 | 36.36
07498367289 | UTPSP39RDY | Copper Patch Cord, Cat 6, Red UTP Cable, | Category 6, Copper Patch Cord, Red UTP Cable, 39 Feet. | PC | 1 | 10 | 1 | 1 | 36.36
07498367287 | UTPSP39VLY | Copper Patch Cord, Cat 6, Violet UTP Cab | Copper Patch Cord, Cat 6, Violet UTP Cable, 39 Feet | PC | 1 | 10 | 1 | 1 | 36.36
07498366490 | UTPSP39Y | Copper Patch Cord, Cat 6, Off White UTP | Copper Patch Cord, Cat 6, Off White UTP Cable, 39 Feet | PC | 1 | 10 | 1 | 1 | 36.36
07498366752 | UTPSP39YLY | Copper Patch Cord, Cat 6, Yellow UTP Cab | Copper Patch Cord, Cat 6, Yellow UTP Cable, 39 Feet | PC | 1 | 10 | 1 | 1 | 36.36
07498317044 | UTPSP3BLY | Cu,PC,Cat6,UTP,Cbl,BL,3ft,EA | The TX6™ PLUS Cat 6 UTP Patch Cord is constructed of 24 AWG, unshielded, twisted pair, stranded, CM cable with enhanced performance modular plugs. The patented tangle free latch prevents snags and provides easy release saving time on frequent moves, adds, | PC | 1 | 10 | 1 | 1 | 14.34
07498328300 | UTPSP3BLY-Q | Cu,PC,Cat6,UTP,Cbl,BL,3ft,PK25 | Category 6, UTP patch cord with TX6™ PLUS Modular Plugs on each end. Black, 3 ft, 25pc. | PC | 1 | 25 | 25 | 1 | 14.34
07498317045 | UTPSP3BUY | Cu Patch Cord,Cat 6,BU UTP Cable,3ft,EA | The TX6™ PLUS Cat 6 UTP Patch Cord is constructed of 24 AWG, unshielded, twisted pair, stranded, CM cable with enhanced performance modular plugs. The patented tangle free latch prevents snags and provides easy release saving time on frequent moves, adds, | PC | 1 | 10 | 1 | 1 | 14.34
07498328299 | UTPSP3BUY-Q | Cu,PC,Cat6,UTP,Cbl,BU,3ft,PK25 | Category 6, UTP patch cord with TX6™ PLUS Modular Plugs on each end. Blue, 3 ft, 25pc. | PC | 1 | 25 | 25 | 1 | 14.34
07498317046 | UTPSP3GRY | Cu Patch Cord,Cat 6,GR UTP Cable,3ft,EA | The TX6™ PLUS Cat 6 UTP Patch Cord is constructed of 24 AWG, unshielded, twisted pair, stranded, CM cable with enhanced performance modular plugs. The patented tangle free latch prevents snags and provides easy release saving time on frequent moves, adds, | PC | 1 | 10 | 1 | 1 | 14.34
07498328301 | UTPSP3GRY-Q | Cu,PC,Cat6,UTP,Cbl,GR,3ft,PK25 | Category 6, UTP patch cord with TX6™ PLUS Modular Plugs on each end. Green, 3 ft, 25pc. | PC | 1 | 25 | 25 | 1 | 14.34
07498317048 | UTPSP3GYFY | Copper Patch Cord, Category 6, Gray UTP | Copper Patch Cord, Category 6, Gray UTP Cable, Flipped, 3 Feet | PC | 1 | 10 | 1 | 1 | 14.34
07498317047 | UTPSP3GYY | Copper Patch Cord, Category 6, Gray UTP | TX-6 PLUS Category 6 Patch Cord for use with CJ688TP | PC | 1 | 10 | 1 | 1 | 14.34
07498317050 | UTPSP3MBLY | Cu,PC,Cat6,UTP,Cbl,BL,3M,EA | The TX6™ PLUS Cat 6 UTP Patch Cord is constructed of 24 AWG, unshielded, twisted pair, stranded, CM cable with enhanced performance modular plugs. The patented tangle free latch prevents snags and provides easy release saving time on frequent moves, adds, | PC | 1 | 10 | 1 | 1 | 18.52
07498329097 | UTPSP3MBLY-Q | Copper Patch Cord, Cat 6, Black UTP Cabl | Copper Patch Cord, Cat 6, Black UTP Cable, 3m, Bulk Packaged | PC | 1 | 25 | 25 | 1 | 18.52
07498317051 | UTPSP3MBUY | Cu,PC,Cat6,UTP,Cbl,BU,3M,EA | The TX6™ PLUS Cat 6 UTP Patch Cord is constructed of 24 AWG, unshielded, twisted pair, stranded, CM cable with enhanced performance modular plugs. The patented tangle free latch prevents snags and provides easy release saving time on frequent moves, adds, | PC | 1 | 10 | 1 | 1 | 18.52
07498329095 | UTPSP3MBUY-Q | Copper Patch Cord, Cat 6, Blue UTP Cable | Copper Patch Cord, Cat 6, Blue UTP Cable, 3m, Bulk Packaged | PC | 1 | 25 | 25 | 1 | 18.52
07498317052 | UTPSP3MGRY | Cu,PC,Cat6,UTP,Cbl,GR,3M,EA | The TX6™ PLUS Cat 6 UTP Patch Cord is constructed of 24 AWG, unshielded, twisted pair, stranded, CM cable with enhanced performance modular plugs. The patented tangle free latch prevents snags and provides easy release saving time on frequent moves, adds, | PC | 1 | 10 | 1 | 1 | 18.52
07498329096 | UTPSP3MGRY-Q | Copper Patch Cord, Cat 6, Green UTP Cabl | Copper Patch Cord, Cat 6, Green UTP Cable, 3m, Bulk Packaged | PC | 1 | 25 | 25 | 1 | 18.52
07498317053 | UTPSP3MGYY | Copper Patch Cord, Category 6, Gray UTP | Copper Patch Cord, Category 6, Black UTP Cable, 3 Meters | PC | 1 | 10 | 1 | 1 | 18.52
07498317055 | UTPSP3MORY | Cu,PC,Cat6,UTP,Cbl,OR,3M,EA | Category 6, UTP patch cord with TX6™ PLUS Modular Plugs on each end. Orange, 3 meters. | PC | 1 | 10 | 1 | 1 | 18.52
07498317056 | UTPSP3MRDY | Cu,PC,Cat6,UTP,Cbl,RD,3M,EA | The TX6™ PLUS Cat 6 UTP Patch Cord is constructed of 24 AWG, unshielded, twisted pair, stranded, CM cable with enhanced performance modular plugs. The patented tangle free latch prevents snags and provides easy release saving time on frequent moves, adds, | PC | 1 | 10 | 1 | 1 | 18.52
07498329099 | UTPSP3MRDY-Q | Copper Patch Cord, Cat 6, Red UTP Cable, | Copper Patch Cord, Cat 6, Red UTP Cable, 3m, Bulk Packaged | PC | 1 | 25 | 25 | 1 | 18.52
07498317058 | UTPSP3MVLY | Cu,PC,Cat6,UTP,Cbl,VL,3M,EA | Category 6, UTP patch cord with TX6™ PLUS Modular Plugs on each end. Violet, 3 meters. | PC | 1 | 10 | 1 | 1 | 18.52
07498317049 | UTPSP3MY | Cu,PC,Cat6,UTP,Cbl,IW,3M,EA | The TX6™ PLUS Cat 6 UTP Patch Cord is constructed of 24 AWG, unshielded, twisted pair, stranded, CM cable with enhanced performance modular plugs. The patented tangle free latch prevents snags and provides easy release saving time on frequent moves, adds, | PC | 1 | 10 | 1 | 1 | 18.52
07498329094 | UTPSP3MY-Q | Copper Patch Cord, Cat 6, Off White UTP | Copper Patch Cord, Cat 6, Off White UTP Cable, 3m, Bulk Packaged | PC | 1 | 25 | 25 | 1 | 18.52
07498317059 | UTPSP3MYLY | CuPC,Cat6,UTP,Cbl,YL,3M,EA | The TX6™ PLUS Cat 6 UTP Patch Cord is constructed of 24 AWG, unshielded, twisted pair, stranded, CM cable with enhanced performance modular plugs. The patented tangle free latch prevents snags and provides easy release saving time on frequent moves, adds, | PC | 1 | 10 | 1 | 1 | 18.52
07498329098 | UTPSP3MYLY-Q | Copper Patch Cord, Cat 6, Yellow UTP Cab | Copper Patch Cord, Cat 6, Yellow UTP Cable, 3m, Bulk Packaged | PC | 1 | 25 | 25 | 1 | 18.52
07498317061 | UTPSP3ORY | Cu,PC,Cat6,UTP,Cbl,OR,3ft,EA | Category 6, UTP patch cord with TX6™ PLUS Modular Plugs on each end. Orange, 3 ft. | PC | 1 | 10 | 1 | 1 | 14.34
07498317063 | UTPSP3RDFY | Copper Patch Cord, Category 6, Red UTP C | Category 6, Copper Patch Cord,Red UTP Cable, Flipped, 3 Feet. | PC | 1 | 10 | 1 | 1 | 14.34
07498317062 | UTPSP3RDY | Cu Patch Cord,Cat 6,RD UTP Cable,3ft,EA | The TX6™ PLUS Cat 6 UTP Patch Cord is constructed of 24 AWG, unshielded, twisted pair, stranded, CM cable with enhanced performance modular plugs. The patented tangle free latch prevents snags and provides easy release saving time on frequent moves, adds, | PC | 1 | 10 | 1 | 1 | 14.34
07498328302 | UTPSP3RDY-Q | Cu,PC,Cat6,UTP,Cbl,RD,3ft,PK25 | Category 6, UTP patch cord with TX6™ PLUS Modular Plugs on each end. Red, 3 ft, 25pc. | PC | 1 | 25 | 25 | 1 | 14.34
07498317064 | UTPSP3VLY | Cu,PC,Cat6,UTP,Cbl,VL,3ft,EA | Category 6, UTP patch cord with TX6™ PLUS Modular Plugs on each end. Violet, 3 ft. | PC | 1 | 10 | 1 | 1 | 14.34
07498317043 | UTPSP3Y | Cu Patch Cord,Cat6,OffWH UTP Cbl,3ft,EA | The TX6™ PLUS Cat 6 UTP Patch Cord is constructed of 24 AWG, unshielded, twisted pair, stranded, CM cable with enhanced performance modular plugs. The patented tangle free latch prevents snags and provides easy release saving time on frequent moves, adds, | PC | 1 | 10 | 1 | 1 | 14.34
07498312400 | UTPSP3Y-Q | Cu,PC,Cat6,UTP,Cbl,IW,3ft,PK25 | Category 6, UTP patch cord with TX6™ PLUS Modular Plugs on each end. Off White, 3 ft, 25pc. | PC | 1 | 25 | 25 | 1 | 14.34
07498317066 | UTPSP3YLFY | Copper Patch Cord, Category 6, Yellow UT | Copper Patch Cord, Category 6, Yellow UTP Cable, Flipped, 3 Feet | PC | 1 | 10 | 1 | 1 | 14.34
07498317065 | UTPSP3YLY | Cu,PC,Cat6,UTP,Cbl,YL,3ft,EA | The TX6™ PLUS Cat 6 UTP Patch Cord is constructed of 24 AWG, unshielded, twisted pair, stranded, CM cable with enhanced performance modular plugs. The patented tangle free latch prevents snags and provides easy release saving time on frequent moves, adds, | PC | 1 | 10 | 1 | 1 | 14.34
07498328303 | UTPSP3YLY-Q | Cu,PC,Cat6,UTP,Cbl,YL,3ft,PK25 | Category 6, UTP patch cord with TX6™ PLUS Modular Plugs on each end. Yellow, 3 ft, 25pc. | PC | 1 | 25 | 25 | 1 | 14.34
07498328052 | UTPSP4.5MBLY | Copper Patch Cord, Cat 6, Black UTP Cabl | Copper Patch Cord, Cat 6, Black UTP Cable, 4.5 Meter | PC | 1 | 10 | 1 | 1 | 21.54
07498328053 | UTPSP4.5MBUY | Copper Patch Cord, Cat 6, Blue UTP Cable | Copper Patch Cord, Cat 6, Blue UTP Cable, 4.5m | PC | 1 | 10 | 1 | 1 | 21.54
07498328055 | UTPSP4.5MGRY | Copper Patch Cord, Cat 6, Green UTP Cabl | Copper Patch Cord, Cat 6, Green UTP Cable, 4.5m | PC | 1 | 10 | 1 | 1 | 21.54
07498328054 | UTPSP4.5MGYY | Copper Patch Cord, Cat 6, Gray UTP Cable | Copper Patch Cord, Cat 6, Gray UTP Cable, 4.5 Meter | PC | 1 | 10 | 1 | 1 | 21.54
07498328056 | UTPSP4.5MORY | Copper Patch Cord, Cat 6, Orange UTP Cab | Copper Patch Cord, Cat 6, Orange UTP Cable, 4.5m | PC | 1 | 10 | 1 | 1 | 21.54
07498328057 | UTPSP4.5MRDY | Copper Patch Cord, Cat 6, Red UTP Cable, | Copper Patch Cord, Cat 6, Red UTP Cable, 4.5m | PC | 1 | 10 | 1 | 1 | 21.54
07498328058 | UTPSP4.5MVLY | Copper Patch Cord, Cat 6, Violet UTP Cab | Copper Patch Cord, Cat 6, Violet UTP Cable, 4.5m | PC | 1 | 10 | 1 | 1 | 21.54
07498327439 | UTPSP4.5MY | Copper Patch Cord, Cat 6, Off White UTP | Copper Patch Cord, Cat 6, Off White UTP Cable, 4.5m | PC | 1 | 10 | 1 | 1 | 21.54
07498328059 | UTPSP4.5MYLY | Copper Patch Cord, Cat 6, Yellow UTP Cab | Copper Patch Cord, Cat 6, Yellow UTP Cable, 4.5 Meter | PC | 1 | 10 | 1 | 1 | 21.54
07498372655 | UTPSP40BLY | Cu,PC,Cat6,UTP,Cbl,BL,40ft,EA | Category 6, UTP patch cord with TX6™ PLUS Modular Plugs on each end. Black, 40 ft. | PC | 1 | 10 | 1 | 1 | 36.96
07498372668 | UTPSP40BUY | Cu,PC,Cat6,UTP,Cbl,BU,40ft,EA | Category 6, UTP patch cord with TX6™ PLUS Modular Plugs on each end. Blue, 40 ft. | PC | 1 | 10 | 1 | 1 | 36.96
07498372681 | UTPSP40GRY | Cu,PC,Cat6,UTP,Cbl,GR,40ft,EA | Category 6, UTP patch cord with TX6™ PLUS Modular Plugs on each end. Green, 40 ft. | PC | 1 | 10 | 1 | 1 | 36.96
07498373214 | UTPSP40GYY | Copper Patch Cord, Cat 6, Gray UTP Cable | Copper Patch Cord, Cat 6, Gray UTP Cable, 40 Feet | PC | 1 | 10 | 1 | 1 | 36.96
07498332428 | UTPSP40MBLY | Cu,PC,Cat6,UTP,Cbl,BL,40M,EA | Category 6, UTP patch cord with TX6™ PLUS Modular Plugs on each end. Black, 40 meters. | PC | 1 | 10 | 1 | 1 | 92.88
07498332427 | UTPSP40MBUY | Cu,PC,Cat6,UTP,Cbl,BU,40M,EA | Category 6, UTP patch cord with TX6™ PLUS Modular Plugs on each end. Blue, 40 meters. | PC | 1 | 10 | 1 | 1 | 92.88
07498332429 | UTPSP40MGRY | Copper Patch Cord, Category 6, Green UTP | Copper Patch Cord, Category 6, Green UTP Cable, 40 Meter | PC | 1 | 10 | 1 | 1 | 92.88
07498338978 | UTPSP40MGYY | Cu,PC,Cat6,UTP,Cbl,GY,40M,EA | Category 6, UTP patch cord with TX6™ PLUS Modular Plugs on each end. Gray, 40 meters. | PC | 1 | 10 | 1 | 1 | 92.88
07498332430 | UTPSP40MORY | Cu,PC,Cat6,UTP,Cbl,OR,40M,EA | Category 6, UTP patch cord with TX6™ PLUS Modular Plugs on each end. Orange, 40 meters. | PC | 1 | 10 | 1 | 1 | 92.88
07498332431 | UTPSP40MRDY | Cu,PC,Cat6,UTP,Cbl,RD,40M,EA | Category 6, UTP patch cord with TX6™ PLUS Modular Plugs on each end. Red, 40 meters. | PC | 1 | 10 | 1 | 1 | 92.88
07498332432 | UTPSP40MVLY | Cu,PC,Cat6,UTP,Cbl,VL,40M,EA | Category 6, UTP patch cord with TX6™ PLUS Modular Plugs on each end. Violet, 40 meters. | PC | 1 | 10 | 1 | 1 | 92.88
07498332426 | UTPSP40MY | Copper Patch Cord, Cat 6, Off White UTP | Copper Patch Cord, Cat 6, Off White UTP Cable, 40 Meter | PC | 1 | 10 | 1 | 1 | 92.88
07498332433 | UTPSP40MYLY | Cu,PC,Cat6,UTP,Cbl,YL,40M,EA | Category 6, UTP patch cord with TX6™ PLUS Modular Plugs on each end. Yellow, 40 meters. | PC | 1 | 10 | 1 | 1 | 92.88
07498373111 | UTPSP40ORY | Cu,PC,Cat6,UTP,Cbl,OR,40ft,EA | Category 6, UTP patch cord with TX6™ PLUS Modular Plugs on each end. Orange, 40 ft. | PC | 1 | 10 | 1 | 1 | 36.96
07498373093 | UTPSP40RDY | Cu,PC,Cat6,UTP,Cbl,RD,40ft,EA | Category 6, UTP patch cord with TX6™ PLUS Modular Plugs on each end. Red, 40 ft. | PC | 1 | 10 | 1 | 1 | 36.96
07498373133 | UTPSP40VLY | Cu,PC,Cat6,UTP,Cbl,VL,40ft,EA | Category 6, UTP patch cord with TX6™ PLUS Modular Plugs on each end. Violet, 40 ft. | PC | 1 | 10 | 1 | 1 | 36.96
07498372605 | UTPSP40Y | Cu,PC,Cat6,UTP,Cbl,IW,40ft,EA | Category 6, UTP patch cord with TX6™ PLUS Modular Plugs on each end. Off White, 40 ft. | PC | 1 | 10 | 1 | 1 | 36.96
07498372893 | UTPSP40YLY | Cu,PC,Cat6,UTP,Cbl,YL,40ft,EA | Category 6, UTP patch cord with TX6™ PLUS Modular Plugs on each end. Yellow, 40 ft. | PC | 1 | 10 | 1 | 1 | 36.96
07498366758 | UTPSP41BLY | Copper Patch Cord, Cat 6, Black UTP Cabl | Copper Patch Cord, Cat 6, Black UTP Cable, 41 Feet | PC | 1 | 10 | 1 | 1 | 37.58
07498366491 | UTPSP41BUY | Copper Patch Cord, Cat 6, Blue UTP Cable | Copper Patch Cord, Cat 6, Blue UTP Cable, 41 Feet | PC | 1 | 10 | 1 | 1 | 37.58
07498366757 | UTPSP41GRY | Copper Patch Cord, Cat 6, Green UTP Cabl | Copper Patch Cord, Cat 6, Green UTP Cable, 41 Feet | PC | 1 | 10 | 1 | 1 | 37.58
07498367296 | UTPSP41ORY | Copper Patch Cord, Cat 6, Orange UTP Cab | Copper Patch Cord, Cat 6, Orange UTP Cable, 41 Feet | PC | 1 | 10 | 1 | 1 | 37.58
07498367297 | UTPSP41RDY | Copper Patch Cord, Cat 6, Red UTP Cable, | Category 6, UTP patch cord with TX6™ PLUS Modular Plugs on each end, red, 41 feet. | PC | 1 | 10 | 1 | 1 | 37.58
07498367298 | UTPSP41VLY | Copper Patch Cord, Cat 6, violet UTP Cab | Copper Patch Cord, Cat 6, violet UTP Cable, 41 Feet | PC | 1 | 10 | 1 | 1 | 37.58
07498366528 | UTPSP41Y | Copper Patch Cord, Cat 6, Off White UTP | Copper Patch Cord, Cat 6, Off White UTP Cable, 41 Feet | PC | 1 | 10 | 1 | 1 | 37.58
07498366759 | UTPSP41YLY | Copper Patch Cord, Cat 6, Yellow UTP Cab | Copper Patch Cord, Cat 6, Yellow UTP Cable, 41 Feet | PC | 1 | 10 | 1 | 1 | 37.58
07498366764 | UTPSP42BLY | Copper Patch Cord, Cat 6, Black UTP Cabl | Copper Patch Cord, Cat 6, Black UTP Cable, 42 Feet | PC | 1 | 10 | 1 | 1 | 38.2
07498366495 | UTPSP42BUY | Copper Patch Cord, Cat 6, Blue UTP Cable | Copper Patch Cord, Cat 6, Blue UTP Cable, 42 Feet | PC | 1 | 10 | 1 | 1 | 38.2
07498366765 | UTPSP42GRY | Copper Patch Cord, Cat 6, Green UTP Cabl | Copper Patch Cord, Cat 6, Green UTP Cable, 42 Feet | PC | 1 | 10 | 1 | 1 | 38.2
07498367299 | UTPSP42ORY | Copper Patch Cord, Cat 6, Orange UTP Cab | Copper Patch Cord, Cat 6, Orange UTP Cable, 42 Feet | PC | 1 | 10 | 1 | 1 | 38.2
07498367291 | UTPSP42RDY | Copper Patch Cord, Cat 6, Red UTP Cable, | Category 6, UTP patch cord with TX6™ PLUS Modular Plugs on each end, red, 42 feet. | PC | 1 | 10 | 1 | 1 | 38.2
07498367292 | UTPSP42VLY | Copper Patch Cord, Cat 6, Violet UTP Cab | Copper Patch Cord, Cat 6, Violet UTP Cable, 42 Feet | PC | 1 | 10 | 1 | 1 | 38.2
07498366529 | UTPSP42Y | Copper Patch Cord, Cat 6, Off White UTP | Copper Patch Cord, Cat 6, Off White UTP Cable, 42 Feet | PC | 1 | 10 | 1 | 1 | 38.2
07498366760 | UTPSP42YLY | Copper Patch Cord, Cat 6, Yellow UTP Cab | Copper Patch Cord, Cat 6, Yellow UTP Cable, 42 Feet | PC | 1 | 10 | 1 | 1 | 38.2
07498366766 | UTPSP43BLY | Copper Patch Cord, Cat 6, Black UTP Cabl | Copper Patch Cord, Cat 6, Black UTP Cable, 43 Feet | PC | 1 | 10 | 1 | 1 | 38.82
07498366499 | UTPSP43BUY | Copper Patch Cord, Cat 6, Blue UTP Cable | Copper Patch Cord, Cat 6, Blue UTP Cable, 43 Feet | PC | 1 | 10 | 1 | 1 | 38.82
07498366768 | UTPSP43GRY | Copper Patch Cord, Cat 6, Green UTP Cabl | Copper Patch Cord, Cat 6, Green UTP Cable, 43 Feet | PC | 1 | 10 | 1 | 1 | 38.82
07498367293 | UTPSP43ORY | Copper Patch Cord, Cat 6, Orange UTP Cab | Copper Patch Cord, Cat 6, Orange UTP Cable, 43 Feet | PC | 1 | 10 | 1 | 1 | 38.82
07498367294 | UTPSP43RDY | Copper Patch Cord, Cat 6, Green UTP Cabl | Category 6, UTP patch cord with TX6™ PLUS Modular Plugs on each end, red, 43 feet. | PC | 1 | 10 | 1 | 1 | 38.82
07498367295 | UTPSP43VLY | Copper Patch Cord, Cat 6, Green UTP Cabl | Copper Patch Cord, Cat 6, Green UTP Cable, 43 Feet | PC | 1 | 10 | 1 | 1 | 38.82
07498366530 | UTPSP43Y | Copper Patch Cord, Cat 6, Green UTP Cabl | Copper Patch Cord, Cat 6, Green UTP Cable, 43 Feet | PC | 1 | 10 | 1 | 1 | 38.82
07498366767 | UTPSP43YLY | Copper Patch Cord, Cat 6, Yellow UTP Cab | Copper Patch Cord, Cat 6, Yellow UTP Cable, 43 Feet | PC | 1 | 10 | 1 | 1 | 38.82
07498366770 | UTPSP44BLY | Copper Patch Cord, Cat 6, Black UTP Cabl | Copper Patch Cord, Cat 6, Black UTP Cable, 44 Feet | PC | 1 | 10 | 1 | 1 | 39.42
07498366500 | UTPSP44BUY | Copper Patch Cord, Cat 6, Blue UTP Cable | Copper Patch Cord, Cat 6, Blue UTP Cable, 44 Feet | PC | 1 | 10 | 1 | 1 | 39.42
07498366769 | UTPSP44GRY | Copper Patch Cord, Cat 6, Green UTP Cabl | Copper Patch Cord, Cat 6, Green UTP Cable, 44 Feet | PC | 1 | 10 | 1 | 1 | 39.42
07498367306 | UTPSP44ORY | Copper Patch Cord, Cat 6, Orange UTP Cab | Copper Patch Cord, Cat 6, Orange UTP Cable, 44 Feet | PC | 1 | 10 | 1 | 1 | 39.42
07498367307 | UTPSP44RDY | Copper Patch Cord, Cat 6, Red UTP Cable, | Category 6, UTP patch cord with TX6™ PLUS Modular Plugs on each end, red, 44 feet. | PC | 1 | 10 | 1 | 1 | 39.42
07498367310 | UTPSP44VLY | Copper Patch Cord, Cat 6, Violet UTP Cab | Copper Patch Cord, Cat 6, Violet UTP Cable, 44 Feet | PC | 1 | 10 | 1 | 1 | 39.42
07498366532 | UTPSP44Y | Copper Patch Cord, Cat 6, Off White UTP | Copper Patch Cord, Cat 6, Off White UTP Cable, 44 Feet | PC | 1 | 10 | 1 | 1 | 39.42
07498366771 | UTPSP44YLY | Copper Patch Cord, Cat 6, Yellow UTP Cab | Copper Patch Cord, Cat 6, Yellow UTP Cable, 44 Feet | PC | 1 | 10 | 1 | 1 | 39.42
07498366773 | UTPSP45BLY | Copper Patch Cord, Cat 6, Black UTP Cabl | Copper Patch Cord, Cat 6, Black UTP Cable, 45 Feet | PC | 1 | 10 | 1 | 1 | 40.06
07498366501 | UTPSP45BUY | Copper Patch Cord, Cat 6, Blue UTP Cable | Copper Patch Cord, Cat 6, Blue UTP Cable, 45 Feet | PC | 1 | 10 | 1 | 1 | 40.06
07498366774 | UTPSP45GRY | Copper Patch Cord, Cat 6, Green UTP Cabl | Copper Patch Cord, Cat 6, Green UTP Cable, 45 Feet | PC | 1 | 10 | 1 | 1 | 40.06
07498335418 | UTPSP45MBLY | Cu,PC,Cat6,UTP,Cbl,BL,45M,EA | Category 6, UTP patch cord with TX6™ PLUS Modular Plugs on each end. Black, 45 meters. | PC | 1 | 5 | 1 | 1 | 96.06
07498335419 | UTPSP45MBUY | Cu,PC,Cat6,UTP,Cbl,BU,45M,EA | Category 6, UTP patch cord with TX6™ PLUS Modular Plugs on each end. Blue, 45 meters. | PC | 1 | 5 | 1 | 1 | 96.06
07498335421 | UTPSP45MGRY | Cu,PC,Cat6,UTP,Cbl,GR,45M,EA | Category 6, UTP patch cord with TX6™ PLUS Modular Plugs on each end. Green, 45 meters. | PC | 1 | 5 | 1 | 1 | 96.06
07498335420 | UTPSP45MGYY | Cu,PC,Cat6,UTP,Cbl,GY,45M,EA | Category 6, UTP patch cord with TX6™ PLUS Modular Plugs on each end. Gray, 45 meters. | PC | 1 | 5 | 1 | 1 | 96.06
07498335422 | UTPSP45MORY | Cu,PC,Cat6,UTP,Cbl,OR,45M,EA | Category 6, UTP patch cord with TX6™ PLUS Modular Plugs on each end. Orange, 45 meters. | PC | 1 | 5 | 1 | 1 | 96.06
07498335423 | UTPSP45MRDY | Cu,PC,Cat6,UTP,Cbl,RD,45M,EA | Category 6, UTP patch cord with TX6™ PLUS Modular Plugs on each end. Red, 45 meters. | PC | 1 | 5 | 1 | 1 | 96.06
07498335425 | UTPSP45MVLY | Cu,PC,Cat6,UTP,Cbl,VL,45M,EA | Category 6, UTP patch cord with TX6™ PLUS Modular Plugs on each end. Violet, 45 meters. | PC | 1 | 5 | 1 | 1 | 96.06
07498335166 | UTPSP45MY | Cu,PC,Cat6,UTP,Cbl,IW,45M,EA | Category 6, UTP patch cord with TX6™ PLUS Modular Plugs on each end. Off White, 45 meters. | PC | 1 | 5 | 1 | 1 | 96.06
07498335424 | UTPSP45MYLY | Cu,PC,Cat6,UTP,Cbl,YL,45M,EA | Category 6, UTP patch cord with TX6™ PLUS Modular Plugs on each end. Yellow, 45 meters. | PC | 1 | 5 | 1 | 1 | 96.06
07498367311 | UTPSP45ORY | Copper Patch Cord, Cat 6, Orange UTP Cab | Copper Patch Cord, Cat 6, Orange UTP Cable, 45 Feet | PC | 1 | 10 | 1 | 1 | 40.06
07498367312 | UTPSP45RDY | Copper Patch Cord, Cat 6, Red UTP Cable, | Category 6, Copper Patch Cord, Red UTP Cable, 45 Feet. | PC | 1 | 10 | 1 | 1 | 40.06
07498367313 | UTPSP45VLY | Copper Patch Cord, Cat 6, Violet UTP Cab | Copper Patch Cord, Cat 6, Violet UTP Cable, 45 Feet | PC | 1 | 10 | 1 | 1 | 40.06
07498366533 | UTPSP45Y | Copper Patch Cord, Cat 6, Off White UTP | Copper Patch Cord, Cat 6, Off White UTP Cable, 45 Feet | PC | 1 | 10 | 1 | 1 | 40.06
07498366772 | UTPSP45YLY | Copper Patch Cord, Cat 6, Off White UTP | Copper Patch Cord, Cat 6, Off White UTP Cable, 45 Feet | PC | 1 | 10 | 1 | 1 | 40.06
07498366775 | UTPSP46BLY | Copper Patch Cord, Cat 6, Black UTP Cabl | Copper Patch Cord, Cat 6, Black UTP Cable, 46 Feet | PC | 1 | 10 | 1 | 1 | 40.66
07498366502 | UTPSP46BUY | Copper Patch Cord, Cat 6, Blue UTP Cable | Copper Patch Cord, Cat 6, Blue UTP Cable, 46 Feet | PC | 1 | 10 | 1 | 1 | 40.66
07498366777 | UTPSP46GRY | Copper Patch Cord, Cat 6, Green UTP Cabl | Copper Patch Cord, Cat 6, Green UTP Cable, 46 Feet | PC | 1 | 10 | 1 | 1 | 40.66
07498367314 | UTPSP46ORY | Copper Patch Cord, Cat 6, Orange UTP Cab | Copper Patch Cord, Cat 6, Orange UTP Cable, 46 Feet | PC | 1 | 10 | 1 | 1 | 40.66
07498367315 | UTPSP46RDY | Copper Patch Cord, Cat 6, Red UTP Cable, | Category 6, Copper Patch Cord, Red UTP Cable, 46 Feet. | PC | 1 | 10 | 1 | 1 | 40.66
07498367316 | UTPSP46VLY | Copper Patch Cord, Cat 6, Violet UTP Cab | Copper Patch Cord, Cat 6, Violet UTP Cable, 46 Feet | PC | 1 | 10 | 1 | 1 | 40.66
07498366536 | UTPSP46Y | Copper Patch Cord, Cat 6, Off White UTP | Copper Patch Cord, Cat 6, Off White UTP Cable, 46 Feet | PC | 1 | 10 | 1 | 1 | 40.66
07498366776 | UTPSP46YLY | Copper Patch Cord, Cat 6, Yellow UTP Cab | Copper Patch Cord, Cat 6, Yellow UTP Cable, 46 Feet | PC | 1 | 10 | 1 | 1 | 40.66
07498366779 | UTPSP47BLY | Copper Patch Cord, Cat 6, Black UTP Cabl | Copper Patch Cord, Cat 6, Black UTP Cable, 47 Feet | PC | 1 | 10 | 1 | 1 | 41.26
07498366503 | UTPSP47BUY | Copper Patch Cord, Cat 6, Blue UTP Cable | Copper Patch Cord, Cat 6, Blue UTP Cable, 47 Feet | PC | 1 | 10 | 1 | 1 | 41.26
07498366778 | UTPSP47GRY | Copper Patch Cord, Cat 6, Green UTP Cabl | Copper Patch Cord, Cat 6, Green UTP Cable, 47 Feet | PC | 1 | 10 | 1 | 1 | 41.26
07498367317 | UTPSP47ORY | Copper Patch Cord, Cat 6, Orange UTP Cab | Copper Patch Cord, Cat 6, Orange UTP Cable, 47 Feet | PC | 1 | 10 | 1 | 1 | 41.26
07498367318 | UTPSP47RDY | Copper Patch Cord, Cat 6, Red UTP Cable, | Category 6, Copper Patch Cord, Red UTP Cable, 47 Feet. | PC | 1 | 10 | 1 | 1 | 41.26
07498367319 | UTPSP47VLY | Copper Patch Cord, Cat 6, Violet UTP Cab | Copper Patch Cord, Cat 6, Violet UTP Cable, 47 Feet | PC | 1 | 10 | 1 | 1 | 41.26
07498366537 | UTPSP47Y | Copper Patch Cord, Cat 6, Off White UTP | Copper Patch Cord, Cat 6, Off White UTP Cable, 47 Feet | PC | 1 | 10 | 1 | 1 | 41.26
07498366780 | UTPSP47YLY | Copper Patch Cord, Cat 6, Yellow UTP Cab | Copper Patch Cord, Cat 6, Yellow UTP Cable, 47 Feet | PC | 1 | 10 | 1 | 1 | 41.26
07498366782 | UTPSP48BLY | Copper Patch Cord, Cat 6, Black UTP Cabl | Copper Patch Cord, Cat 6, Black UTP Cable, 48 Feet | PC | 1 | 10 | 1 | 1 | 41.9
07498366526 | UTPSP48BUY | Copper Patch Cord, Cat 6, Blue UTP Cable | Copper Patch Cord, Cat 6, Blue UTP Cable, 48 Feet | PC | 1 | 10 | 1 | 1 | 41.9
07498366783 | UTPSP48GRY | Copper Patch Cord, Cat 6, Green UTP Cabl | Copper Patch Cord, Cat 6, Green UTP Cable, 48 Feet | PC | 1 | 10 | 1 | 1 | 41.9
07498367320 | UTPSP48ORY | Copper Patch Cord, Cat 6, Orange UTP Cab | Copper Patch Cord, Cat 6, Orange UTP Cable, 48 Feet | PC | 1 | 10 | 1 | 1 | 41.9
07498367321 | UTPSP48RDY | Copper Patch Cord, Cat 6, Red UTP Cable, | Category 6, Copper Patch Cord, Red UTP Cable, 48 Feet. | PC | 1 | 10 | 1 | 1 | 41.9
07498367322 | UTPSP48VLY | Copper Patch Cord, Cat 6, Violet UTP Cab | Copper Patch Cord, Cat 6, Violet UTP Cable, 48 Feet | PC | 1 | 10 | 1 | 1 | 41.9
07498366538 | UTPSP48Y | Copper Patch Cord, Cat 6, Off White UTP | Copper Patch Cord, Cat 6, Off White UTP Cable, 48 Feet | PC | 1 | 10 | 1 | 1 | 41.9
07498366781 | UTPSP48YLY | Copper Patch Cord, Cat 6, Yellow UTP Cab | Copper Patch Cord, Cat 6, Yellow UTP Cable, 48 Feet | PC | 1 | 10 | 1 | 1 | 41.9
07498366784 | UTPSP49BLY | Copper Patch Cord, Cat 6, Black UTP Cabl | Copper Patch Cord, Cat 6, Black UTP Cable, 49 Feet | PC | 1 | 10 | 1 | 1 | 42.52
07498366527 | UTPSP49BUY | Copper Patch Cord, Cat 6, Blue UTP Cable | Copper Patch Cord, Cat 6, Blue UTP Cable, 49 Feet | PC | 1 | 10 | 1 | 1 | 42.52
07498366791 | UTPSP49GRY | Copper Patch Cord, Cat 6, Green UTP Cabl | Copper Patch Cord, Cat 6, Green UTP Cable, 49 Feet | PC | 1 | 10 | 1 | 1 | 42.52
07498367323 | UTPSP49ORY | Copper Patch Cord, Cat 6, Orange UTP Cab | Copper Patch Cord, Cat 6, Orange UTP Cable, 49 Feet | PC | 1 | 10 | 1 | 1 | 42.52
07498367324 | UTPSP49RDY | Copper Patch Cord, Cat 6, Red UTP Cable, | Category 6, Copper Patch Cord, Red UTP Cable, 49 Feet. | PC | 1 | 10 | 1 | 1 | 42.52
07498367325 | UTPSP49VLY | Copper Patch Cord, Cat 6, Green UTP Cabl | Copper Patch Cord, Cat 6, Green UTP Cable, 49 Feet | PC | 1 | 10 | 1 | 1 | 42.52
07498366534 | UTPSP49Y | Copper Patch Cord, Cat 6, Off White UTP | Copper Patch Cord, Cat 6, Off White UTP Cable, 49 Feet | PC | 1 | 10 | 1 | 1 | 42.52
07498366790 | UTPSP49YLY | Copper Patch Cord, Cat 6, Yellow UTP Cab | Copper Patch Cord, Cat 6, Yellow UTP Cable, 49 Feet | PC | 1 | 10 | 1 | 1 | 42.52
07498317068 | UTPSP4BLY | Cu,PC,Cat6,UTP,Cbl,BL,4ft,EA | The TX6™ PLUS Cat 6 UTP Patch Cord is constructed of 24 AWG, unshielded, twisted pair, stranded, CM cable with enhanced performance modular plugs. The patented tangle free latch prevents snags and provides easy release saving time on frequent moves, adds, | PC | 1 | 10 | 1 | 1 | 14.92
07498317069 | UTPSP4BUY | Cu,PC,Cat6,UTP,Cbl,BU,4ft,EA | The TX6™ PLUS Cat 6 UTP Patch Cord is constructed of 24 AWG, unshielded, twisted pair, stranded, CM cable with enhanced performance modular plugs. The patented tangle free latch prevents snags and provides easy release saving time on frequent moves, adds, | PC | 1 | 10 | 1 | 1 | 14.92
07498317070 | UTPSP4GRY | Cu,PC,Cat6,UTP,Cbl,GR,4ft,EA | The TX6™ PLUS Cat 6 UTP Patch Cord is constructed of 24 AWG, unshielded, twisted pair, stranded, CM cable with enhanced performance modular plugs. The patented tangle free latch prevents snags and provides easy release saving time on frequent moves, adds, | PC | 1 | 10 | 1 | 1 | 14.92
07498317072 | UTPSP4GYFY | Copper Patch Cord, Category 6, Gray UTP | Copper Patch Cord, Category 6, Gray UTP Cable, Flipped, 4 Feet | PC | 1 | 10 | 1 | 1 | 14.92
07498317071 | UTPSP4GYY | Copper Patch Cord, Category 6, Gray UTP | Category 6, Copper Patch Cord,Gray UTP Cable, 4 Feet | PC | 1 | 10 | 1 | 1 | 14.92
07498317074 | UTPSP4MBLY | Cu,PC,Cat6,UTP,Cbl,BL,4M,EA | Category 6, UTP patch cord with TX6™ PLUS Modular Plugs on each end. Black, 4 meters. | PC | 1 | 10 | 1 | 1 | 20.52
07498317075 | UTPSP4MBUY | Cu,PC,Cat6,UTP,Cbl,BU,4M,EA | Category 6, UTP patch cord with TX6™ PLUS Modular Plugs on each end. Blue, 4 meters. | PC | 1 | 10 | 1 | 1 | 20.52
07498335026 | UTPSP4MBUY-Q | Copper Patch Cord, Cat 6, Blue UTP Cable | Copper Patch Cord, Cat 6, Blue UTP Cable, 4m, Bulk Packaged | PC | 1 | 25 | 25 | 1 | 20.52
07498317076 | UTPSP4MGRY | Cu,PC,Cat6,UTP,Cbl,GR,4M,EA | Category 6, UTP patch cord with TX6™ PLUS Modular Plugs on each end. Green, 4 meters. | PC | 1 | 10 | 1 | 1 | 20.52
07498317079 | UTPSP4MORY | Cu,PC,Cat6,UTP,Cbl,OR,4M,EA | Category 6, UTP patch cord with TX6™ PLUS Modular Plugs on each end. Orange, 4 meters. | PC | 1 | 10 | 1 | 1 | 20.52
07498317080 | UTPSP4MRDY | Cu,PC,Cat6,UTP,Cbl,RD,4M,EA | Category 6, UTP patch cord with TX6™ PLUS Modular Plugs on each end. Red, 4 meters. | PC | 1 | 10 | 1 | 1 | 20.52
07498317082 | UTPSP4MVLY | Cu,PC,Cat6,UTP,Cbl,VL,4M,EA | Category 6, UTP patch cord with TX6™ PLUS Modular Plugs on each end. Violet, 4 meters. | PC | 1 | 10 | 1 | 1 | 20.52
07498317073 | UTPSP4MY | Cu,PC,Cat6,UTP,Cbl,IW,4M,EA | Category 6, UTP patch cord with TX6™ PLUS Modular Plugs on each end. Off White, 4 meters. | PC | 1 | 10 | 1 | 1 | 20.52
07498317083 | UTPSP4MYLY | Cu,PC,Cat6,UTP,Cbl,YL,4M,EA | Category 6, UTP patch cord with TX6™ PLUS Modular Plugs on each end. Yellow, 4 meters. | PC | 1 | 10 | 1 | 1 | 20.52
07498317085 | UTPSP4ORY | Cu,PC,Cat6,UTP,Cbl,OR,4ft,EA | Category 6, UTP patch cord with TX6™ PLUS Modular Plugs on each end. Orange, 4 ft. | PC | 1 | 10 | 1 | 1 | 14.92
07498317087 | UTPSP4RDFY | Copper Patch Cord, Category 6, Red UTP C | Copper Patch Cord, Category 6, Red UTP Cable, Flipped, 4 Feet. | PC | 1 | 10 | 1 | 1 | 14.92
07498317086 | UTPSP4RDY | Cu,PC,Cat6,UTP,Cbl,RD,4ft,EA | The TX6™ PLUS Cat 6 UTP Patch Cord is constructed of 24 AWG, unshielded, twisted pair, stranded, CM cable with enhanced performance modular plugs. The patented tangle free latch prevents snags and provides easy release saving time on frequent moves, adds, | PC | 1 | 10 | 1 | 1 | 14.92
07498317088 | UTPSP4VLY | Cu,PC,Cat6,UTP,Cbl,VL,4ft,EA | Category 6, UTP patch cord with TX6™ PLUS Modular Plugs on each end. Violet, 4 ft. | PC | 1 | 10 | 1 | 1 | 14.92
07498317067 | UTPSP4Y | Cu,PC,Cat6,UTP,Cbl,IW,4ft,EA | The TX6™ PLUS Cat 6 UTP Patch Cord is constructed of 24 AWG, unshielded, twisted pair, stranded, CM cable with enhanced performance modular plugs. The patented tangle free latch prevents snags and provides easy release saving time on frequent moves, adds, | PC | 1 | 10 | 1 | 1 | 14.92
07498312401 | UTPSP4Y-Q | Copper Patch Cord, Category 6, Off-White | Copper Patch Cord, Category 6, Off-White, UTP Cable, 4 Feet, Package of 25 | PC | 1 | 25 | 25 | 1 | 14.92
07498317090 | UTPSP4YLFY | Copper Patch Cord, Category 6, Yellow UT | Copper Patch Cord, Category 6, Yellow UTP Cable, Flipped, 4 Feet | PC | 1 | 10 | 1 | 1 | 14.92
07498317089 | UTPSP4YLY | Cu,PC,Cat6,UTP,Cbl,YL,4ft,EA | The TX6™ PLUS Cat 6 UTP Patch Cord is constructed of 24 AWG, unshielded, twisted pair, stranded, CM cable with enhanced performance modular plugs. The patented tangle free latch prevents snags and provides easy release saving time on frequent moves, adds, | PC | 1 | 10 | 1 | 1 | 14.92
07498328072 | UTPSP5.5MBLY | Copper Patch Cord, Cat 6, Black UTP Cabl | Copper Patch Cord, Cat 6, Black UTP Cable, 5.5m | PC | 1 | 10 | 1 | 1 | 23.52
07498328073 | UTPSP5.5MBUY | Copper Patch Cord, Cat 6, Blue UTP Cable | Copper Patch Cord, Cat 6, Blue UTP Cable, 5.5 Meter | PC | 1 | 10 | 1 | 1 | 23.52
07498328087 | UTPSP5.5MGRY | Copper Patch Cord, Cat 6, Green UTP Cabl | Copper Patch Cord, Cat 6, Green UTP Cable, 5.5m | PC | 1 | 10 | 1 | 1 | 23.52
07498328074 | UTPSP5.5MGYY | Copper Patch Cord, Cat 6, Gray UTP Cable | Copper Patch Cord, Cat 6, Gray UTP Cable, 5.5 Meter | PC | 1 | 10 | 1 | 1 | 23.52
07498328079 | UTPSP5.5MORY | Copper Patch Cord, Cat 6, Orange UTP Cab | Copper Patch Cord, Cat 6, Orange UTP Cable, 5.5m | PC | 1 | 10 | 1 | 1 | 23.52
07498328080 | UTPSP5.5MRDY | Copper Patch Cord, Cat 6, Red UTP Cable, | Copper Patch Cord, Cat 6, Red UTP Cable, 5.5m | PC | 1 | 10 | 1 | 1 | 23.52
07498328081 | UTPSP5.5MVLY | Copper Patch Cord, Cat 6, Violet UTP Cab | Copper Patch Cord, Cat 6, Violet UTP Cable, 5.5m | PC | 1 | 10 | 1 | 1 | 23.52
07498327440 | UTPSP5.5MY | Copper Patch Cord, Cat 6, Off White UTP | Copper Patch Cord, Cat 6, Off White UTP Cable, 5.5 Meter | PC | 1 | 10 | 1 | 1 | 23.52
07498328082 | UTPSP5.5MYLY | Copper Patch Cord, Cat 6, Yellow UTP Cab | Copper Patch Cord, Cat 6, Yellow UTP Cable, 5.5m | PC | 1 | 10 | 1 | 1 | 23.52
07498366795 | UTPSP50BLY | Copper Patch Cord, Cat 6, Black UTP Cabl | Copper Patch Cord, Cat 6, Black UTP Cable, 50 Feet | PC | 1 | 10 | 1 | 1 | 43.12
07498363877 | UTPSP50BUY | Copper Patch Cord, Cat 6, Blue UTP Cable | Copper Patch Cord, Cat 6, Blue UTP Cable, 50 Feet | PC | 1 | 10 | 1 | 1 | 43.12
07498366794 | UTPSP50GRY | Copper Patch Cord, Cat 6, Green UTP Cabl | Copper Patch Cord, Cat 6, Green UTP Cable, 50 Feet | PC | 1 | 10 | 1 | 1 | 43.12
07498362000 | UTPSP50GYY | Copper Patch Cord, Cat 6, Gray UTP Cable | Copper Patch Cord, Cat 6, Gray UTP Cable, 50 Feet | PC | 1 | 10 | 1 | 1 | 43.12
07498335426 | UTPSP50MBLY | Cu,PC,Cat6,UTP,Cbl,BL,50M,EA | Category 6, UTP patch cord with TX6™ PLUS Modular Plugs on each end. Black, 50 meters. | PC | 1 | 5 | 1 | 1 | 112.96
07498335427 | UTPSP50MBUY | Copper Patch Cord, Cat 6, Blue UTP Cable | Copper Patch Cord, Cat 6, Blue UTP Cable, 50 Meter | PC | 1 | 5 | 1 | 1 | 112.96
07498335429 | UTPSP50MGRY | Cu,PC,Cat6,UTP,Cbl,GR,50M,EA | Category 6, UTP patch cord with TX6™ PLUS Modular Plugs on each end. Green, 50 meters. | PC | 1 | 5 | 1 | 1 | 112.96
07498335428 | UTPSP50MGYY | Cu,PC,Cat6,UTP,Cbl,GY,50M,EA | Category 6, UTP patch cord with TX6™ PLUS Modular Plugs on each end. Gray, 50 meters. | PC | 1 | 5 | 1 | 1 | 112.96
07498335430 | UTPSP50MORY | Cu,PC,Cat6,UTP,Cbl,OR,50M,EA | Category 6, UTP patch cord with TX6™ PLUS Modular Plugs on each end. Orange, 50 meters. | PC | 1 | 5 | 1 | 1 | 112.96
07498335431 | UTPSP50MRDY | Cu,PC,Cat6,UTP,Cbl,RD,50M,EA | Category 6, UTP patch cord with TX6™ PLUS Modular Plugs on each end. Red, 50 meters. | PC | 1 | 5 | 1 | 1 | 112.96
07498335433 | UTPSP50MVLY | Cu,PC,Cat6,UTP,Cbl,VL,50M,EA | Category 6, UTP patch cord with TX6™ PLUS Modular Plugs on each end. Violet, 50 meters. | PC | 1 | 5 | 1 | 1 | 112.96
07498335169 | UTPSP50MY | Cu,PC,Cat6,UTP,Cbl,IW,50M,EA | Category 6, UTP patch cord with TX6™ PLUS Modular Plugs on each end. Off White, 50 meters. | PC | 1 | 5 | 1 | 1 | 112.96
07498335432 | UTPSP50MYLY | Cu,PC,Cat6,UTP,Cbl,YL,50M,EA | Category 6, UTP patch cord with TX6™ PLUS Modular Plugs on each end. Yellow, 50 meters. | PC | 1 | 5 | 1 | 1 | 112.96
07498367326 | UTPSP50ORY | Copper Patch Cord, Cat 6, Orange UTP Cab | Copper Patch Cord, Cat 6, Orange UTP Cable, 50 Feet | PC | 1 | 10 | 1 | 1 | 43.12
07498367327 | UTPSP50RDY | Copper Patch Cord, Cat 6, Red UTP Cable, | Copper Patch Cord, Cat 6, Red UTP Cable, 50 Feet | PC | 1 | 10 | 1 | 1 | 43.12
07498367328 | UTPSP50VLY | Copper Patch Cord, Cat 6, Violet UTP Cab | Copper Patch Cord, Cat 6, Violet UTP Cable, 50 Feet | PC | 1 | 10 | 1 | 1 | 43.12
07498366548 | UTPSP50Y | Copper Patch Cord, Cat 6, Off White UTP | Copper Patch Cord, Cat 6, Off White UTP Cable, 50 Feet | PC | 1 | 10 | 1 | 1 | 43.12
07498366808 | UTPSP50YLY | Copper Patch Cord, Cat 6, Yellow UTP Cab | Copper Patch Cord, Cat 6, Yellow UTP Cable, 50 Feet | PC | 1 | 10 | 1 | 1 | 43.12
07498366809 | UTPSP55BLY | Copper Patch Cord, Cat 6, Black UTP Cabl | Copper Patch Cord, Cat 6, Black UTP Cable, 55 Feet | PC | 1 | 10 | 1 | 1 | 46.18
07498366539 | UTPSP55BUY | Copper Patch Cord, Cat 6, Blue UTP Cable | Copper Patch Cord, Cat 6, Blue UTP Cable, 55 Feet | PC | 1 | 10 | 1 | 1 | 46.18
07498366821 | UTPSP55GRY | Copper Patch Cord, Cat 6, Green UTP Cabl | Copper Patch Cord, Cat 6, Green UTP Cable, 55 Feet | PC | 1 | 10 | 1 | 1 | 46.18
07498362003 | UTPSP55GYY | Copper Patch Cord, Cat 6, Gray UTP Cable | Copper Patch Cord, Cat 6, Gray UTP Cable, 55 Feet | PC | 1 | 10 | 1 | 1 | 46.18
07498335437 | UTPSP55MBLY | Cu,PC,Cat6,UTP,Cbl,BL,55M,EA | Category 6, UTP patch cord with TX6™ PLUS Modular Plugs on each end. Black, 55 meters. | PC | 1 | 5 | 1 | 1 | 114.46
07498335436 | UTPSP55MBUY | Cu,PC,Cat6,UTP,Cbl,BU,55M,EA | Category 6, UTP patch cord with TX6™ PLUS Modular Plugs on each end. Blue, 55 meters. | PC | 1 | 5 | 1 | 1 | 114.46
07498335439 | UTPSP55MGRY | Cu,PC,Cat6,UTP,Cbl,GR,55M,EA | Category 6, UTP patch cord with TX6™ PLUS Modular Plugs on each end. Green, 55 meters. | PC | 1 | 5 | 1 | 1 | 114.46
07498335438 | UTPSP55MGYY | Cu,PC,Cat6,UTP,Cbl,GY,55M,EA | Category 6, UTP patch cord with TX6™ PLUS Modular Plugs on each end. Gray, 55 meters. | PC | 1 | 5 | 1 | 1 | 114.46
07498335440 | UTPSP55MORY | Cu,PC,Cat6,UTP,Cbl,OR,55M,EA | Category 6, UTP patch cord with TX6™ PLUS Modular Plugs on each end. Orange, 55 meters. | PC | 1 | 5 | 1 | 1 | 114.46
07498335441 | UTPSP55MRDY | Cu,PC,Cat6,UTP,Cbl,RD,55M,EA | Category 6, UTP patch cord with TX6™ PLUS Modular Plugs on each end. Red, 55 meters. | PC | 1 | 5 | 1 | 1 | 114.46
07498335435 | UTPSP55MVLY | Cu,PC,Cat6,UTP,Cbl,VL,55M,EA | Category 6, UTP patch cord with TX6™ PLUS Modular Plugs on each end. Violet, 55 meters. | PC | 1 | 5 | 1 | 1 | 114.46
07498335170 | UTPSP55MY | Cu,PC,Cat6,UTP,Cbl,IW,55M,EA | Category 6, UTP patch cord with TX6™ PLUS Modular Plugs on each end. Off White, 55 meters. | PC | 1 | 5 | 1 | 1 | 114.46
07498335434 | UTPSP55MYLY | Cu,PC,Cat6,UTP,Cbl,YL,55M,EA | Category 6, UTP patch cord with TX6™ PLUS Modular Plugs on each end. Yellow, 55 meters. | PC | 1 | 5 | 1 | 1 | 114.46
07498367329 | UTPSP55ORY | Copper Patch Cord, Cat 6, Orange UTP Cab | Copper Patch Cord, Cat 6, Orange UTP Cable, 55 Feet | PC | 1 | 10 | 1 | 1 | 46.18
07498367330 | UTPSP55RDY | Copper Patch Cord, Cat 6, Red UTP Cable, | Copper Patch Cord, Cat 6, Red UTP Cable, 55 Feet | PC | 1 | 10 | 1 | 1 | 46.18
07498367331 | UTPSP55VLY | Copper Patch Cord, Cat 6, Violet UTP Cab | Copper Patch Cord, Cat 6, Violet UTP Cable, 55 Feet | PC | 1 | 10 | 1 | 1 | 46.18
07498366549 | UTPSP55Y | Copper Patch Cord, Cat 6, Off White UTP | Copper Patch Cord, Cat 6, Off White UTP Cable, 55 Feet | PC | 1 | 10 | 1 | 1 | 46.18
07498366820 | UTPSP55YLY | Copper Patch Cord, Cat 6, Violet UTP Cab | Copper Patch Cord, Cat 6, Violet UTP Cable, 65 Feet | PC | 1 | 10 | 1 | 1 | 46.18
07498317092 | UTPSP5BLY | Cu,PC,Cat6,UTP,Cbl,BL,5ft,EA | The TX6™ PLUS Cat 6 UTP Patch Cord is constructed of 24 AWG, unshielded, twisted pair, stranded, CM cable with enhanced performance modular plugs. The patented tangle free latch prevents snags and provides easy release saving time on frequent moves, adds, | PC | 1 | 10 | 1 | 1 | 15.54
07498328305 | UTPSP5BLY-Q | Cu,PC,Cat6,UTP,Cbl,BL,5ft,PK25 | Category 6, UTP patch cord with TX6™ PLUS Modular Plugs on each end. Black, 5 ft, 25pc. | PC | 1 | 25 | 25 | 1 | 15.54
07498317093 | UTPSP5BUY | Cu Patch Cord,Cat 6,BU UTP Cable,5ft,EA | The TX6™ PLUS Cat 6 UTP Patch Cord is constructed of 24 AWG, unshielded, twisted pair, stranded, CM cable with enhanced performance modular plugs. The patented tangle free latch prevents snags and provides easy release saving time on frequent moves, adds, | PC | 1 | 10 | 1 | 1 | 15.54
07498328304 | UTPSP5BUY-Q | Cu,PC,Cat6,UTP,Cbl,BU,5ft,PK25 | Category 6, UTP patch cord with TX6™ PLUS Modular Plugs on each end. Blue, 5 ft, 25pc. | PC | 1 | 25 | 25 | 1 | 15.54
07498317094 | UTPSP5GRY | Cu,PC,Cat 6,GR UTP Cable,5ft,EA | The TX6™ PLUS Cat 6 UTP Patch Cord is constructed of 24 AWG, unshielded, twisted pair, stranded, CM cable with enhanced performance modular plugs. The patented tangle free latch prevents snags and provides easy release saving time on frequent moves, adds, | PC | 1 | 10 | 1 | 1 | 15.54
07498328306 | UTPSP5GRY-Q | Cu,PC,Cat6,UTP,Cbl,GR,5ft,PK25 | Category 6, UTP patch cord with TX6™ PLUS Modular Plugs on each end. Green, 5 ft, 25pc. | PC | 1 | 25 | 25 | 1 | 15.54
07498317096 | UTPSP5GYFY | Copper Patch Cord, Category 6, Gray UTP | Copper Patch Cord, Category 6, Gray UTP Cable, Flipped, 5 Feet | PC | 1 | 10 | 1 | 1 | 15.54
07498317095 | UTPSP5GYY | Copper Patch Cord, Category 6, Gray UTP | TX-6 PLUS Category 6 Patch Cord for use with CJ688TP | PC | 1 | 10 | 1 | 1 | 15.54
07498317098 | UTPSP5MBLY | Cu,PC,Cat6,UTP,Cbl,BL,5M,EA | The TX6™ PLUS Cat 6 UTP Patch Cord is constructed of 24 AWG, unshielded, twisted pair, stranded, CM cable with enhanced performance modular plugs. The patented tangle free latch prevents snags and provides easy release saving time on frequent moves, adds, | PC | 1 | 10 | 1 | 1 | 22.52
07498317099 | UTPSP5MBUY | Cu,PC,Cat6,UTP,Cbl,BU,5M,EA | The TX6™ PLUS Cat 6 UTP Patch Cord is constructed of 24 AWG, unshielded, twisted pair, stranded, CM cable with enhanced performance modular plugs. The patented tangle free latch prevents snags and provides easy release saving time on frequent moves, adds, | PC | 1 | 10 | 1 | 1 | 22.52
07498335039 | UTPSP5MBUY-Q | Copper Patch Cord, Cat 6, Blue UTP Cable | Copper Patch Cord, Cat 6, Blue UTP Cable, 5 Meter | PC | 1 | 25 | 25 | 1 | 22.52
07498317100 | UTPSP5MGRY | Cu,PC,Cat6,UTP,Cbl,GR,5M,EA | The TX6™ PLUS Cat 6 UTP Patch Cord is constructed of 24 AWG, unshielded, twisted pair, stranded, CM cable with enhanced performance modular plugs. The patented tangle free latch prevents snags and provides easy release saving time on frequent moves, adds, | PC | 1 | 10 | 1 | 1 | 22.52
07498317101 | UTPSP5MGYY | Copper Patch Cord, Category 6, Gray UTP | Copper Patch Cord, Category 6, Gray UTP Cable, 5 Meters | PC | 1 | 10 | 1 | 1 | 22.52
07498317103 | UTPSP5MORY | Cu,PC,Cat6,UTP,Cbl,OR,5M,EA | Category 6, UTP patch cord with TX6™ PLUS Modular Plugs on each end. Orange, 5 meters. | PC | 1 | 10 | 1 | 1 | 22.52
07498317104 | UTPSP5MRDY | Cu,PC,Cat6,UTP,Cbl,RD,5M,EA | The TX6™ PLUS Cat 6 UTP Patch Cord is constructed of 24 AWG, unshielded, twisted pair, stranded, CM cable with enhanced performance modular plugs. The patented tangle free latch prevents snags and provides easy release saving time on frequent moves, adds, | PC | 1 | 10 | 1 | 1 | 22.52
07498317106 | UTPSP5MVLY | Cu,PC,Cat6,UTP,Cbl,VL,5M,EA | Category 6, UTP patch cord with TX6™ PLUS Modular Plugs on each end. Violet, 5 meters. | PC | 1 | 10 | 1 | 1 | 22.52
07498317097 | UTPSP5MY | Cu,PC,Cat6,UTP,Cbl,IW,5M,EA | The TX6™ PLUS Cat 6 UTP Patch Cord is constructed of 24 AWG, unshielded, twisted pair, stranded, CM cable with enhanced performance modular plugs. The patented tangle free latch prevents snags and provides easy release saving time on frequent moves, adds, | PC | 1 | 10 | 1 | 1 | 22.52
07498317107 | UTPSP5MYLY | Cu,PC,Cat6,UTP,Cbl,YL,5M,EA | The TX6™ PLUS Cat 6 UTP Patch Cord is constructed of 24 AWG, unshielded, twisted pair, stranded, CM cable with enhanced performance modular plugs. The patented tangle free latch prevents snags and provides easy release saving time on frequent moves, adds, | PC | 1 | 10 | 1 | 1 | 22.52
07498317109 | UTPSP5ORY | Cu,PC,Cat6,UTP,Cbl,OR,5ft,EA | Category 6, UTP patch cord with TX6™ PLUS Modular Plugs on each end. Orange, 5 ft. | PC | 1 | 10 | 1 | 1 | 15.54
07498317111 | UTPSP5RDFY | Copper Patch Cord, Category 6, Red UTP C | Copper Patch Cord, Category 6, Red UTP Cable, Flipped, 5 Feet | PC | 1 | 10 | 1 | 1 | 15.54
07498317110 | UTPSP5RDY | Cu Patch Cord,Cat 6,RD UTP Cable,5ft,EA | The TX6™ PLUS Cat 6 UTP Patch Cord is constructed of 24 AWG, unshielded, twisted pair, stranded, CM cable with enhanced performance modular plugs. The patented tangle free latch prevents snags and provides easy release saving time on frequent moves, adds, | PC | 1 | 10 | 1 | 1 | 15.54
07498328307 | UTPSP5RDY-Q | Cu,PC,Cat6,UTP,Cbl,RD,5ft,PK25 | Category 6, UTP patch cord with TX6™ PLUS Modular Plugs on each end. Red, 5 ft, 25pc. | PC | 1 | 25 | 25 | 1 | 15.54
07498317112 | UTPSP5VLY | Cu,PC,Cat6,UTP,Cbl,VL,5ft,EA | Category 6, UTP patch cord with TX6™ PLUS Modular Plugs on each end. Violet, 5 ft. | PC | 1 | 10 | 1 | 1 | 15.54
07498317091 | UTPSP5Y | Cu Patch Cord,Cat6,OffWH UTP Cbl,5ft,EA | The TX6™ PLUS Cat 6 UTP Patch Cord is constructed of 24 AWG, unshielded, twisted pair, stranded, CM cable with enhanced performance modular plugs. The patented tangle free latch prevents snags and provides easy release saving time on frequent moves, adds, | PC | 1 | 10 | 1 | 1 | 15.54
07498312402 | UTPSP5Y-Q | Cu,PC,Cat6,UTP,Cbl,IW,5ft,PK25 | Category 6, UTP patch cord with TX6™ PLUS Modular Plugs on each end. Off White, 5 ft, 25pc. | PC | 1 | 25 | 25 | 1 | 15.54
07498317114 | UTPSP5YLFY | Copper Patch Cord, Category 6, Yellow UT | Copper Patch Cord, Category 6, Yellow UTP Cable, Flipped, 5 Feet | PC | 1 | 10 | 1 | 1 | 15.54
07498317113 | UTPSP5YLY | Cu,PC,Cat6,UTP,Cbl,YL,5ft,EA | The TX6™ PLUS Cat 6 UTP Patch Cord is constructed of 24 AWG, unshielded, twisted pair, stranded, CM cable with enhanced performance modular plugs. The patented tangle free latch prevents snags and provides easy release saving time on frequent moves, adds, | PC | 1 | 10 | 1 | 1 | 15.54
07498328308 | UTPSP5YLY-Q | Cu,PC,Cat6,UTP,Cbl,YL,5ft,PK25 | Category 6, UTP patch cord with TX6™ PLUS Modular Plugs on each end. Yellow, 5 ft, 25pc. | PC | 1 | 25 | 25 | 1 | 15.54
07498328090 | UTPSP6.5MBLY | Copper Patch Cord, Cat 6, Black UTP Cabl | Copper Patch Cord, Cat 6, Black UTP Cable, 6.5 Meter | PC | 1 | 10 | 1 | 1 | 25.54
07498328099 | UTPSP6.5MBUY | Copper Patch Cord, Cat 6, Blue UTP Cable | Copper Patch Cord, Cat 6, Blue UTP Cable, 6.5m | PC | 1 | 10 | 1 | 1 | 25.54
07498328101 | UTPSP6.5MGRY | Copper Patch Cord, Cat 6, Green UTP Cabl | Copper Patch Cord, Cat 6, Green UTP Cable, 6.5m | PC | 1 | 10 | 1 | 1 | 25.54
07498328100 | UTPSP6.5MGYY | Copper Patch Cord, Cat 6, Gray UTP Cable | Copper Patch Cord, Cat 6, Gray UTP Cable, 6.5m | PC | 1 | 10 | 1 | 1 | 25.54
07498328102 | UTPSP6.5MORY | Copper Patch Cord, Cat 6, Orange UTP Cab | Copper Patch Cord, Cat 6, Orange UTP Cable, 6.5m | PC | 1 | 10 | 1 | 1 | 25.54
07498328103 | UTPSP6.5MRDY | Copper Patch Cord, Cat 6, Red UTP Cable, | Copper Patch Cord, Cat 6, Red UTP Cable, 6.5m | PC | 1 | 10 | 1 | 1 | 25.54
07498328104 | UTPSP6.5MVLY | Copper Patch Cord, Cat 6, Violet UTP Cab | Copper Patch Cord, Cat 6, Violet UTP Cable, 6.5m | PC | 1 | 10 | 1 | 1 | 25.54
07498325601 | UTPSP6.5MY | Copper Patch Cord, Cat 6, Off White UTP | Copper Patch Cord, Cat 6, Off White UTP Cable, 6.5m | PC | 1 | 10 | 1 | 1 | 25.54
07498328115 | UTPSP6.5MYLY | Copper Patch Cord, Cat 6, Yellow UTP Cab | Copper Patch Cord, Cat 6, Yellow UTP Cable, 6.5 Meter | PC | 1 | 10 | 1 | 1 | 25.54
07498367164 | UTPSP60BLY | Copper Patch Cord, Cat 6, Black UTP Cabl | Copper Patch Cord, Cat 6, Black UTP Cable, 60 Feet | PC | 1 | 10 | 1 | 1 | 49.22
07498366540 | UTPSP60BUY | Copper Patch Cord, Cat 6, Blue UTP Cable | Copper Patch Cord, Cat 6, Blue UTP Cable, 60 Feet | PC | 1 | 10 | 1 | 1 | 49.22
07498367165 | UTPSP60GRY | Copper Patch Cord, Cat 6, Green UTP Cabl | Copper Patch Cord, Cat 6, Green UTP Cable, 60 Feet | PC | 1 | 10 | 1 | 1 | 49.22
07498362006 | UTPSP60GYY | Copper Patch Cord, Cat 6, Gray UTP Cable | Copper Patch Cord, Cat 6, Gray UTP Cable, 60 Feet | PC | 1 | 10 | 1 | 1 | 49.22
07498335443 | UTPSP60MBLY | Cu,PC,Cat6,UTP,Cbl,BL,60M,EA | Category 6, UTP patch cord with TX6™ PLUS Modular Plugs on each end. Black, 60 meters. | PC | 1 | 5 | 1 | 1 | 123.68
07498335442 | UTPSP60MBUY | Cu,PC,Cat6,UTP,Cbl,BU,60M,EA | Category 6, UTP patch cord with TX6™ PLUS Modular Plugs on each end. Blue, 60 meters. | PC | 1 | 5 | 1 | 1 | 123.68
07498335444 | UTPSP60MGRY | Cu,PC,Cat6,UTP,Cbl,GR,60M,EA | Category 6, UTP patch cord with TX6™ PLUS Modular Plugs on each end. Green, 60 meters. | PC | 1 | 5 | 1 | 1 | 123.68
07498335447 | UTPSP60MGYY | Cu,PC,Cat6,UTP,Cbl,GY,60M,EA | Category 6, UTP patch cord with TX6™ PLUS Modular Plugs on each end. Gray, 60 meters. | PC | 1 | 5 | 1 | 1 | 123.68
07498335445 | UTPSP60MORY | Cu,PC,Cat6,UTP,Cbl,OR,60M,EA | Category 6, UTP patch cord with TX6™ PLUS Modular Plugs on each end. Orange, 60 meters. | PC | 1 | 5 | 1 | 1 | 123.68
07498335446 | UTPSP60MRDY | Cu,PC,Cat6,UTP,Cbl,RD,60M,EA | Category 6, UTP patch cord with TX6™ PLUS Modular Plugs on each end. Red, 60 meters. | PC | 1 | 5 | 1 | 1 | 123.68
07498335449 | UTPSP60MVLY | Cu,PC,Cat6,UTP,Cbl,VL,60M,EA | Category 6, UTP patch cord with TX6™ PLUS Modular Plugs on each end. Violet, 60 meters. | PC | 1 | 5 | 1 | 1 | 123.68
07498335173 | UTPSP60MY | Cu,PC,Cat6,UTP,Cbl,IW,60M,EA | Category 6, UTP patch cord with TX6™ PLUS Modular Plugs on each end. Off White, 60 meters. | PC | 1 | 5 | 1 | 1 | 123.68
07498335448 | UTPSP60MYLY | Cu,PC,Cat6,UTP,Cbl,YL,60M,EA | Category 6, UTP patch cord with TX6™ PLUS Modular Plugs on each end. Yellow, 60 meters. | PC | 1 | 5 | 1 | 1 | 123.68
07498367332 | UTPSP60ORY | Copper Patch Cord, Cat 6, Orange UTP Cab | Copper Patch Cord, Cat 6, Orange UTP Cable, 60 Feet | PC | 1 | 10 | 1 | 1 | 49.22
07498367334 | UTPSP60RDY | Copper Patch Cord, Cat 6, Red UTP Cable, | Copper Patch Cord, Cat 6, Red UTP Cable, 60 Feet | PC | 1 | 10 | 1 | 1 | 49.22
07498367365 | UTPSP60VLY | Copper Patch Cord, Cat 6, Violet UTP Cab | Copper Patch Cord, Cat 6, Violet UTP Cable, 60 Feet | PC | 1 | 10 | 1 | 1 | 49.22
07498366550 | UTPSP60Y | Copper Patch Cord, Cat 6, Off White UTP | Copper Patch Cord, Cat 6, Off White UTP Cable, 60 Feet | PC | 1 | 10 | 1 | 1 | 49.22
07498367163 | UTPSP60YLY | Copper Patch Cord, Cat 6, Yellow UTP Cab | Copper Patch Cord, Cat 6, Yellow UTP Cable, 60 Feet | PC | 1 | 10 | 1 | 1 | 49.22
07498367169 | UTPSP65BLY | Copper Patch Cord, Cat 6, Black UTP Cabl | Copper Patch Cord, Cat 6, Black UTP Cable, 65 Feet | PC | 1 | 10 | 1 | 1 | 52.32
07498366541 | UTPSP65BUY | Copper Patch Cord, Cat 6, Blue UTP Cable | Copper Patch Cord, Cat 6, Blue UTP Cable, 65 Feet | PC | 1 | 10 | 1 | 1 | 52.32
07498367173 | UTPSP65GRY | Copper Patch Cord, Cat 6, Green UTP Cabl | Copper Patch Cord, Cat 6, Green UTP Cable, 65 Feet | PC | 1 | 10 | 1 | 1 | 52.32
07498362007 | UTPSP65GYY | Copper Patch Cord, Cat 6, Gray UTP Cable | Copper Patch Cord, Cat 6, Gray UTP Cable, 65 Feet | PC | 1 | 10 | 1 | 1 | 52.32
07498335455 | UTPSP65MBLY | Cu,PC,Cat6,UTP,Cbl,BL,65M,EA | Category 6, UTP patch cord with TX6™ PLUS Modular Plugs on each end. Black, 65 meters. | PC | 1 | 5 | 1 | 1 | 132.9
07498335456 | UTPSP65MBUY | Cu,PC,Cat6,UTP,Cbl,BU,65M,EA | Category 6, UTP patch cord with TX6™ PLUS Modular Plugs on each end. Blue, 65 meters. | PC | 1 | 5 | 1 | 1 | 132.9
07498335457 | UTPSP65MGRY | Cu,PC,Cat6,UTP,Cbl,GR,65M,EA | Category 6, UTP patch cord with TX6™ PLUS Modular Plugs on each end. Green, 65 meters. | PC | 1 | 5 | 1 | 1 | 132.9
07498335460 | UTPSP65MGYY | Cu,PC,Cat6,UTP,Cbl,GY,65M,EA | Category 6, UTP patch cord with TX6™ PLUS Modular Plugs on each end. Gray, 65 meters. | PC | 1 | 5 | 1 | 1 | 132.9
07498335458 | UTPSP65MORY | Cu,PC,Cat6,UTP,Cbl,OR,65M,EA | Category 6, UTP patch cord with TX6™ PLUS Modular Plugs on each end. Orange, 65 meters. | PC | 1 | 5 | 1 | 1 | 132.9
07498335459 | UTPSP65MRDY | Cu,PC,Cat6,UTP,Cbl,RD,65M,EA | Category 6, UTP patch cord with TX6™ PLUS Modular Plugs on each end. Red, 65 meters. | PC | 1 | 5 | 1 | 1 | 132.9
07498335462 | UTPSP65MVLY | Cu,PC,Cat6,UTP,Cbl,VL,65M,EA | Category 6, UTP patch cord with TX6™ PLUS Modular Plugs on each end. Violet, 65 meters. | PC | 1 | 5 | 1 | 1 | 132.9
07498335174 | UTPSP65MY | Cu,PC,Cat6,UTP,Cbl,IW,65M,EA | Category 6, UTP patch cord with TX6™ PLUS Modular Plugs on each end. Off White, 65 meters. | PC | 1 | 5 | 1 | 1 | 132.9
07498335461 | UTPSP65MYLY | Cu,PC,Cat6,UTP,Cbl,YL,65M,EA | Category 6, UTP patch cord with TX6™ PLUS Modular Plugs on each end. Yellow, 65 meters. | PC | 1 | 5 | 1 | 1 | 132.9
07498367366 | UTPSP65ORY | Copper Patch Cord, Cat 6, Orange UTP Cab | Copper Patch Cord, Cat 6, Orange UTP Cable, 65 Feet | PC | 1 | 10 | 1 | 1 | 52.32
07498367367 | UTPSP65RDY | Copper Patch Cord, Cat 6, Red UTP Cable, | Copper Patch Cord, Cat 6, Red UTP Cable, 65 Feet | PC | 1 | 10 | 1 | 1 | 52.32
07498367368 | UTPSP65VLY | Copper Patch Cord, Cat 6, Violet UTP Cab | Copper Patch Cord, Cat 6, Violet UTP Cable, 65 Feet | PC | 1 | 10 | 1 | 1 | 52.32
07498366556 | UTPSP65Y | Copper Patch Cord, Cat 6, Off White UTP | Copper Patch Cord, Cat 6, Off White UTP Cable, 65 Feet | PC | 1 | 10 | 1 | 1 | 52.32
07498367167 | UTPSP65YLY | Copper Patch Cord, Cat 6, Yellow UTP Cab | Copper Patch Cord, Cat 6, Yellow UTP Cable, 65 Feet | PC | 1 | 10 | 1 | 1 | 52.32
07498372852 | UTPSP66BLY | Cu,PC,Cat6,UTP,Cbl,BL,66ft,EA | Category 6, UTP patch cord with TX6™ PLUS Modular Plugs on each end. Black, 66 ft. | PC | 1 | 10 | 1 | 1 | 50.2
07498380526 | UTPSP66ORY | Cu,PC,Cat6,UTP,Cbl,OR,66ft,EA | Category 6, UTP patch cord with TX6™ PLUS Modular Plugs on each end, 66 ft. | PC | 1 | 10 | 1 | 1 | 50.2
07498317116 | UTPSP6BLY | Cu,PC,Cat6,UTP,Cbl,BL,6ft,EA | The TX6™ PLUS Cat 6 UTP Patch Cord is constructed of 24 AWG, unshielded, twisted pair, stranded, CM cable with enhanced performance modular plugs. The patented tangle free latch prevents snags and provides easy release saving time on frequent moves, adds, | PC | 1 | 10 | 1 | 1 | 16.16
07498317117 | UTPSP6BUY | Cu,PC,Cat6,UTP,Cbl,BU,6ft,EA | The TX6™ PLUS Cat 6 UTP Patch Cord is constructed of 24 AWG, unshielded, twisted pair, stranded, CM cable with enhanced performance modular plugs. The patented tangle free latch prevents snags and provides easy release saving time on frequent moves, adds, | PC | 1 | 10 | 1 | 1 | 16.16
07498317118 | UTPSP6GRY | Cu,PC,Cat6,UTP,Cbl,GR,6ft,EA | The TX6™ PLUS Cat 6 UTP Patch Cord is constructed of 24 AWG, unshielded, twisted pair, stranded, CM cable with enhanced performance modular plugs. The patented tangle free latch prevents snags and provides easy release saving time on frequent moves, adds, | PC | 1 | 10 | 1 | 1 | 16.16
07498317120 | UTPSP6GYFY | Copper Patch Cord, Category 6, Gray UTP | Copper Patch Cord, Category 6, Gray UTP Cable, Flipped, 6 Feet | PC | 1 | 10 | 1 | 1 | 16.16
07498317119 | UTPSP6GYY | Copper Patch Cord, Category 6, Gray UTP | Copper Patch Cord, Category 6, Gray UTP Cable, 6 Feet | PC | 1 | 10 | 1 | 1 | 16.16
07498372658 | UTPSP6MBLY | Cu,PC,Cat6,UTP,Cbl,BL,6M,EA | Category 6, UTP patch cord with TX6™ PLUS Modular Plugs on each end. Black, 6 meters. | PC | 1 | 10 | 1 | 1 | 24.56
07498372671 | UTPSP6MBUY | Cu,PC,Cat6,UTP,Cbl,BU,6M,EA | Category 6, UTP patch cord with TX6™ PLUS Modular Plugs on each end. Blue, 6 meters. | PC | 1 | 10 | 1 | 1 | 24.56
07498372714 | UTPSP6MGRY | Cu,PC,Cat6,UTP,Cbl,GR,6M,EA | Category 6, UTP patch cord with TX6™ PLUS Modular Plugs on each end. Green, 6 meters. | PC | 1 | 10 | 1 | 1 | 24.56
07498373254 | UTPSP6MGYY | Copper Patch Cord, Cat 6, Gray UTP Cable | Copper Patch Cord, Cat 6, Gray UTP Cable, 6 Meter | PC | 1 | 10 | 1 | 1 | 24.56
07498373120 | UTPSP6MORY | Cu,PC,Cat6,UTP,Cbl,OR,6M,EA | Category 6, UTP patch cord with TX6™ PLUS Modular Plugs on each end. Orange, 6 meters. | PC | 1 | 10 | 1 | 1 | 24.56
07498373100 | UTPSP6MRDY | Cu,PC,Cat6,UTP,Cbl,RD,6M,EA | Category 6, UTP patch cord with TX6™ PLUS Modular Plugs on each end. Red, 6 meters. | PC | 1 | 10 | 1 | 1 | 24.56
07498373138 | UTPSP6MVLY | Cu,PC,Cat6,UTP,Cbl,VL,6M,EA | Category 6, UTP patch cord with TX6™ PLUS Modular Plugs on each end. Violet, 6 meters. | PC | 1 | 10 | 1 | 1 | 24.56
07498372608 | UTPSP6MY | Cu,PC,Cat6,UTP,Cbl,IW,6M,EA | Category 6, UTP patch cord with TX6™ PLUS Modular Plugs on each end. Off White, 6 meters. | PC | 1 | 10 | 1 | 1 | 24.56
07498372928 | UTPSP6MYLY | Cu,PC,Cat6,UTP,Cbl,YL,6M,EA | Category 6, UTP patch cord with TX6™ PLUS Modular Plugs on each end. Yellow, 6 meters. | PC | 1 | 10 | 1 | 1 | 24.56
07498317121 | UTPSP6ORY | Cu,PC,Cat6,UTP,Cbl,OR,6ft,EA | Category 6, UTP patch cord with TX6™ PLUS Modular Plugs on each end. Orange, 6 ft. | PC | 1 | 10 | 1 | 1 | 16.16
07498317123 | UTPSP6RDFY | Copper Patch Cord, Category 6, Red UTP C | Copper Patch Cord, Category 6, Red UTP Cable, Flipped, 6 Feet | PC | 1 | 10 | 1 | 1 | 16.16
07498317122 | UTPSP6RDY | Cu,PC,Cat6,UTP,Cbl,RD,6ft,EA | The TX6™ PLUS Cat 6 UTP Patch Cord is constructed of 24 AWG, unshielded, twisted pair, stranded, CM cable with enhanced performance modular plugs. The patented tangle free latch prevents snags and provides easy release saving time on frequent moves, adds, | PC | 1 | 10 | 1 | 1 | 16.16
07498317124 | UTPSP6VLY | Cu,PC,Cat6,UTP,Cbl,VL,6ft,EA | Category 6, UTP patch cord with TX6™ PLUS Modular Plugs on each end. Violet, 6 ft. | PC | 1 | 10 | 1 | 1 | 16.16
07498317115 | UTPSP6Y | Cu,PC,Cat6,UTP,Cbl,IW,6ft,EA | The TX6™ PLUS Cat 6 UTP Patch Cord is constructed of 24 AWG, unshielded, twisted pair, stranded, CM cable with enhanced performance modular plugs. The patented tangle free latch prevents snags and provides easy release saving time on frequent moves, adds, | PC | 1 | 10 | 1 | 1 | 16.16
07498312403 | UTPSP6Y-Q | Copper Patch Cord, Category 6, Off-White | Copper Patch Cord, Category 6, Off-White, UTP Cable, 6 Feet, Package of 25 | PC | 1 | 25 | 25 | 1 | 16.16
07498317126 | UTPSP6YLFY | Copper Patch Cord, Category 6, Yellow UT | Copper Patch Cord, Category 6, Yellow UTP Cable, Flipped, 6 Feet | PC | 1 | 10 | 1 | 1 | 16.16
07498317125 | UTPSP6YLY | Cu,PC,Cat6,UTP,Cbl,YL,6ft,EA | The TX6™ PLUS Cat 6 UTP Patch Cord is constructed of 24 AWG, unshielded, twisted pair, stranded, CM cable with enhanced performance modular plugs. The patented tangle free latch prevents snags and provides easy release saving time on frequent moves, adds, | PC | 1 | 10 | 1 | 1 | 16.16
07498335181 | UTPSP7.5MBLY | Copper Patch Cord, Cat 6, Black UTP Cabl | Copper Patch Cord, Cat 6, Black UTP Cable, 7.5 Meter | PC | 1 | 10 | 1 | 1 | 27.56
07498335182 | UTPSP7.5MBUY | Copper Patch Cord, Cat 6, Blue UTP Cable | Copper Patch Cord, Cat 6, Blue UTP Cable, 7.5m | PC | 1 | 10 | 1 | 1 | 27.56
07498335183 | UTPSP7.5MGRY | Copper Patch Cord, Cat 6, Green UTP Cabl | Copper Patch Cord, Cat 6, Green UTP Cable, 7.5m | PC | 1 | 10 | 1 | 1 | 27.56
07498335184 | UTPSP7.5MGYY | Copper Patch Cord, Cat 6, Gray UTP Cable | Copper Patch Cord, Cat 6, Gray UTP Cable, 7.5m | PC | 1 | 10 | 1 | 1 | 27.56
07498335185 | UTPSP7.5MORY | Copper Patch Cord, Cat 6, Orange UTP Cab | Copper Patch Cord, Cat 6, Orange UTP Cable, 7.5m | PC | 1 | 10 | 1 | 1 | 27.56
07498335186 | UTPSP7.5MRDY | Copper Patch Cord, Cat 6, Red UTP Cable, | Copper Patch Cord, Cat 6, Red UTP Cable, 7.5 Meter | PC | 1 | 10 | 1 | 1 | 27.56
07498335189 | UTPSP7.5MVLY | Copper Patch Cord, Cat 6, Violet UTP Cab | Copper Patch Cord, Cat 6, Violet UTP Cable, 7.5m | PC | 1 | 10 | 1 | 1 | 27.56
07498335046 | UTPSP7.5MY | Copper Patch Cord, Cat 6, Off White UTP | Copper Patch Cord, Cat 6, Off White UTP Cable, 7.5m | PC | 1 | 10 | 1 | 1 | 27.56
07498335190 | UTPSP7.5MYLY | Copper Patch Cord, Cat 6, Yellow UTP Cab | Copper Patch Cord, Cat 6, Yellow UTP Cable, 7.5 Meter | PC | 1 | 10 | 1 | 1 | 27.56
07498367170 | UTPSP70BLY | Copper Patch Cord, Cat 6, Black UTP Cabl | Copper Patch Cord, Cat 6, Black UTP Cable, 70 Feet | PC | 1 | 10 | 1 | 1 | 55.34
07498366546 | UTPSP70BUY | Copper Patch Cord, Cat 6, Blue UTP Cable | Copper Patch Cord, Cat 6, Blue UTP Cable, 70 Feet | PC | 1 | 10 | 1 | 1 | 55.34
07498367172 | UTPSP70GRY | Copper Patch Cord, Cat 6, Green UTP Cabl | Copper Patch Cord, Cat 6, Green UTP Cable, 70 Feet | PC | 1 | 10 | 1 | 1 | 55.34
07498362010 | UTPSP70GYY | Copper Patch Cord, Cat 6, Gray UTP Cable | Copper Patch Cord, Cat 6, Gray UTP Cable, 70 Feet | PC | 1 | 10 | 1 | 1 | 55.34
07498335463 | UTPSP70MBLY | Cu,PC,Cat6,UTP,Cbl,BL,70M,EA | Category 6, UTP patch cord with TX6™ PLUS Modular Plugs on each end. Black, 70 meters. | PC | 1 | 5 | 1 | 1 | 142.08
07498335464 | UTPSP70MBUY | Cu,PC,Cat6,UTP,Cbl,BU,70M,EA | Category 6, UTP patch cord with TX6™ PLUS Modular Plugs on each end. Blue, 70 meters. | PC | 1 | 5 | 1 | 1 | 142.08
07498335465 | UTPSP70MGRY | Cu,PC,Cat6,UTP,Cbl,GR,70M,EA | Category 6, UTP patch cord with TX6™ PLUS Modular Plugs on each end. Green, 70 meters. | PC | 1 | 5 | 1 | 1 | 142.08
07498335467 | UTPSP70MGYY | Cu,PC,Cat6,UTP,Cbl,GY,70M,EA | Category 6, UTP patch cord with TX6™ PLUS Modular Plugs on each end. Gray, 70 meters. | PC | 1 | 5 | 1 | 1 | 142.08
07498335466 | UTPSP70MORY | Cu,PC,Cat6,UTP,Cbl,OR,70M,EA | Category 6, UTP patch cord with TX6™ PLUS Modular Plugs on each end. Orange, 70 meters. | PC | 1 | 5 | 1 | 1 | 142.08
07498335468 | UTPSP70MRDY | Cu,PC,Cat6,UTP,Cbl,RD,70M,EA | Category 6, UTP patch cord with TX6™ PLUS Modular Plugs on each end. Red, 70 meters. | PC | 1 | 5 | 1 | 1 | 142.08
07498335485 | UTPSP70MVLY | Cu,PC,Cat6,UTP,Cbl,VL,70M,EA | Category 6, UTP patch cord with TX6™ PLUS Modular Plugs on each end. Violet, 70 meters. | PC | 1 | 5 | 1 | 1 | 142.08
07498335177 | UTPSP70MY | Cu,PC,Cat6,UTP,Cbl,IW,70M,EA | Category 6, UTP patch cord with TX6™ PLUS Modular Plugs on each end. Off White, 70 meters. | PC | 1 | 5 | 1 | 1 | 142.08
07498335471 | UTPSP70MYLY | Cu,PC,Cat6,UTP,Cbl,YL,70M,EA | Category 6, UTP patch cord with TX6™ PLUS Modular Plugs on each end. Yellow, 70 meters. | PC | 1 | 5 | 1 | 1 | 142.08
07498367371 | UTPSP70ORY | Copper Patch Cord, Cat 6, Orange UTP Cab | Copper Patch Cord, Cat 6, Orange UTP Cable, 70 Feet | PC | 1 | 10 | 1 | 1 | 55.34
07498367372 | UTPSP70RDY | Copper Patch Cord, Cat 6, Red UTP Cable, | Copper Patch Cord, Cat 6, Red UTP Cable, 70 Feet | PC | 1 | 10 | 1 | 1 | 55.34
07498367369 | UTPSP70VLY | Copper Patch Cord, Cat 6, Violet UTP Cab | Copper Patch Cord, Cat 6, Violet UTP Cable, 70 Feet | PC | 1 | 10 | 1 | 1 | 55.34
07498366567 | UTPSP70Y | Copper Patch Cord, Cat 6, Off White UTP | Copper Patch Cord, Cat 6, Off White UTP Cable, 70 Feet | PC | 1 | 10 | 1 | 1 | 55.34
07498367171 | UTPSP70YLY | Copper Patch Cord, Cat 6, Yellow UTP Cab | Copper Patch Cord, Cat 6, Yellow UTP Cable, 70 Feet | PC | 1 | 10 | 1 | 1 | 55.34
07498366822 | UTPSP75BLY | Copper Patch Cord, Cat 6, Black UTP Cabl | Copper Patch Cord, Cat 6, Black UTP Cable, 75 Feet | PC | 1 | 10 | 1 | 1 | 58.42
07498366547 | UTPSP75BUY | Copper Patch Cord, Cat 6, Blue UTP Cable | Copper Patch Cord, Cat 6, Blue UTP Cable, 75 Feet | PC | 1 | 10 | 1 | 1 | 58.42
07498366824 | UTPSP75GRY | Copper Patch Cord, Cat 6, Green UTP Cabl | Copper Patch Cord, Cat 6, Green UTP Cable, 75 Feet | PC | 1 | 10 | 1 | 1 | 58.42
07498362011 | UTPSP75GYY | Copper Patch Cord, Cat 6, Gray UTP Cable | Copper Patch Cord, Cat 6, Gray UTP Cable, 75 Feet | PC | 1 | 10 | 1 | 1 | 58.42
07498335657 | UTPSP75MBLY | Cu,PC,Cat6,UTP,Cbl,BL,75M,EA | Category 6, UTP patch cord with TX6™ PLUS Modular Plugs on each end. Black, 75 meters. | PC | 1 | 5 | 1 | 1 | 151.3
07498335658 | UTPSP75MBUY | Cu,PC,Cat6,UTP,Cbl,BU,75M,EA | Category 6, UTP patch cord with TX6™ PLUS Modular Plugs on each end. Blue, 75 meters. | PC | 1 | 5 | 1 | 1 | 151.3
07498335660 | UTPSP75MGRY | Cu,PC,Cat6,UTP,Cbl,GR,75M,EA | Category 6, UTP patch cord with TX6™ PLUS Modular Plugs on each end. Green, 75 meters. | PC | 1 | 5 | 1 | 1 | 151.3
07498335673 | UTPSP75MGYY | Cu,PC,Cat6,UTP,Cbl,GY,75M,EA | Category 6, UTP patch cord with TX6™ PLUS Modular Plugs on each end. Gray, 75 meters. | PC | 1 | 5 | 1 | 1 | 151.3
07498335671 | UTPSP75MORY | Cu,PC,Cat6,UTP,Cbl,OR,75M,EA | Category 6, UTP patch cord with TX6™ PLUS Modular Plugs on each end. Orange, 75 meters. | PC | 1 | 5 | 1 | 1 | 151.3
07498335672 | UTPSP75MRDY | Cu,PC,Cat6,UTP,Cbl,RD,75M,EA | Category 6, UTP patch cord with TX6™ PLUS Modular Plugs on each end. Red, 75 meters. | PC | 1 | 5 | 1 | 1 | 151.3
07498335683 | UTPSP75MVLY | Cu,PC,Cat6,UTP,Cbl,VL,75M,EA | Category 6, UTP patch cord with TX6™ PLUS Modular Plugs on each end. Violet, 75 meters. | PC | 1 | 5 | 1 | 1 | 151.3
07498335178 | UTPSP75MY | Cu,PC,Cat6,UTP,Cbl,IW,75M,EA | Category 6, UTP patch cord with TX6™ PLUS Modular Plugs on each end. Off White, 75 meters. | PC | 1 | 5 | 1 | 1 | 151.3
07498335676 | UTPSP75MYLY | Cu,PC,Cat6,UTP,Cbl,YL,75M,EA | Category 6, UTP patch cord with TX6™ PLUS Modular Plugs on each end. Yellow, 75 meters. | PC | 1 | 5 | 1 | 1 | 151.3
07498367373 | UTPSP75ORY | Copper Patch Cord, Cat 6, Orange UTP Cab | Copper Patch Cord, Cat 6, Orange UTP Cable, 75 Feet | PC | 1 | 10 | 1 | 1 | 58.42
07498367374 | UTPSP75RDY | Copper Patch Cord, Cat 6, Red UTP Cable, | Copper Patch Cord, Cat 6, Red UTP Cable, 75 Feet | PC | 1 | 10 | 1 | 1 | 58.42
07498367375 | UTPSP75VLY | Copper Patch Cord, Cat 6, Violet UTP Cab | Copper Patch Cord, Cat 6, Violet UTP Cable, 75 Feet | PC | 1 | 10 | 1 | 1 | 58.42
07498366558 | UTPSP75Y | Copper Patch Cord, Cat 6, Off White UTP | Copper Patch Cord, Cat 6, Off White UTP Cable, 75 Feet | PC | 1 | 10 | 1 | 1 | 58.42
07498366823 | UTPSP75YLY | Copper Patch Cord, Cat 6, Yellow UTP Cab | Copper Patch Cord, Cat 6, Yellow UTP Cable, 75 Feet | PC | 1 | 10 | 1 | 1 | 58.42
07498317128 | UTPSP7BLY | Cu,PC,Cat6,UTP,Cbl,BL,7ft,EA | The TX6™ PLUS Cat 6 UTP Patch Cord is constructed of 24 AWG, unshielded, twisted pair, stranded, CM cable with enhanced performance modular plugs. The patented tangle free latch prevents snags and provides easy release saving time on frequent moves, adds, | PC | 1 | 10 | 1 | 1 | 16.76
07498328310 | UTPSP7BLY-Q | Cu,PC,Cat6,UTP,Cbl,BL,7ft,PK25 | Category 6, UTP patch cord with TX6™ PLUS Modular Plugs on each end. Black, 7 ft, 25pc. | PC | 1 | 25 | 25 | 1 | 16.76
07498317129 | UTPSP7BUY | Cu Patch Cord,Cat 6,BU UTP Cable,7ft,EA | The TX6™ PLUS Cat 6 UTP Patch Cord is constructed of 24 AWG, unshielded, twisted pair, stranded, CM cable with enhanced performance modular plugs. The patented tangle free latch prevents snags and provides easy release saving time on frequent moves, adds, | PC | 1 | 10 | 1 | 1 | 16.76
07498328309 | UTPSP7BUY-Q | Cu,PC,Cat6,UTP,Cbl,BU,7ft,PK25 | Category 6, UTP patch cord with TX6™ PLUS Modular Plugs on each end. Blue, 7 ft, 25pc. | PC | 1 | 25 | 25 | 1 | 16.76
07498317130 | UTPSP7GRY | Cu Patch Cord,Cat 6,GR UTP Cable,7ft,EA | The TX6™ PLUS Cat 6 UTP Patch Cord is constructed of 24 AWG, unshielded, twisted pair, stranded, CM cable with enhanced performance modular plugs. The patented tangle free latch prevents snags and provides easy release saving time on frequent moves, adds, | PC | 1 | 10 | 1 | 1 | 16.76
07498328311 | UTPSP7GRY-Q | Cu,PC,Cat6,UTP,Cbl,GR,7ft,PK25 | Category 6, UTP patch cord with TX6™ PLUS Modular Plugs on each end. Green, 7 ft, 25pc. | PC | 1 | 25 | 25 | 1 | 16.76
07498317132 | UTPSP7GYFY | Copper Patch Cord, Category 6, Gray UTP | Copper Patch Cord, Category 6, Gray UTP Cable, Flipped, 7 Feet | PC | 1 | 10 | 1 | 1 | 16.76
07498317131 | UTPSP7GYY | Copper Patch Cord, Category 6, Gray UTP | TX-6 PLUS Category 6 Patch Cord for use with CJ688TP | PC | 1 | 10 | 1 | 1 | 16.76
61305668565 | UTPSP7GYY-Q | Copper Patch Cord, Cat 6, Gray UTP Cable |  | PC | 1 | 25 | 25 | 1 | 16.76
07498372659 | UTPSP7MBLY | Cu,PC,Cat6,UTP,Cbl,BL,7M,EA | The TX6™ PLUS Cat 6 UTP Patch Cord is constructed of 24 AWG, unshielded, twisted pair, stranded, CM cable with enhanced performance modular plugs. The patented tangle free latch prevents snags and provides easy release saving time on frequent moves, adds, | PC | 1 | 10 | 1 | 1 | 26.56
07498372672 | UTPSP7MBUY | Cu,PC,Cat6,UTP,Cbl,BU,7M,EA | The TX6™ PLUS Cat 6 UTP Patch Cord is constructed of 24 AWG, unshielded, twisted pair, stranded, CM cable with enhanced performance modular plugs. The patented tangle free latch prevents snags and provides easy release saving time on frequent moves, adds, | PC | 1 | 10 | 1 | 1 | 26.56
07498372715 | UTPSP7MGRY | Cu,PC,Cat6,UTP,Cbl,GR,7M,EA | The TX6™ PLUS Cat 6 UTP Patch Cord is constructed of 24 AWG, unshielded, twisted pair, stranded, CM cable with enhanced performance modular plugs. The patented tangle free latch prevents snags and provides easy release saving time on frequent moves, adds, | PC | 1 | 10 | 1 | 1 | 26.56
07498373261 | UTPSP7MGYY | Copper Patch Cord, Cat 6, Gray UTP Cable | Copper Patch Cord, Cat 6, Gray UTP Cable, 7 Meter | PC | 1 | 10 | 1 | 1 | 26.56
07498373121 | UTPSP7MORY | Cu,PC,Cat6,UTP,Cbl,OR,7M,EA | Category 6, UTP patch cord with TX6™ PLUS Modular Plugs on each end. Orange, 7 meters. | PC | 1 | 10 | 1 | 1 | 26.56
07498373101 | UTPSP7MRDY | Cu,PC,Cat6,UTP,Cbl,RD,7M,EA | The TX6™ PLUS Cat 6 UTP Patch Cord is constructed of 24 AWG, unshielded, twisted pair, stranded, CM cable with enhanced performance modular plugs. The patented tangle free latch prevents snags and provides easy release saving time on frequent moves, adds, | PC | 1 | 10 | 1 | 1 | 26.56
07498373139 | UTPSP7MVLY | Cu,PC,Cat6,UTP,Cbl,VL,7M,EA | Category 6, UTP patch cord with TX6™ PLUS Modular Plugs on each end. Violet, 7 meters. | PC | 1 | 10 | 1 | 1 | 26.56
07498372609 | UTPSP7MY | Cu,PC,Cat6,UTP,Cbl,IW,7M,EA | The TX6™ PLUS Cat 6 UTP Patch Cord is constructed of 24 AWG, unshielded, twisted pair, stranded, CM cable with enhanced performance modular plugs. The patented tangle free latch prevents snags and provides easy release saving time on frequent moves, adds, | PC | 1 | 10 | 1 | 1 | 26.56
07498373082 | UTPSP7MYLY | Cu,PC,Cat6,UTP,Cbl,YL,7M,EA | The TX6™ PLUS Cat 6 UTP Patch Cord is constructed of 24 AWG, unshielded, twisted pair, stranded, CM cable with enhanced performance modular plugs. The patented tangle free latch prevents snags and provides easy release saving time on frequent moves, adds, | PC | 1 | 10 | 1 | 1 | 26.56
07498317133 | UTPSP7ORY | Cu,PC,Cat6,UTP,Cbl,OR,7ft,EA | Category 6, UTP patch cord with TX6™ PLUS Modular Plugs on each end. Orange, 7 ft. | PC | 1 | 10 | 1 | 1 | 16.76
07498317135 | UTPSP7RDFY | Copper Patch Cord, Category 6, Red UTP C | Copper Patch Cord, Category 6, Red UTP Cable, Flipped, 7 Feet | PC | 1 | 10 | 1 | 1 | 16.76
07498317134 | UTPSP7RDY | Cu Patch Cord,Cat 6,RD UTP Cable,7ft,EA | The TX6™ PLUS Cat 6 UTP Patch Cord is constructed of 24 AWG, unshielded, twisted pair, stranded, CM cable with enhanced performance modular plugs. The patented tangle free latch prevents snags and provides easy release saving time on frequent moves, adds, | PC | 1 | 10 | 1 | 1 | 16.76
07498328312 | UTPSP7RDY-Q | Cu,PC,Cat6,UTP,Cbl,RD,7ft,PK25 | Category 6, UTP patch cord with TX6™ PLUS Modular Plugs on each end. Red, 7 ft, 25pc. | PC | 1 | 25 | 25 | 1 | 16.76
07498317136 | UTPSP7VLY | Cu,PC,Cat6,UTP,Cbl,VL,7ft,EA | Category 6, UTP patch cord with TX6™ PLUS Modular Plugs on each end. Violet, 7 ft. | PC | 1 | 10 | 1 | 1 | 16.76
07498317127 | UTPSP7Y | Cu Patch Cord,Cat6,OffWH UTP Cbl,7ft,EA | The TX6™ PLUS Cat 6 UTP Patch Cord is constructed of 24 AWG, unshielded, twisted pair, stranded, CM cable with enhanced performance modular plugs. The patented tangle free latch prevents snags and provides easy release saving time on frequent moves, adds, | PC | 1 | 10 | 1 | 1 | 16.76
07498312404 | UTPSP7Y-Q | Cu,PC,Cat6,UTP,Cbl,IW,7ft,PK25 | Category 6, UTP patch cord with TX6™ PLUS Modular Plugs on each end. Off White, 7 ft, 25pc. | PC | 1 | 25 | 25 | 1 | 16.76
07498317138 | UTPSP7YLFY | Copper Patch Cord, Category 6, Yellow UT | Copper Patch Cord, Category 6, Yellow UTP Cable, Flipped, 7 Feet | PC | 1 | 10 | 1 | 1 | 16.76
07498317137 | UTPSP7YLY | Cu,PC,Cat6,UTP,Cbl,YL,7ft,EA | The TX6™ PLUS Cat 6 UTP Patch Cord is constructed of 24 AWG, unshielded, twisted pair, stranded, CM cable with enhanced performance modular plugs. The patented tangle free latch prevents snags and provides easy release saving time on frequent moves, adds, | PC | 1 | 10 | 1 | 1 | 16.76
07498328313 | UTPSP7YLY-Q | Cu,PC,Cat6,UTP,Cbl,YL,7ft,PK25 | Category 6, UTP patch cord with TX6™ PLUS Modular Plugs on each end. Yellow, 7 ft, 25pc. | PC | 1 | 25 | 25 | 1 | 16.76
07498335193 | UTPSP8.5MBLY | Copper Patch Cord, Cat 6, Black UTP Cabl | Copper Patch Cord, Cat 6, Black UTP Cable, 8.5m | PC | 1 | 10 | 1 | 1 | 29.56
07498335194 | UTPSP8.5MBUY | Copper Patch Cord, Cat 6, Blue UTP Cable | Copper Patch Cord, Cat 6, Blue UTP Cable, 8.5m | PC | 1 | 10 | 1 | 1 | 29.56
07498335200 | UTPSP8.5MGRY | Copper Patch Cord, Cat 6, Green UTP Cabl | Copper Patch Cord, Cat 6, Green UTP Cable, 8.5m | PC | 1 | 10 | 1 | 1 | 29.56
07498335197 | UTPSP8.5MGYY | Copper Patch Cord, Cat 6, Gray UTP Cable | Copper Patch Cord, Cat 6, Gray UTP Cable, 8.5m | PC | 1 | 10 | 1 | 1 | 29.56
07498335201 | UTPSP8.5MORY | Copper Patch Cord, Cat 6, Orange UTP Cab | Copper Patch Cord, Cat 6, Orange UTP Cable, 8.5m | PC | 1 | 10 | 1 | 1 | 29.56
07498335202 | UTPSP8.5MRDY | Copper Patch Cord, Cat 6, Red UTP Cable, | Copper Patch Cord, Cat 6, Red UTP Cable, 8.5m | PC | 1 | 10 | 1 | 1 | 29.56
07498335205 | UTPSP8.5MVLY | Copper Patch Cord, Cat 6, Violet UTP Cab | Copper Patch Cord, Cat 6, Violet UTP Cable, 8.5 Meter | PC | 1 | 10 | 1 | 1 | 29.56
07498335052 | UTPSP8.5MY | Copper Patch Cord, Cat 6, Off White UTP | Copper Patch Cord, Cat 6, Off White UTP Cable, 8.5m | PC | 1 | 10 | 1 | 1 | 29.56
07498335203 | UTPSP8.5MYLY | Copper Patch Cord, Cat 6, Yellow UTP Cab | Copper Patch Cord, Cat 6, Yellow UTP Cable, 8.5m | PC | 1 | 10 | 1 | 1 | 29.56
07498366825 | UTPSP80BLY | Copper Patch Cord, Cat 6, Black UTP Cabl | Copper Patch Cord, Cat 6, Black UTP Cable, 80 Feet | PC | 1 | 10 | 1 | 1 | 61.48
07498366568 | UTPSP80BUY | Copper Patch Cord, Cat 6, Blue UTP Cable | Copper Patch Cord, Cat 6, Blue UTP Cable, 80 Feet | PC | 1 | 10 | 1 | 1 | 61.48
07498366827 | UTPSP80GRY | Copper Patch Cord, Cat 6, Green UTP Cabl | Copper Patch Cord, Cat 6, Green UTP Cable, 80 Feet | PC | 1 | 10 | 1 | 1 | 61.48
07498362026 | UTPSP80GYY | Copper Patch Cord, Cat 6, Gray UTP Cable | Copper Patch Cord, Cat 6, Gray UTP Cable, 80 Feet | PC | 1 | 10 | 1 | 1 | 61.48
07498335689 | UTPSP80MBLY | Cu,PC,Cat6,UTP,Cbl,BL,80M,EA | Category 6, UTP patch cord with TX6™ PLUS Modular Plugs on each end. Black, 80 meters. | PC | 1 | 5 | 1 | 1 | 160.5
07498335688 | UTPSP80MBUY | Cu,PC,Cat6,UTP,Cbl,BU,80M,EA | Category 6, UTP patch cord with TX6™ PLUS Modular Plugs on each end. Blue, 80 meters. | PC | 1 | 5 | 1 | 1 | 160.5
07498335692 | UTPSP80MGRY | Cu,PC,Cat6,UTP,Cbl,GR,80M,EA | Category 6, UTP patch cord with TX6™ PLUS Modular Plugs on each end. Green, 80 meters. | PC | 1 | 5 | 1 | 1 | 160.5
07498335691 | UTPSP80MGYY | Cu,PC,Cat6,UTP,Cbl,GY,80M,EA | Category 6, UTP patch cord with TX6™ PLUS Modular Plugs on each end. Gray, 80 meters. | PC | 1 | 5 | 1 | 1 | 160.5
07498335693 | UTPSP80MORY | Cu,PC,Cat6,UTP,Cbl,OR,80M,EA | Category 6, UTP patch cord with TX6™ PLUS Modular Plugs on each end. Orange, 80 meters. | PC | 1 | 5 | 1 | 1 | 160.5
07498335695 | UTPSP80MRDY | Cu,PC,Cat6,UTP,Cbl,RD,80M,EA | Category 6, UTP patch cord with TX6™ PLUS Modular Plugs on each end. Red, 80 meters. | PC | 1 | 5 | 1 | 1 | 160.5
07498335698 | UTPSP80MVLY | Cu,PC,Cat6,UTP,Cbl,VL,80M,EA | Category 6, UTP patch cord with TX6™ PLUS Modular Plugs on each end. Violet, 80 meters. | PC | 1 | 5 | 1 | 1 | 160.5
07498335180 | UTPSP80MY | Cu,PC,Cat6,UTP,Cbl,IW,80M,EA | Category 6, UTP patch cord with TX6™ PLUS Modular Plugs on each end. Off White, 80 meters. | PC | 1 | 5 | 1 | 1 | 160.5
07498335697 | UTPSP80MYLY | Cu,PC,Cat6,UTP,Cbl,YL,80M,EA | Category 6, UTP patch cord with TX6™ PLUS Modular Plugs on each end. Yellow, 80 meters. | PC | 1 | 5 | 1 | 1 | 160.5
07498367377 | UTPSP80ORY | Copper Patch Cord, Cat 6, Orange UTP Cab | Copper Patch Cord, Cat 6, Orange UTP Cable, 80 Feet | PC | 1 | 10 | 1 | 1 | 61.48
07498367378 | UTPSP80RDY | Copper Patch Cord, Cat 6, Red UTP Cable, | Copper Patch Cord, Cat 6, Red UTP Cable, 80 Feet | PC | 1 | 10 | 1 | 1 | 61.48
07498367376 | UTPSP80VLY | Copper Patch Cord, Cat 6, Violet UTP Cab | Copper Patch Cord, Cat 6, Violet UTP Cable, 80 Feet | PC | 1 | 10 | 1 | 1 | 61.48
07498366577 | UTPSP80Y | Copper Patch Cord, Cat 6, Off White UTP | Copper Patch Cord, Cat 6, Off White UTP Cable, 80 Feet | PC | 1 | 10 | 1 | 1 | 61.48
07498366826 | UTPSP80YLY | Copper Patch Cord, Cat 6, Green UTP Cabl | Copper Patch Cord, Cat 6, Green UTP Cable, 80 Feet | PC | 1 | 10 | 1 | 1 | 61.48
07498366828 | UTPSP85BLY | Copper Patch Cord, Cat 6, Black UTP Cabl | Copper Patch Cord, Cat 6, Black UTP Cable, 85 Feet | PC | 1 | 10 | 1 | 1 | 64.54
07498366569 | UTPSP85BUY | Copper Patch Cord, Cat 6, Blue UTP Cable | Copper Patch Cord, Cat 6, Blue UTP Cable, 85 Feet | PC | 1 | 10 | 1 | 1 | 64.54
07498366830 | UTPSP85GRY | Copper Patch Cord, Cat 6, Green UTP Cabl | Copper Patch Cord, Cat 6, Green UTP Cable, 85 Feet | PC | 1 | 10 | 1 | 1 | 64.54
07498362027 | UTPSP85GYY | Copper Patch Cord, Cat 6, Gray UTP Cable | Copper Patch Cord, Cat 6, Gray UTP Cable, 85 Feet | PC | 1 | 10 | 1 | 1 | 64.54
07498367379 | UTPSP85ORY | Copper Patch Cord, Cat 6, Orange UTP Cab | Copper Patch Cord, Cat 6, Orange UTP Cable, 85 Feet | PC | 1 | 10 | 1 | 1 | 64.54
07498367380 | UTPSP85RDY | Copper Patch Cord, Cat 6, Red UTP Cable, | Copper Patch Cord, Cat 6, Red UTP Cable, 85 Feet | PC | 1 | 10 | 1 | 1 | 64.54
07498367383 | UTPSP85VLY | Copper Patch Cord, Cat 6, Violet UTP Cab | Copper Patch Cord, Cat 6, Violet UTP Cable, 85 Feet | PC | 1 | 10 | 1 | 1 | 64.54
07498366576 | UTPSP85Y | Copper Patch Cord, Cat 6, Off White UTP | Copper Patch Cord, Cat 6, Off White UTP Cable, 85 Feet | PC | 1 | 10 | 1 | 1 | 64.54
07498366829 | UTPSP85YLY | Copper Patch Cord, Cat 6, Yellow UTP Cab | Copper Patch Cord, Cat 6, Yellow UTP Cable, 85 Feet | PC | 1 | 10 | 1 | 1 | 64.54
07498317140 | UTPSP8BLY | Cu,PC,Cat6,UTP,Cbl,BL,8ft,EA | The TX6™ PLUS Cat 6 UTP Patch Cord is constructed of 24 AWG, unshielded, twisted pair, stranded, CM cable with enhanced performance modular plugs. The patented tangle free latch prevents snags and provides easy release saving time on frequent moves, adds, | PC | 1 | 10 | 1 | 1 | 17.36
07498317141 | UTPSP8BUY | Cu,PC,Cat6,UTP,Cbl,BU,8ft,EA | The TX6™ PLUS Cat 6 UTP Patch Cord is constructed of 24 AWG, unshielded, twisted pair, stranded, CM cable with enhanced performance modular plugs. The patented tangle free latch prevents snags and provides easy release saving time on frequent moves, adds, | PC | 1 | 10 | 1 | 1 | 17.36
07498317142 | UTPSP8GRY | Cu,PC,Cat6,UTP,Cbl,GR,8ft,EA | The TX6™ PLUS Cat 6 UTP Patch Cord is constructed of 24 AWG, unshielded, twisted pair, stranded, CM cable with enhanced performance modular plugs. The patented tangle free latch prevents snags and provides easy release saving time on frequent moves, adds, | PC | 1 | 10 | 1 | 1 | 17.36
07498317144 | UTPSP8GYFY | Copper Patch Cord, Category 6, Gray UTP | Copper Patch Cord, Category 6, Gray UTP Cable, Flipped, 8 Feet | PC | 1 | 10 | 1 | 1 | 17.36
07498317143 | UTPSP8GYY | Copper Patch Cord, Category 6, Gray UTP | Copper Patch Cord, Category 6, Gray UTP Cable, 8 Feet | PC | 1 | 10 | 1 | 1 | 17.36
07498372660 | UTPSP8MBLY | Cu,PC,Cat6,UTP,Cbl,BL,8M,EA | Category 6, UTP patch cord with TX6™ PLUS Modular Plugs on each end. Black, 8 meters. | PC | 1 | 10 | 1 | 1 | 28.56
07498372673 | UTPSP8MBUY | Cu,PC,Cat6,UTP,Cbl,BU,8M,EA | Category 6, UTP patch cord with TX6™ PLUS Modular Plugs on each end. Blue, 8 meters. | PC | 1 | 10 | 1 | 1 | 28.56
07498372716 | UTPSP8MGRY | Cu,PC,Cat6,UTP,Cbl,GR,8M,EA | Category 6, UTP patch cord with TX6™ PLUS Modular Plugs on each end. Green, 8 meters. | PC | 1 | 10 | 1 | 1 | 28.56
07498373268 | UTPSP8MGYY | Copper Patch Cord, Cat 6, Gray UTP Cable | Copper Patch Cord, Cat 6, Gray UTP Cable, 8 Meter | PC | 1 | 10 | 1 | 1 | 28.56
07498373122 | UTPSP8MORY | Cu,PC,Cat6,UTP,Cbl,OR,8M,EA | Category 6, UTP patch cord with TX6™ PLUS Modular Plugs on each end. Orange, 8 meters. | PC | 1 | 10 | 1 | 1 | 28.56
07498373102 | UTPSP8MRDY | Cu,PC,Cat6,UTP,Cbl,RD,8M,EA | Category 6, UTP patch cord with TX6™ PLUS Modular Plugs on each end. Red, 8 meters. | PC | 1 | 10 | 1 | 1 | 28.56
07498373140 | UTPSP8MVLY | Cu,PC,Cat6,UTP,Cbl,VL,8M,EA | Category 6, UTP patch cord with TX6™ PLUS Modular Plugs on each end. Violet, 8 meters. | PC | 1 | 10 | 1 | 1 | 28.56
07498372610 | UTPSP8MY | Cu,PC,Cat6,UTP,Cbl,IW,8M,EA | Category 6, UTP patch cord with TX6™ PLUS Modular Plugs on each end. Off White, 8 meters. | PC | 1 | 10 | 1 | 1 | 28.56
07498373083 | UTPSP8MYLY | Cu,PC,Cat6,UTP,Cbl,YL,8M,EA | Category 6, UTP patch cord with TX6™ PLUS Modular Plugs on each end. Yellow, 8 meters. | PC | 1 | 10 | 1 | 1 | 28.56
07498317145 | UTPSP8ORY | Cu,PC,Cat6,UTP,Cbl,OR,8ft,EA | Category 6, UTP patch cord with TX6™ PLUS Modular Plugs on each end. Orange, 8 ft. | PC | 1 | 10 | 1 | 1 | 17.36
07498317147 | UTPSP8RDFY | Copper Patch Cord, Category 6, Red UTP C | Copper Patch Cord, Category 6, Red UTP Cable, Flipped, 8 Feet | PC | 1 | 10 | 1 | 1 | 17.36
07498317146 | UTPSP8RDY | Cu,PC,Cat6,UTP,Cbl,RD,8ft,EA | The TX6™ PLUS Cat 6 UTP Patch Cord is constructed of 24 AWG, unshielded, twisted pair, stranded, CM cable with enhanced performance modular plugs. The patented tangle free latch prevents snags and provides easy release saving time on frequent moves, adds, | PC | 1 | 10 | 1 | 1 | 17.36
07498317148 | UTPSP8VLY | Cu,PC,Cat6,UTP,Cbl,VL,8ft,EA | Category 6, UTP patch cord with TX6™ PLUS Modular Plugs on each end. Violet, 8 ft. | PC | 1 | 10 | 1 | 1 | 17.36
07498317139 | UTPSP8Y | Cu,PC,Cat6,UTP,Cbl,IW,8ft,EA | The TX6™ PLUS Cat 6 UTP Patch Cord is constructed of 24 AWG, unshielded, twisted pair, stranded, CM cable with enhanced performance modular plugs. The patented tangle free latch prevents snags and provides easy release saving time on frequent moves, adds, | PC | 1 | 10 | 1 | 1 | 17.36
07498312405 | UTPSP8Y-Q | Copper Patch Cord, Category 6, Off-White | Copper Patch Cord, Category 6, Off-White, UTP Cable, 8 Feet, Package of 25 | PC | 1 | 25 | 25 | 1 | 17.36
07498317150 | UTPSP8YLFY | Copper Patch Cord, Category 6, Yellow UT | Copper Patch Cord, Category 6, Yellow UTP Cable, Flipped, 8 Feet | PC | 1 | 10 | 1 | 1 | 17.36
07498317149 | UTPSP8YLY | Cu,PC,Cat6,UTP,Cbl,YL,8ft,EA | The TX6™ PLUS Cat 6 UTP Patch Cord is constructed of 24 AWG, unshielded, twisted pair, stranded, CM cable with enhanced performance modular plugs. The patented tangle free latch prevents snags and provides easy release saving time on frequent moves, adds, | PC | 1 | 10 | 1 | 1 | 17.36
07498335206 | UTPSP9.5MBLY | Copper Patch Cord, Cat 6, Black UTP Cabl | Copper Patch Cord, Cat 6, Black UTP Cable, 9.5m | PC | 1 | 10 | 1 | 1 | 31.58
07498335209 | UTPSP9.5MBUY | Copper Patch Cord, Cat 6, Blue UTP Cable | Copper Patch Cord, Cat 6, Blue UTP Cable, 9.5m | PC | 1 | 10 | 1 | 1 | 31.58
07498335210 | UTPSP9.5MGRY | Copper Patch Cord, Cat 6, Green UTP Cabl | Copper Patch Cord, Cat 6, Green UTP Cable, 9.5m | PC | 1 | 10 | 1 | 1 | 31.58
07498335213 | UTPSP9.5MGYY | Copper Patch Cord, Cat 6, Gray UTP Cable | Copper Patch Cord, Cat 6, Gray UTP Cable, 9.5 Meter | PC | 1 | 10 | 1 | 1 | 31.58
07498335214 | UTPSP9.5MORY | Copper Patch Cord, Cat 6, Orange UTP Cab | Copper Patch Cord, Cat 6, Orange UTP Cable, 9.5m | PC | 1 | 10 | 1 | 1 | 31.58
07498335217 | UTPSP9.5MRDY | Copper Patch Cord, Cat 6, Red UTP Cable, | Copper Patch Cord, Cat 6, Red UTP Cable, 9.5m | PC | 1 | 10 | 1 | 1 | 31.58
07498335221 | UTPSP9.5MVLY | Copper Patch Cord, Cat 6, Violet UTP Cab | Copper Patch Cord, Cat 6, Violet UTP Cable, 9.5 Meter | PC | 1 | 10 | 1 | 1 | 31.58
07498335077 | UTPSP9.5MY | Copper Patch Cord, Cat 6, Off White UTP | Copper Patch Cord, Cat 6, Off White UTP Cable, 9.5m | PC | 1 | 10 | 1 | 1 | 31.58
07498335218 | UTPSP9.5MYLY | Copper Patch Cord, Cat 6, Yellow UTP Cab | Copper Patch Cord, Cat 6, Yellow UTP Cable, 9.5m | PC | 1 | 10 | 1 | 1 | 31.58
07498366831 | UTPSP90BLY | Copper Patch Cord, Cat 6, Black UTP Cabl | Copper Patch Cord, Cat 6, Black UTP Cable, 90 Feet | PC | 1 | 10 | 1 | 1 | 67.62
07498366571 | UTPSP90BUY | Copper Patch Cord, Cat 6, Blue UTP Cable | Copper Patch Cord, Cat 6, Blue UTP Cable, 90 Feet | PC | 1 | 10 | 1 | 1 | 67.62
07498366833 | UTPSP90GRY | Copper Patch Cord, Cat 6, Green UTP Cabl | Copper Patch Cord, Cat 6, Green UTP Cable, 90 Feet | PC | 1 | 10 | 1 | 1 | 67.62
07498362033 | UTPSP90GYY | Copper Patch Cord, Cat 6, Gray UTP Cable | Copper Patch Cord, Cat 6, Gray UTP Cable, 90 Feet | PC | 1 | 10 | 1 | 1 | 67.62
07498367384 | UTPSP90ORY | Copper Patch Cord, Cat 6, Orange UTP Cab | Copper Patch Cord, Cat 6, Orange UTP Cable, 90 Feet | PC | 1 | 10 | 1 | 1 | 67.62
07498367385 | UTPSP90RDY | Copper Patch Cord, Cat 6, Red UTP Cable, | Copper Patch Cord, Cat 6, Red UTP Cable, 90 Feet | PC | 1 | 10 | 1 | 1 | 67.62
07498367386 | UTPSP90VLY | Copper Patch Cord, Cat 6, Violet UTP Cab | Copper Patch Cord, Cat 6, Violet UTP Cable, 90 Feet | PC | 1 | 10 | 1 | 1 | 67.62
07498366574 | UTPSP90Y | Copper Patch Cord, Cat 6, Off White UTP | Copper Patch Cord, Cat 6, Off White UTP Cable, 90 Feet | PC | 1 | 10 | 1 | 1 | 67.62
07498366832 | UTPSP90YLY | Copper Patch Cord, Cat 6, Yellow UTP Cab | Copper Patch Cord, Cat 6, Yellow UTP Cable, 90 Feet | PC | 1 | 10 | 1 | 1 | 67.62
07498366839 | UTPSP95BLY | Copper Patch Cord, Cat 6, Black UTP Cabl | Copper Patch Cord, Cat 6, Black UTP Cable, 95 Feet | PC | 1 | 10 | 1 | 1 | 70.66
07498366570 | UTPSP95BUY | Copper Patch Cord, Cat 6, Blue UTP Cable | Copper Patch Cord, Cat 6, Blue UTP Cable, 95 Feet | PC | 1 | 10 | 1 | 1 | 70.66
07498366841 | UTPSP95GRY | Copper Patch Cord, Cat 6, Green UTP Cabl | Copper Patch Cord, Cat 6, Green UTP Cable, 95 Feet | PC | 1 | 10 | 1 | 1 | 70.66
07498362037 | UTPSP95GYY | Copper Patch Cord, Cat 6, Gray UTP Cable | Copper Patch Cord, Cat 6, Gray UTP Cable, 95 Feet | PC | 1 | 10 | 1 | 1 | 70.66
07498367389 | UTPSP95ORY | Copper Patch Cord, Cat 6, Orange UTP Cab | Copper Patch Cord, Cat 6, Orange UTP Cable, 95 Feet | PC | 1 | 10 | 1 | 1 | 70.66
07498367390 | UTPSP95RDY | Copper Patch Cord, Cat 6, Orange UTP Cab | Copper Patch Cord, Cat 6, Orange UTP Cable, 95 Feet | PC | 1 | 10 | 1 | 1 | 70.66
07498367387 | UTPSP95VLY | Copper Patch Cord, Cat 6, Violet UTP Cab | Copper Patch Cord, Cat 6, Violet UTP Cable, 95 Feet | PC | 1 | 10 | 1 | 1 | 70.66
07498366575 | UTPSP95Y | Copper Patch Cord, Cat 6, Off White UTP | Copper Patch Cord, Cat 6, Off White UTP Cable, 95 Feet | PC | 1 | 10 | 1 | 1 | 70.66
07498366840 | UTPSP95YLY | Copper Patch Cord, Cat 6, Yellow UTP Cab | Copper Patch Cord, Cat 6, Yellow UTP Cable, 95 Feet | PC | 1 | 10 | 1 | 1 | 70.66
07498317152 | UTPSP9BLY | Cu,PC,Cat6,UTP,Cbl,BL,9ft,EA | The TX6™ PLUS Cat 6 UTP Patch Cord is constructed of 24 AWG, unshielded, twisted pair, stranded, CM cable with enhanced performance modular plugs. The patented tangle free latch prevents snags and provides easy release saving time on frequent moves, adds, | PC | 1 | 10 | 1 | 1 | 18.02
07498317153 | UTPSP9BUY | Cu,PC,Cat6,UTP,Cbl,BU,9ft,EA | The TX6™ PLUS Cat 6 UTP Patch Cord is constructed of 24 AWG, unshielded, twisted pair, stranded, CM cable with enhanced performance modular plugs. The patented tangle free latch prevents snags and provides easy release saving time on frequent moves, adds, | PC | 1 | 10 | 1 | 1 | 18.02
07498317154 | UTPSP9GRY | Cu,PC,Cat6,UTP,Cbl,GR,9ft,EA | The TX6™ PLUS Cat 6 UTP Patch Cord is constructed of 24 AWG, unshielded, twisted pair, stranded, CM cable with enhanced performance modular plugs. The patented tangle free latch prevents snags and provides easy release saving time on frequent moves, adds, | PC | 1 | 10 | 1 | 1 | 18.02
07498317156 | UTPSP9GYFY | Copper Patch Cord, Category 6, Gray UTP | Copper Patch Cord, Category 6, Gray UTP Cable, Flipped, 9 Feet | PC | 1 | 10 | 1 | 1 | 18.02
07498317155 | UTPSP9GYY | Copper Patch Cord, Category 6, Gray UTP | Copper Patch Cord, Category 6, Gray UTP Cable, 9 Feet | PC | 1 | 10 | 1 | 1 | 18.02
07498372661 | UTPSP9MBLY | Cu,PC,Cat6,UTP,Cbl,BL,9M,EA | Category 6, UTP patch cord with TX6™ PLUS Modular Plugs on each end. Black, 9 meters. | PC | 1 | 10 | 1 | 1 | 30.56
07498372674 | UTPSP9MBUY | Cu,PC,Cat6,UTP,Cbl,BU,9M,EA | Category 6, UTP patch cord with TX6™ PLUS Modular Plugs on each end. Blue, 9 meters. | PC | 1 | 10 | 1 | 1 | 30.56
07498372717 | UTPSP9MGRY | Cu,PC,Cat6,UTP,Cbl,GR,9M,EA | Category 6, UTP patch cord with TX6™ PLUS Modular Plugs on each end. Green, 9 meters. | PC | 1 | 10 | 1 | 1 | 30.56
07498373275 | UTPSP9MGYY | Copper Patch Cord, Cat 6, Gray UTP Cable | Copper Patch Cord, Cat 6, Gray UTP Cable, 9 Meter | PC | 1 | 10 | 1 | 1 | 30.56
07498373123 | UTPSP9MORY | Cu,PC,Cat6,UTP,Cbl,OR,9M,EA | Category 6, UTP patch cord with TX6™ PLUS Modular Plugs on each end. Orange, 9 meters. | PC | 1 | 10 | 1 | 1 | 30.56
07498373103 | UTPSP9MRDY | Cu,PC,Cat6,UTP,Cbl,RD,9M,EA | Category 6, UTP patch cord with TX6™ PLUS Modular Plugs on each end. Red, 9 meters. | PC | 1 | 10 | 1 | 1 | 30.56
07498373143 | UTPSP9MVLY | Cu,PC,Cat6,UTP,Cbl,VL,9M,EA | Category 6, UTP patch cord with TX6™ PLUS Modular Plugs on each end. Violet, 9 meters. | PC | 1 | 10 | 1 | 1 | 30.56
07498372611 | UTPSP9MY | Cu,PC,Cat6,UTP,Cbl,IW,9M,EA | Category 6, UTP patch cord with TX6™ PLUS Modular Plugs on each end. Off White, 9 meters. | PC | 1 | 10 | 1 | 1 | 30.56
07498373084 | UTPSP9MYLY | Cu,PC,Cat6,UTP,Cbl,YL,9M,EA | Category 6, UTP patch cord with TX6™ PLUS Modular Plugs on each end. Yellow, 9 meters. | PC | 1 | 10 | 1 | 1 | 30.56
07498317157 | UTPSP9ORY | Cu,PC,Cat6,UTP,Cbl,OR,9ft,EA | Category 6, UTP patch cord with TX6™ PLUS Modular Plugs on each end. Orange, 9 ft. | PC | 1 | 10 | 1 | 1 | 18.02
07498317159 | UTPSP9RDFY | Copper Patch Cord, Category 6, Red UTP C | Copper Patch Cord, Category 6, Red UTP Cable, Flipped, 9 Feet | PC | 1 | 10 | 1 | 1 | 18.02
07498317158 | UTPSP9RDY | Cu,PC,Cat6,UTP,Cbl,RD,9ft,EA | The TX6™ PLUS Cat 6 UTP Patch Cord is constructed of 24 AWG, unshielded, twisted pair, stranded, CM cable with enhanced performance modular plugs. The patented tangle free latch prevents snags and provides easy release saving time on frequent moves, adds, | PC | 1 | 10 | 1 | 1 | 18.02
07498317160 | UTPSP9VLY | Cu,PC,Cat6,UTP,Cbl,VL,9ft,EA | Category 6, UTP patch cord with TX6™ PLUS Modular Plugs on each end. Violet, 9 ft. | PC | 1 | 10 | 1 | 1 | 18.02
07498317151 | UTPSP9Y | Cu,PC,Cat6,UTP,Cbl,IW,9ft,EA | The TX6™ PLUS Cat 6 UTP Patch Cord is constructed of 24 AWG, unshielded, twisted pair, stranded, CM cable with enhanced performance modular plugs. The patented tangle free latch prevents snags and provides easy release saving time on frequent moves, adds, | PC | 1 | 10 | 1 | 1 | 18.02
07498312406 | UTPSP9Y-Q | Copper Patch Cord, Category 6, Off-White | Copper Patch Cord, Category 6, Off-White, UTP Cable, 9 Feet, Package of 25 | PC | 1 | 25 | 25 | 1 | 18.02
07498317162 | UTPSP9YLFY | Copper Patch Cord, Category 6, Yellow UT | Copper Patch Cord, Category 6, Yellow UTP Cable, Flipped, 9 Feet | PC | 1 | 10 | 1 | 1 | 18.02
07498317161 | UTPSP9YLY | Cu,PC,Cat6,UTP,Cbl,YL,9ft,EA | The TX6™ PLUS Cat 6 UTP Patch Cord is constructed of 24 AWG, unshielded, twisted pair, stranded, CM cable with enhanced performance modular plugs. The patented tangle free latch prevents snags and provides easy release saving time on frequent moves, adds, | PC | 1 | 10 | 1 | 1 | 18.02
07498375594 | UTPSPL25MBLY | Cu,PC,Cat6,LSZH,UTP,Cbl,BL,25M,EA | Category 6, LSZH UTP Patch Cord with TX6™ PLUS Modular Plugs on each end, Black, 25 meters. | PC | 1 | 10 | 1 | 1 | 58.22
07498374676 | UTPSPL25MBUY | Cu,PC,Cat6,LSZH,UTP,Cbl,BU,25M,EA | Category 6, LSZH UTP Patch Cord with TX6™ PLUS Modular Plugs on each end, Blue, 25 meters. | PC | 1 | 10 | 1 | 1 | 58.22
07498375396 | UTPSPL25MGRY | Cu,PC,Cat6,LSZH,UTP,Cbl,GR,25M,EA | Category 6, LSZH UTP Patch Cord with TX6™ PLUS Modular Plugs on each end, Green, 25 meters. | PC | 1 | 10 | 1 | 1 | 58.22
07498375548 | UTPSPL25MORY | Cu,PC,Cat6,LSZH,UTP,Cbl,OR,25M,EA | Category 6, LSZH UTP Patch Cord with TX6™ PLUS Modular Plugs on each end, Orange, 25 meters. | PC | 1 | 10 | 1 | 1 | 58.22
07498374692 | UTPSPL25MRDY | Cu,PC,Cat6,LSZH,UTP,Cbl,RD,25M,EA | Category 6, LSZH UTP Patch Cord with TX6™ PLUS Modular Plugs on each end, Red, 25 meters. | PC | 1 | 10 | 1 | 1 | 58.22
07498375571 | UTPSPL25MVLY | Cu,PC,Cat6,LSZH,UTP,Cbl,VL,25M,EA | Category 6, LSZH UTP Patch Cord with TX6™ PLUS Modular Plugs on each end, Violet, 25 meters. | PC | 1 | 10 | 1 | 1 | 58.22
07498374496 | UTPSPL25MY | Cu,PC,Cat6,LSZH,UTP,Cbl,IW,25M,EA | Category 6, LSZH UTP Patch Cord with TX6™ PLUS Modular Plugs on each end, Off White, 25 meters. | PC | 1 | 10 | 1 | 1 | 58.22
07498375028 | UTPSPL25MYLY | Cu,PC,Cat6,LSZH,UTP,Cbl,YL,25M,EA | Category 6, LSZH UTP Patch Cord with TX6™ PLUS Modular Plugs on each end, Yellow, 25 meters. | PC | 1 | 10 | 1 | 1 | 58.22
07498375597 | UTPSPL40MBLY | Cu,PC,Cat6,LSZH,UTP,Cbl,BL,40M,EA | Category 6, LSZH UTP Patch Cord with TX6™ PLUS Modular Plugs on each end, Black, 40 meters. | PC | 1 | 10 | 1 | 1 | 87.82
07498374679 | UTPSPL40MBUY | Cu,PC,Cat6,LSZH,UTP,Cbl,BU,40M,EA | Category 6, LSZH UTP Patch Cord with TX6™ PLUS Modular Plugs on each end, Blue, 40 meters. | PC | 1 | 5 | 1 | 1 | 87.82
07498375431 | UTPSPL40MGRY | Cu,PC,Cat6,LSZH,UTP,Cbl,GR,40M,EA | Category 6, LSZH UTP Patch Cord with TX6™ PLUS Modular Plugs on each end, Green, 40 meters. | PC | 1 | 10 | 1 | 1 | 87.82
07498375551 | UTPSPL40MORY | Cu,PC,Cat6,LSZH,UTP,Cbl,OR,40M,EA | Category 6, LSZH UTP Patch Cord with TX6™ PLUS Modular Plugs on each end, Orange, 40 meters. | PC | 1 | 10 | 1 | 1 | 87.82
07498374695 | UTPSPL40MRDY | Cu,PC,Cat6,LSZH,UTP,Cbl,RD,40M,EA | Category 6, LSZH UTP Patch Cord with TX6™ PLUS Modular Plugs on each end, Red, 40 meters. | PC | 1 | 10 | 1 | 1 | 87.82
07498375574 | UTPSPL40MVLY | Cu,PC,Cat6,LSZH,UTP,Cbl,VL,40M,EA | Category 6, LSZH UTP Patch Cord with TX6™ PLUS Modular Plugs on each end, Violet, 40 meters. | PC | 1 | 10 | 1 | 1 | 87.82
07498374525 | UTPSPL40MY | Cu,PC,Cat6,LSZH,UTP,Cbl,IW,40M,EA | Category 6, LSZH UTP Patch Cord with TX6™ PLUS Modular Plugs on each end, Off White, 40 meters. | PC | 1 | 10 | 1 | 1 | 87.82
07498375060 | UTPSPL40MYLY | Cu,PC,Cat6,LSZH,UTP,Cbl,YL,40M,EA | Category 6, LSZH UTP Patch Cord with TX6™ PLUS Modular Plugs on each end, Yellow, 40 meters. | PC | 1 | 10 | 1 | 1 | 87.82
07498332239 | UXPRBU140 | ZnCrd,Cat6A,SD,UTP,S,Risr,BU,140ft,EA | Category 6A (SD), UTP, solid, riser, blue cable with TX6A™ 10Gig™ Modular Plugs on each end. 140 ft. | PC | 1 | 5 | 1 | 1 | 147.62
07498332220 | UXPRBU25 | ZnCrd,Cat6A,SD,UTP,S,Risr,P-P,BU,25ft,EA | Category 6A (SD), UTP, solid, riser, blue cable with TX6A™ 10Gig™ Modular Plugs on each end. 25 ft. | PC | 1 | 10 | 1 | 1 | 52.64
07498332225 | UXPRBU50 | ZnCrd,Cat6A,SD,UTP,S,Risr,P-P,BU,50ft,EA | Category 6A (SD), UTP, solid, riser, blue cable with TX6A™ 10Gig™ Modular Plugs on each end. 50 ft. | PC | 1 | 10 | 1 | 1 | 73.26
07498332227 | UXPRBU60 | ZnCrd,Cat6A,SD,UTP,S,Risr,P-P,BU,60ft,EA | Category 6A (SD), UTP, solid, riser, blue cable with TX6A™ 10Gig™ Modular Plugs on each end. 60 ft. | PC | 1 | 10 | 1 | 1 | 81.52
07498332229 | UXPRBU75 | ZnCrd,Cat6A,SD,UTP,S,Risr,P-P,BU,75ft,EA | Category 6A (SD), UTP, solid, riser, blue cable with TX6A™ 10Gig™ Modular Plugs on each end. 75 ft. | PC | 1 | 10 | 1 | 1 | 93.94
07498332791 | UZJPBU100BL | ZnCrd,Cat6A,UTP,S,PLEM,J-P,BU,100ft,EA | Category 6A, UTP, solid, plenum, blue cable with TX6A™ 10Gig™ Jack Module to TX6A™ 10Gig™ Modular Plug, Blue, 100 ft. | PC | 1 | 5 | 1 | 1 | 256.66
07498332773 | UZJPBU10BL | ZnCrd,Cat6A,UTP,S,PLEM,J-P,BU,10ft,EA | Category 6A, UTP, solid, plenum, blue cable with TX6A™ 10Gig™ Jack Module to TX6A™ 10Gig™ Modular Plug, Blue, 10 ft. | PC | 1 | 10 | 1 | 1 | 66.78
07498332792 | UZJPBU110BL | ZnCrd,Cat6A,UTP,S,PLEM,J-P,BU,110ft,EA | Category 6A, UTP, solid, plenum, blue cable with TX6A™ 10Gig™ Jack Module to TX6A™ 10Gig™ Modular Plug, Blue, 110 ft. | PC | 1 | 5 | 1 | 1 | 277.76
07498332793 | UZJPBU120BL | ZnCrd,Cat6A,UTP,S,PLEM,J-P,BU,120ft,EA | Category 6A, UTP, solid, plenum, blue cable with TX6A™ 10Gig™ Jack Module to TX6A™ 10Gig™ Modular Plug, Blue, 120 ft. | PC | 1 | 5 | 1 | 1 | 298.84
07498332794 | UZJPBU130BL | ZnCrd,Cat6A,UTP,S,PLEM,J-P,BU,130ft,EA | Category 6A, UTP, solid, plenum, blue cable with TX6A™ 10Gig™ Jack Module to TX6A™ 10Gig™ Modular Plug, Blue, 130 ft. | PC | 1 | 5 | 1 | 1 | 319.94
07498332795 | UZJPBU140BL | ZnCrd,Cat6A,UTP,S,PLEM,J-P,BU,140ft,EA | Category 6A, UTP, solid, plenum, blue cable with TX6A™ 10Gig™ Jack Module to TX6A™ 10Gig™ Modular Plug, Blue, 140 ft. | PC | 1 | 5 | 1 | 1 | 341.06
07498332796 | UZJPBU150BL | ZnCrd,Cat6A,UTP,S,PLEM,J-P,BU,150ft,EA | Category 6A, UTP, solid, plenum, blue cable with TX6A™ 10Gig™ Jack Module to TX6A™ 10Gig™ Modular Plug, Blue, 150 ft. | PC | 1 | 5 | 1 | 1 | 362.14
07498332774 | UZJPBU15BL | ZnCrd,Cat6A,UTP,S,PLEM,J-P,BU,15ft,EA | Category 6A, UTP, solid, plenum, blue cable with TX6A™ 10Gig™ Jack Module to TX6A™ 10Gig™ Modular Plug, Blue, 15 ft. | PC | 1 | 10 | 1 | 1 | 77.36
07498332775 | UZJPBU20BL | ZnCrd,Cat6A,UTP,S,PLEM,J-P,BU,20ft,EA | Category 6A, UTP, solid, plenum, blue cable with TX6A™ 10Gig™ Jack Module to TX6A™ 10Gig™ Modular Plug, Blue, 20 ft. | PC | 1 | 10 | 1 | 1 | 87.86
07498332776 | UZJPBU25BL | ZnCrd,Cat6A,UTP,S,PLEM,J-P,BU,25ft,EA | Category 6A, UTP, solid, plenum, blue cable with TX6A™ 10Gig™ Jack Module to TX6A™ 10Gig™ Modular Plug, Blue, 25 ft. | PC | 1 | 10 | 1 | 1 | 98.44
07498332777 | UZJPBU30BL | ZnCrd,Cat6A,UTP,S,PLEM,J-P,BU,30ft,EA | Category 6A, UTP, solid, plenum, blue cable with TX6A™ 10Gig™ Jack Module to TX6A™ 10Gig™ Modular Plug, Blue, 30 ft. | PC | 1 | 10 | 1 | 1 | 108.98
07498332778 | UZJPBU35BL | ZnCrd,Cat6A,UTP,S,PLEM,J-P,BU,35ft,EA | Category 6A, UTP, solid, plenum, blue cable with TX6A™ 10Gig™ Jack Module to TX6A™ 10Gig™ Modular Plug, Blue, 35 ft. | PC | 1 | 10 | 1 | 1 | 119.54
07498332779 | UZJPBU40BL | ZnCrd,Cat6A,UTP,S,PLEM,J-P,BU,40ft,EA | Category 6A, UTP, solid, plenum, blue cable with TX6A™ 10Gig™ Jack Module to TX6A™ 10Gig™ Modular Plug, Blue, 40 ft. | PC | 1 | 10 | 1 | 1 | 130.06
07498332780 | UZJPBU45BL | ZnCrd,Cat6A,UTP,S,PLEM,J-P,BU,45ft,EA | Category 6A, UTP, solid, plenum, blue cable with TX6A™ 10Gig™ Jack Module to TX6A™ 10Gig™ Modular Plug, Blue, 45 ft. | PC | 1 | 10 | 1 | 1 | 140.62
07498332781 | UZJPBU50BL | ZnCrd,Cat6A,UTP,S,PLEM,J-P,BU,50ft,EA | Category 6A, UTP, solid, plenum, blue cable with TX6A™ 10Gig™ Jack Module to TX6A™ 10Gig™ Modular Plug, Blue, 50 ft. | PC | 1 | 10 | 1 | 1 | 151.16
07498332782 | UZJPBU55BL | ZnCrd,Cat6A,UTP,S,PLEM,J-P,BU,55ft,EA | Category 6A, UTP, solid, plenum, blue cable with TX6A™ 10Gig™ Jack Module to TX6A™ 10Gig™ Modular Plug, Blue, 55 ft. | PC | 1 | 10 | 1 | 1 | 161.74
07498332783 | UZJPBU60BL | ZnCrd,Cat6A,UTP,S,PLEM,J-P,BU,60ft,EA | Category 6A, UTP, solid, plenum, blue cable with TX6A™ 10Gig™ Jack Module to TX6A™ 10Gig™ Modular Plug, Blue, 60 ft. | PC | 1 | 10 | 1 | 1 | 172.28
07498332784 | UZJPBU65BL | ZnCrd,Cat6A,UTP,S,PLEM,J-P,BU,65ft,EA | Category 6A, UTP, solid, plenum, blue cable with TX6A™ 10Gig™ Jack Module to TX6A™ 10Gig™ Modular Plug, Blue, 65 ft. | PC | 1 | 10 | 1 | 1 | 182.84
07498332785 | UZJPBU70BL | ZnCrd,Cat6A,UTP,S,PLEM,J-P,BU,70ft,EA | Category 6A, UTP, solid, plenum, blue cable with TX6A™ 10Gig™ Jack Module to TX6A™ 10Gig™ Modular Plug, Blue, 70 ft. | PC | 1 | 10 | 1 | 1 | 193.36
07498332786 | UZJPBU75BL | ZnCrd,Cat6A,UTP,S,PLEM,J-P,BU,75ft,EA | Category 6A, UTP, solid, plenum, blue cable with TX6A™ 10Gig™ Jack Module to TX6A™ 10Gig™ Modular Plug, Blue, 75 ft. | PC | 1 | 10 | 1 | 1 | 203.9
07498332787 | UZJPBU80BL | ZnCrd,Cat6A,UTP,S,PLEM,J-P,BU,80ft,EA | Category 6A, UTP, solid, plenum, blue cable with TX6A™ 10Gig™ Jack Module to TX6A™ 10Gig™ Modular Plug, Blue, 80 ft. | PC | 1 | 10 | 1 | 1 | 214.46
07498332788 | UZJPBU85BL | ZnCrd,Cat6A,UTP,S,PLEM,J-P,BU,85ft,EA | Category 6A, UTP, solid, plenum, blue cable with TX6A™ 10Gig™ Jack Module to TX6A™ 10Gig™ Modular Plug, Blue, 85 ft. | PC | 1 | 10 | 1 | 1 | 225.02
07498332789 | UZJPBU90BL | ZnCrd,Cat6A,UTP,S,PLEM,J-P,BU,90ft,EA | Category 6A, UTP, solid, plenum, blue cable with TX6A™ 10Gig™ Jack Module to TX6A™ 10Gig™ Modular Plug, Blue, 90 ft. | PC | 1 | 10 | 1 | 1 | 235.56
07498332790 | UZJPBU95BL | ZnCrd,Cat6A,UTP,S,PLEM,J-P,BU,95ft,EA | Category 6A, UTP, solid, plenum, blue cable with TX6A™ 10Gig™ Jack Module to TX6A™ 10Gig™ Modular Plug, Blue, 95 ft. | PC | 1 | 10 | 1 | 1 | 246.12
07498332874 | UZJRBU100BL | ZnCrd,Cat6A,UTP,S,Risr,J-P,BU,100ft,EA | Category 6A, UTP, solid, riser, blue cable with TX6A™ 10Gig™ Jack Module to TX6A™ 10Gig™ Modular Plug, Blue, 100 ft. | PC | 1 | 5 | 1 | 1 | 132.68
07498332856 | UZJRBU10BL | ZnCrd,Cat6A,UTP,S,Risr,J-P,BU,10ft,EA | Category 6A, UTP, solid, riser, blue cable with TX6A™ 10Gig™ Jack Module to TX6A™ 10Gig™ Modular Plug, Blue, 10 ft. | PC | 1 | 10 | 1 | 1 | 52.66
07498332875 | UZJRBU110BL | ZnCrd,Cat6A,UTP,S,Risr,J-P,BU,110ft,EA | Category 6A, UTP, solid, riser, blue cable with TX6A™ 10Gig™ Jack Module to TX6A™ 10Gig™ Modular Plug, Blue, 110 ft. | PC | 1 | 5 | 1 | 1 | 141.58
07498332876 | UZJRBU120BL | ZnCrd,Cat6A,UTP,S,Risr,J-P,BU,120ft,EA | Category 6A, UTP, solid, riser, blue cable with TX6A™ 10Gig™ Jack Module to TX6A™ 10Gig™ Modular Plug, Blue, 120 ft. | PC | 1 | 5 | 1 | 1 | 150.48
07498332877 | UZJRBU130BL | ZnCrd,Cat6A,UTP,S,Risr,J-P,BU,130ft,EA | Category 6A, UTP, solid, riser, blue cable with TX6A™ 10Gig™ Jack Module to TX6A™ 10Gig™ Modular Plug, Blue, 130 ft. | PC | 1 | 5 | 1 | 1 | 159.36
07498332878 | UZJRBU140BL | ZnCrd,Cat6A,UTP,S,Risr,J-P,BU,140ft,EA | Category 6A, UTP, solid, riser, blue cable with TX6A™ 10Gig™ Jack Module to TX6A™ 10Gig™ Modular Plug, Blue, 140 ft. | PC | 1 | 5 | 1 | 1 | 168.28
07498332879 | UZJRBU150BL | ZnCrd,Cat6A,UTP,S,Risr,J-P,BU,150ft,EA | Category 6A, UTP, solid, riser, blue cable with TX6A™ 10Gig™ Jack Module to TX6A™ 10Gig™ Modular Plug, Blue, 150 ft. | PC | 1 | 5 | 1 | 1 | 177.16
07498332857 | UZJRBU15BL | ZnCrd,Cat6A,UTP,S,Risr,J-P,BU,15ft,EA | Category 6A, UTP, solid, riser, blue cable with TX6A™ 10Gig™ Jack Module to TX6A™ 10Gig™ Modular Plug, Blue, 15 ft. | PC | 1 | 10 | 1 | 1 | 57.12
07498332858 | UZJRBU20BL | ZnCrd,Cat6A,UTP,S,Risr,J-P,BU,20ft,EA | Category 6A, UTP, solid, riser, blue cable with TX6A™ 10Gig™ Jack Module to TX6A™ 10Gig™ Modular Plug, Blue, 20 ft. | PC | 1 | 10 | 1 | 1 | 61.56
07498332859 | UZJRBU25BL | ZnCrd,Cat6A,UTP,S,Risr,J-P,BU,25ft,EA | Category 6A, UTP, solid, riser, blue cable with TX6A™ 10Gig™ Jack Module to TX6A™ 10Gig™ Modular Plug, Blue, 25 ft. | PC | 1 | 10 | 1 | 1 | 66
07498332861 | UZJRBU30BL | ZnCrd,Cat6A,UTP,S,Risr,J-P,BU,30ft,EA | Category 6A, UTP, solid, riser, blue cable with TX6A™ 10Gig™ Jack Module to TX6A™ 10Gig™ Modular Plug, Blue, 30 ft. | PC | 1 | 10 | 1 | 1 | 70.44
07498332860 | UZJRBU35BL | ZnCrd,Cat6A,UTP,S,Risr,J-P,BU,35ft,EA | Category 6A, UTP, solid, riser, blue cable with TX6A™ 10Gig™ Jack Module to TX6A™ 10Gig™ Modular Plug, Blue, 35 ft. | PC | 1 | 10 | 1 | 1 | 74.9
07498332862 | UZJRBU40BL | ZnCrd,Cat6A,UTP,S,Risr,J-P,BU,40ft,EA | Category 6A, UTP, solid, riser, blue cable with TX6A™ 10Gig™ Jack Module to TX6A™ 10Gig™ Modular Plug, Blue, 40 ft. | PC | 1 | 10 | 1 | 1 | 79.36
07498332863 | UZJRBU45BL | ZnCrd,Cat6A,UTP,S,Risr,J-P,BU,45ft,EA | Category 6A, UTP, solid, riser, blue cable with TX6A™ 10Gig™ Jack Module to TX6A™ 10Gig™ Modular Plug, Blue, 45 ft. | PC | 1 | 10 | 1 | 1 | 83.76
07498332864 | UZJRBU50BL | ZnCrd,Cat6A,UTP,S,Risr,J-P,BU,50ft,EA | Category 6A, UTP, solid, riser, blue cable with TX6A™ 10Gig™ Jack Module to TX6A™ 10Gig™ Modular Plug, Blue, 50 ft. | PC | 1 | 10 | 1 | 1 | 88.26
07498332865 | UZJRBU55BL | ZnCrd,Cat6A,UTP,S,Risr,J-P,BU,55ft,EA | Category 6A, UTP, solid, riser, blue cable with TX6A™ 10Gig™ Jack Module to TX6A™ 10Gig™ Modular Plug, Blue, 55 ft. | PC | 1 | 10 | 1 | 1 | 92.66
07498332866 | UZJRBU60BL | ZnCrd,Cat6A,UTP,S,Risr,J-P,BU,60ft,EA | Category 6A, UTP, solid, riser, blue cable with TX6A™ 10Gig™ Jack Module to TX6A™ 10Gig™ Modular Plug, Blue, 60 ft. | PC | 1 | 10 | 1 | 1 | 97.12
07498332867 | UZJRBU65BL | ZnCrd,Cat6A,UTP,S,Risr,J-P,BU,65ft,EA | Category 6A, UTP, solid, riser, blue cable with TX6A™ 10Gig™ Jack Module to TX6A™ 10Gig™ Modular Plug, Blue, 65 ft. | PC | 1 | 10 | 1 | 1 | 101.54
07498332868 | UZJRBU70BL | ZnCrd,Cat6A,UTP,S,Risr,J-P,BU,70ft,EA | Category 6A, UTP, solid, riser, blue cable with TX6A™ 10Gig™ Jack Module to TX6A™ 10Gig™ Modular Plug, Blue, 70 ft. | PC | 1 | 10 | 1 | 1 | 106.02
07498332869 | UZJRBU75BL | ZnCrd,Cat6A,UTP,S,Risr,J-P,BU,75ft,EA | Category 6A, UTP, solid, riser, blue cable with TX6A™ 10Gig™ Jack Module to TX6A™ 10Gig™ Modular Plug, Blue, 75 ft. | PC | 1 | 10 | 1 | 1 | 110.44
07498332870 | UZJRBU80BL | ZnCrd,Cat6A,UTP,S,Risr,J-P,BU,80ft,EA | Category 6A, UTP, solid, riser, blue cable with TX6A™ 10Gig™ Jack Module to TX6A™ 10Gig™ Modular Plug, Blue, 80 ft. | PC | 1 | 10 | 1 | 1 | 114.9
07498332871 | UZJRBU85BL | ZnCrd,Cat6A,UTP,S,Risr,J-P,BU,85ft,EA | Category 6A, UTP, solid, riser, blue cable with TX6A™ 10Gig™ Jack Module to TX6A™ 10Gig™ Modular Plug, Blue, 85 ft. | PC | 1 | 10 | 1 | 1 | 119.36
07498332873 | UZJRBU90BL | ZnCrd,Cat6A,UTP,S,Risr,J-P,BU,90ft,EA | Category 6A, UTP, solid, riser, blue cable with TX6A™ 10Gig™ Jack Module to TX6A™ 10Gig™ Modular Plug, Blue, 90 ft. | PC | 1 | 10 | 1 | 1 | 123.8
07498332872 | UZJRBU95BL | ZnCrd,Cat6A,UTP,S,Risr,J-P,BU,95ft,EA | Category 6A, UTP, solid, riser, blue cable with TX6A™ 10Gig™ Jack Module to TX6A™ 10Gig™ Modular Plug, Blue, 95 ft. | PC | 1 | 10 | 1 | 1 | 128.24
07498332702 | UZPPBU10 | ZnCrd,Cat6A,UTP,S,PLEM,P-P,BU,10ft,EA | Category 6A, UTP, solid, plenum, blue cable with TX6A™ 10Gig™ Modular Plugs on each end, Blue, 10 ft. | PC | 1 | 10 | 1 | 1 | 56.66
07498332721 | UZPPBU100 | ZnCrd,Cat6A,UTP,S,PLEM,P-P,BU,100ft,EA | Category 6A, UTP, solid, plenum, blue cable with TX6A™ 10Gig™ Modular Plugs on each end, Blue, 100 ft. | PC | 1 | 10 | 1 | 1 | 246.54
07498332722 | UZPPBU110 | ZnCrd,Cat6A,UTP,S,PLEM,P-P,BU,110ft,EA | Category 6A, UTP, solid, plenum, blue cable with TX6A™ 10Gig™ Modular Plugs on each end, Blue, 110 ft. | PC | 1 | 5 | 1 | 1 | 267.66
07498332723 | UZPPBU120 | ZnCrd,Cat6A,UTP,S,PLEM,P-P,BU,120ft,EA | Category 6A, UTP, solid, plenum, blue cable with TX6A™ 10Gig™ Modular Plugs on each end, Blue, 120 ft. | PC | 1 | 5 | 1 | 1 | 288.74
07498332724 | UZPPBU130 | ZnCrd,Cat6A,UTP,S,PLEM,P-P,BU,130ft,EA | Category 6A, UTP, solid, plenum, blue cable with TX6A™ 10Gig™ Modular Plugs on each end, Blue, 130 ft. | PC | 1 | 5 | 1 | 1 | 309.86
07498332725 | UZPPBU140 | ZnCrd,Cat6A,UTP,S,PLEM,P-P,BU,140ft,EA | Category 6A, UTP, solid, plenum, blue cable with TX6A™ 10Gig™ Modular Plugs on each end, Blue, 140 ft. | PC | 1 | 5 | 1 | 1 | 330.94
07498332703 | UZPPBU15 | ZnCrd,Cat6A,UTP,S,PLEM,P-P,BU,15ft,EA | Category 6A, UTP, solid, plenum, blue cable with TX6A™ 10Gig™ Modular Plugs on each end, Blue, 15 ft. | PC | 1 | 10 | 1 | 1 | 67.22
07498332726 | UZPPBU150 | ZnCrd,Cat6A,UTP,S,PLEM,P-P,BU,150ft,EA | Category 6A, UTP, solid, plenum, blue cable with TX6A™ 10Gig™ Modular Plugs on each end, Blue, 150 ft. | PC | 1 | 5 | 1 | 1 | 352.02
07498332704 | UZPPBU20 | ZnCrd,Cat6A,UTP,S,PLEM,P-P,BU,20ft,EA | Category 6A, UTP, solid, plenum, blue cable with TX6A™ 10Gig™ Modular Plugs on each end, Blue, 20 ft. | PC | 1 | 10 | 1 | 1 | 77.78
07498332705 | UZPPBU25 | ZnCrd,Cat6A,UTP,S,PLEM,P-P,BU,25ft,EA | Category 6A, UTP, solid, plenum, blue cable with TX6A™ 10Gig™ Modular Plugs on each end, Blue, 25 ft. | PC | 1 | 10 | 1 | 1 | 88.34
07498332707 | UZPPBU30 | ZnCrd,Cat6A,UTP,S,PLEM,P-P,BU,30ft,EA | Category 6A, UTP, solid, plenum, blue cable with TX6A™ 10Gig™ Modular Plugs on each end, Blue, 30 ft. | PC | 1 | 10 | 1 | 1 | 98.88
07498332706 | UZPPBU35 | ZnCrd,Cat6A,UTP,S,PLEM,P-P,BU,35ft,EA | Category 6A, UTP, solid, plenum, blue cable with TX6A™ 10Gig™ Modular Plugs on each end, Blue, 35 ft. | PC | 1 | 10 | 1 | 1 | 109.42
07498332708 | UZPPBU40 | ZnCrd,Cat6A,UTP,S,PLEM,P-P,BU,40ft,EA | Category 6A, UTP, solid, plenum, blue cable with TX6A™ 10Gig™ Modular Plugs on each end, Blue, 40 ft. | PC | 1 | 10 | 1 | 1 | 119.98
07498332709 | UZPPBU45 | ZnCrd,Cat6A,UTP,S,PLEM,P-P,BU,45ft,EA | Category 6A, UTP, solid, plenum, blue cable with TX6A™ 10Gig™ Modular Plugs on each end, Blue, 45 ft. | PC | 1 | 10 | 1 | 1 | 130.5
07498332711 | UZPPBU50 | ZnCrd,Cat6A,UTP,S,PLEM,P-P,BU,50ft,EA | Category 6A, UTP, solid, plenum, blue cable with TX6A™ 10Gig™ Modular Plugs on each end, Blue, 50 ft. | PC | 1 | 10 | 1 | 1 | 141.06
07498332713 | UZPPBU55 | ZnCrd,Cat6A,UTP,S,PLEM,P-P,BU,55ft,EA | Category 6A, UTP, solid, plenum, blue cable with TX6A™ 10Gig™ Modular Plugs on each end, Blue, 55 ft. | PC | 1 | 10 | 1 | 1 | 151.62
07498332712 | UZPPBU60 | ZnCrd,Cat6A,UTP,S,PLEM,P-P,BU,60ft,EA | Category 6A, UTP, solid, plenum, blue cable with TX6A™ 10Gig™ Modular Plugs on each end, Blue, 60 ft. | PC | 1 | 10 | 1 | 1 | 162.16
07498332714 | UZPPBU65 | ZnCrd,Cat6A,UTP,S,PLEM,P-P,BU,65ft,EA | Category 6A, UTP, solid, plenum, blue cable with TX6A™ 10Gig™ Modular Plugs on each end, Blue, 65 ft. | PC | 1 | 10 | 1 | 1 | 172.72
07498332715 | UZPPBU70 | ZnCrd,Cat6A,UTP,S,PLEM,P-P,BU,70ft,EA | Category 6A, UTP, solid, plenum, blue cable with TX6A™ 10Gig™ Modular Plugs on each end, Blue, 70 ft. | PC | 1 | 10 | 1 | 1 | 183.24
07498332716 | UZPPBU75 | ZnCrd,Cat6A,UTP,S,PLEM,P-P,BU,75ft,EA | Category 6A, UTP, solid, plenum, blue cable with TX6A™ 10Gig™ Modular Plugs on each end, Blue, 75 ft. | PC | 1 | 10 | 1 | 1 | 193.84
07498332717 | UZPPBU80 | ZnCrd,Cat6A,UTP,S,PLEM,P-P,BU,80ft,EA | Category 6A, UTP, solid, plenum, blue cable with TX6A™ 10Gig™ Modular Plugs on each end, Blue, 80 ft. | PC | 1 | 10 | 1 | 1 | 204.36
07498332718 | UZPPBU85 | ZnCrd,Cat6A,UTP,S,PLEM,P-P,BU,85ft,EA | Category 6A, UTP, solid, plenum, blue cable with TX6A™ 10Gig™ Modular Plugs on each end, Blue, 85 ft. | PC | 1 | 10 | 1 | 1 | 214.92
07498332719 | UZPPBU90 | ZnCrd,Cat6A,UTP,S,PLEM,P-P,BU,90ft,EA | Category 6A, UTP, solid, plenum, blue cable with TX6A™ 10Gig™ Modular Plugs on each end, Blue, 90 ft. | PC | 1 | 10 | 1 | 1 | 225.46
07498332720 | UZPPBU95 | ZnCrd,Cat6A,UTP,S,PLEM,P-P,BU,95ft,EA | Category 6A, UTP, solid, plenum, blue cable with TX6A™ 10Gig™ Modular Plugs on each end, Blue, 95 ft. | PC | 1 | 10 | 1 | 1 | 236
07498332811 | UZPRBU10 | ZnCrd,Cat6A,UTP,S,Risr,P-P,BU,10ft,EA | Category 6A, UTP, solid, riser, blue cable with TX6A™ 10Gig™ Modular Plugs on each end, Blue, 10 ft. | PC | 1 | 10 | 1 | 1 | 42.56
07498332829 | UZPRBU100 | ZnCrd,Cat6A,UTP,S,Risr,P-P,BU,100ft,EA | Category 6A, UTP, solid, riser, blue cable with TX6A™ 10Gig™ Modular Plugs on each end, Blue, 100 ft. | PC | 1 | 10 | 1 | 1 | 122.6
07498332830 | UZPRBU110 | ZnCrd,Cat6A,UTP,S,Risr,P-P,BU,110ft,EA | Category 6A, UTP, solid, riser, blue cable with TX6A™ 10Gig™ Modular Plugs on each end, Blue, 110 ft. | PC | 1 | 5 | 1 | 1 | 131.5
07498332831 | UZPRBU120 | ZnCrd,Cat6A,UTP,S,Risr,P-P,BU,120ft,EA | Category 6A, UTP, solid, riser, blue cable with TX6A™ 10Gig™ Modular Plugs on each end, Blue, 120 ft. | PC | 1 | 5 | 1 | 1 | 140.36
07498332832 | UZPRBU130 | ZnCrd,Cat6A,UTP,S,Risr,P-P,BU,130ft,EA | Category 6A, UTP, solid, riser, blue cable with TX6A™ 10Gig™ Modular Plugs on each end, Blue, 130 ft. | PC | 1 | 5 | 1 | 1 | 149.26
07498332833 | UZPRBU140 | ZnCrd,Cat6A,UTP,S,Risr,P-P,BU,140ft,EA | Category 6A, UTP, solid, riser, blue cable with TX6A™ 10Gig™ Modular Plugs on each end, Blue, 140 ft. | PC | 1 | 5 | 1 | 1 | 158.14
07498332812 | UZPRBU15 | ZnCrd,Cat6A,UTP,S,Risr,P-P,BU,15ft,EA | Category 6A, UTP, solid, riser, blue cable with TX6A™ 10Gig™ Modular Plugs on each end, Blue, 15 ft. | PC | 1 | 10 | 1 | 1 | 47
07498332834 | UZPRBU150 | ZnCrd,Cat6A,UTP,S,Risr,P-P,BU,150ft,EA | Category 6A, UTP, solid, riser, blue cable with TX6A™ 10Gig™ Modular Plugs on each end, Blue, 150 ft. | PC | 1 | 5 | 1 | 1 | 167.04
07498332813 | UZPRBU20 | ZnCrd,Cat6A,UTP,S,Risr,P-P,BU,20ft,EA | Category 6A, UTP, solid, riser, blue cable with TX6A™ 10Gig™ Modular Plugs on each end, Blue, 20 ft. | PC | 1 | 10 | 1 | 1 | 51.44
07498332814 | UZPRBU25 | ZnCrd,Cat6A,UTP,S,Risr,P-P,BU,25ft,EA | Category 6A, UTP, solid, riser, blue cable with TX6A™ 10Gig™ Modular Plugs on each end, Blue, 25 ft. | PC | 1 | 10 | 1 | 1 | 55.92
07498332815 | UZPRBU30 | ZnCrd,Cat6A,UTP,S,Risr,P-P,BU,30ft,EA | Category 6A, UTP, solid, riser, blue cable with TX6A™ 10Gig™ Modular Plugs on each end, Blue, 30 ft. | PC | 1 | 10 | 1 | 1 | 60.34
07498332816 | UZPRBU35 | ZnCrd,Cat6A,UTP,S,Risr,P-P,BU,35ft,EA | Category 6A, UTP, solid, riser, blue cable with TX6A™ 10Gig™ Modular Plugs on each end, Blue, 35 ft. | PC | 1 | 10 | 1 | 1 | 64.8
07498332817 | UZPRBU40 | ZnCrd,Cat6A,UTP,S,Risr,P-P,BU,40ft,EA | Category 6A, UTP, solid, riser, blue cable with TX6A™ 10Gig™ Modular Plugs on each end, Blue, 40 ft. | PC | 1 | 10 | 1 | 1 | 69.22
07498332818 | UZPRBU45 | ZnCrd,Cat6A,UTP,S,Risr,P-P,BU,45ft,EA | Category 6A, UTP, solid, riser, blue cable with TX6A™ 10Gig™ Modular Plugs on each end, Blue, 45 ft. | PC | 1 | 10 | 1 | 1 | 73.7
07498332819 | UZPRBU50 | ZnCrd,Cat6A,UTP,S,Risr,P-P,BU,50ft,EA | Category 6A, UTP, solid, riser, blue cable with TX6A™ 10Gig™ Modular Plugs on each end, Blue, 50 ft. | PC | 1 | 10 | 1 | 1 | 78.12
07498332820 | UZPRBU55 | ZnCrd,Cat6A,UTP,S,Risr,P-P,BU,55ft,EA | Category 6A, UTP, solid, riser, blue cable with TX6A™ 10Gig™ Modular Plugs on each end, Blue, 55 ft. | PC | 1 | 10 | 1 | 1 | 82.58
07498332821 | UZPRBU60 | ZnCrd,Cat6A,UTP,S,Risr,P-P,BU,60ft,EA | Category 6A, UTP, solid, riser, blue cable with TX6A™ 10Gig™ Modular Plugs on each end, Blue, 60 ft. | PC | 1 | 10 | 1 | 1 | 87.02
07498332822 | UZPRBU65 | ZnCrd,Cat6A,UTP,S,Risr,P-P,BU,65ft,EA | Category 6A, UTP, solid, riser, blue cable with TX6A™ 10Gig™ Modular Plugs on each end, Blue, 65 ft. | PC | 1 | 10 | 1 | 1 | 91.48
07498332823 | UZPRBU70 | ZnCrd,Cat6A,UTP,S,Risr,P-P,BU,70ft,EA | Category 6A, UTP, solid, riser, blue cable with TX6A™ 10Gig™ Modular Plugs on each end, Blue, 70 ft. | PC | 1 | 10 | 1 | 1 | 95.9
07498332824 | UZPRBU75 | ZnCrd,Cat6A,UTP,S,Risr,P-P,BU,75ft,EA | Category 6A, UTP, solid, riser, blue cable with TX6A™ 10Gig™ Modular Plugs on each end, Blue, 75 ft. | PC | 1 | 10 | 1 | 1 | 100.38
07498332825 | UZPRBU80 | ZnCrd,Cat6A,UTP,S,Risr,P-P,BU,80ft,EA | Category 6A, UTP, solid, riser, blue cable with TX6A™ 10Gig™ Modular Plugs on each end, Blue, 80 ft. | PC | 1 | 10 | 1 | 1 | 104.82
07498332826 | UZPRBU85 | ZnCrd,Cat6A,UTP,S,Risr,P-P,BU,85ft,EA | Category 6A, UTP, solid, riser, blue cable with TX6A™ 10Gig™ Modular Plugs on each end, Blue, 85 ft. | PC | 1 | 10 | 1 | 1 | 109.26
07498332827 | UZPRBU90 | ZnCrd,Cat6A,UTP,S,Risr,P-P,BU,90ft,EA | Category 6A, UTP, solid, riser, blue cable with TX6A™ 10Gig™ Modular Plugs on each end, Blue, 90 ft. | PC | 1 | 10 | 1 | 1 | 113.7
07498332828 | UZPRBU95 | ZnCrd,Cat6A,UTP,S,Risr,P-P,BU,95ft,EA | Category 6A, UTP, solid, riser, blue cable with TX6A™ 10Gig™ Modular Plugs on each end, Blue, 95 ft. | PC | 1 | 10 | 1 | 1 | 118.16
61305679653 | V4PTOB | Vertical 4-post tie-off bracket | The vertical tie-off panel is a 4-post rack accessory that compliments the 4-Post Rack System, effectively creating a pathway for permanent link cable in enterprise applications. The panel has expandable height to work with 45RU and 52RU racks. This tie o | PC | 1 | 1 | 1 | 1 | 451.38
61305679970 | V4PTOBWH | Vertical 4-post tie-off bracket, White | The vertical tie-off panel is a 4-post rack accessory that compliments the 4-Post Rack System, effectively creating a pathway for permanent link cable in enterprise applications. The panel has expandable height to work with 45RU and 52RU racks. This tie | PC | 1 | 1 | 1 | 1 | 451.38
07498317372 | VP24382TV25Y | VoicePtchPnlRJ45-RJ21,1PR,Flat,EA | 24-port RJ45-to-RJ21 flat voice patch panel in black has 24 RJ45 ports wired to one RJ21 telco connector, (1 RU). | PC | 1 | 1 | 1 | 1 | 209.84
07498362053 | WB89D | Bracket,WallMount,'89D',EA | Wall mount bracket accepts 89D mountable patch panels. | PC | 1 | 10 | 1 | 1 | 10.68
07498359011 | WBH1 | HingedWallMountBracket,1RU,6"D,BL,EA | The hinged wall mount bracket expands rack space to the wall, maximizing space in telecommunication rooms. This product can be used with other accessories to achieve an open wall mount rack application for patching or small active equipment. The wall moun | PC | 1 | 1 | 1 | 1 | 84.84
07498348918 | WBH2 | HingedWallMountBracket,2RU,6"D,BL,EA | The Panduit Hinged Wall Mount Bracket expands rack space to the wall to maximize space in telecommunication rooms. Use it with other accessories to achieve an open wall-mount rack application for patching or small active equipment. Steel, 2 RU, Black, 1pc | PC | 1 | 1 | 1 | 1 | 94.1
07498348919 | WBH3 | HingedWallMountBracket,3RU,6"D,BL,EA | The Panduit Hinged Wall Mount Bracket expands rack space to the wall to maximize space in telecommunication rooms. Use it with other accessories to achieve an open wall-mount rack application for patching or small active equipment. Steel, 3 RU, Black, 1pc | PC | 1 | 1 | 1 | 1 | 101.22
07498348920 | WBH4 | HingedWallMountBracket,4RU,6"D,BL,EA | The Panduit Hinged Wall Mount Bracket expands rack space to the wall to maximize space in telecommunication rooms. Use it with other accessories to achieve an open wall-mount rack application for patching or small active equipment. Steel, 4 RU, Black, 1pc | PC | 1 | 1 | 1 | 1 | 147.14
07498391294 | WBH4E | HingedWallMountBracket,4RU,15"D,BL,EA | The Panduit Hinged Wall Mount Bracket expands rack space to the wall to maximize space in telecommunication rooms. Use it with other accessories to achieve an open wall-mount rack application for patching or small active equipment. Steel, 4 RU, Extended D | PC | 1 | 1 | 1 | 1 | 223.8
07498391295 | WBH6E | HingedWallMountBracket,6RU,15"D,BL,EA | The Panduit Hinged Wall Mount Bracket expands rack space to the wall to maximize space in telecommunication rooms. Use it with other accessories to achieve an open wall-mount rack application for patching or small active equipment. Steel, 6 RU, Extended D | PC | 1 | 1 | 1 | 1 | 247.76
07498332352 | WG12BL10 | WyrGridOverheadPathway,12"x10',BL,PK10 | The Wyr-Grid® Pathway protects cables between the main distribution area and the equipment distribution area. The optional side walls snap-on without extra hardware or tools. It measures 118.4 inches H x 12.5 inches L x 2.1 inches W (3007.7mm x 317.5mm x | FT | 1 | 10 | 10 | 1 | 16.82
07498333215 | WG12FRTBBL | Wyr-Grid Trapeze Bracket,12",BL,1EA | The Wyr-Grid® Trapeze Bracket attaches to the 12 inch (304.8mm) wide Wyr-Grid® Pathway to support a secondary FiberRunner® 4x4 or 6x4 Channel above the Wyr-Grid® Pathway. It measures 12.2 inches H x 12.7 inches L (309.9mm x 321.6mm). It adjusts 6.6 inches | PC | 1 | 1 | 1 | 1 | 296.82
61305672910 | WG12IBRC2BL | 12” Intersection Bend Radius control, | Wyr-Grid 12" Intersection Bend Radius, BL | PC | 1 | 1 | 1 | 1 | 257.92
61305672871 | WG12IBRC4BL | 12” Intersection Bend Radius Control, | Wyr-Grid 12" Intersection Bend Radius, BL | PC | 1 | 1 | 1 | 1 | 268.08
61305672873 | WG12IBRC6BL | 12” Intersection Bend Radius Control, | Wyr-Grid 12" Intersection Bend Radius, BL | PC | 1 | 1 | 1 | 1 | 278.26
07498332353 | WG18BL10 | WyrGridOverheadPathway,18"x10',BL,PK10 | The Wyr-Grid® Pathway protects cables between the main distribution area and the equipment distribution area. The optional side walls snap-on without extra hardware or tools. It measures 2.09 inches H x 10 feet L x 18 inches W (53.1mm x 3m x 457.2mm). The | FT | 1 | 10 | 10 | 1 | 17.8
07498333214 | WG18FRTBBL | Wyr-Grid Trapeze Bracket,18",BL,1EA | The Wyr-Grid® 18" (457.2 mm) FiberRunner® QuikLock™ Trapeze Bracket is made of steel and is black powder coated. It is 12.2" (309.9 mm) high, 18.7" (475.0 mm) long, 2.3" (58.4 mm) wide, and 18.7" (475.0 mm) deep. It attaches to the Wyr-Grid® 18" (457.2 mm | PC | 1 | 1 | 1 | 1 | 335.66
07498372141 | WG18X53BTB | Bottom Cover Plate for 18" WyrGrid - 18" | Bottom Cover Plate for 18" WyrGrid - 18" x 53" - White | PC | 1 | 1 | 1 | 1 | 144.08
07498332354 | WG24BL10 | WyrGridOverheadPathway,24"x10',BL,PK10 | The Wyr-Grid® Pathway protects cables between the main distribution area and the equipment distribution area. The optional side walls snap-on without extra hardware or tools. It measures 2.09 inches H x 10 feet L x 24 inches W (53.1mm x 3m x 609.6mm). The | FT | 1 | 10 | 10 | 1 | 21.92
07498333213 | WG24FRTBBL | Wyr-Grid Trapeze Bracket,24",BL,1EA | The Wyr-Grid® 24" (609.6 mm) FiberRunner® QuikLock™ Trapeze Bracket is made of steel and is black powder coated. It is 12.2" (309.9 mm) high, 24.7" (627.4 mm) long, 2.3" (58.4 mm) wide, and 24.7" (627.4 mm) deep. It attaches to the Wyr-Grid® 24" (609.6 mm | PC | 1 | 1 | 1 | 1 | 346.76
07498361713 | WG2PRB12BL | Wyr-Grid,Support Bracket,12",BL,1EA | The Wyr-Grid® Support Bracket is used to support the 12.0" (304.8 mm) wide Wyr-Grid® Pathway to standard 3.0" (76.2 mm) or 6.0" (152.4 mm) EIA channel racks. It is black powder coated and is 3.4" (86.4 mm) high, 16.5" (419.1 mm) long, and 7.6" (193.0 mm) | PC | 1 | 1 | 1 | 1 | 127.6
07498361717 | WG2PRB18BL | Wyr-Grid Support Bracket,18",BL,1EA | The Wyr-Grid® Support Bracket is used to support the 18.0" (457.2 mm) wide Wyr-Grid® Pathway to standard 3.0" (76.2 mm) or 6.0" (152.4 mm) EIA channel racks. It is black powder coated and is 3.4" (86.4 mm) high, 22.5" (571.5 mm) long, and 7.6" (193.0 mm) | PC | 1 | 1 | 1 | 1 | 133.18
07498361718 | WG2PRB24BL | Wyr-Grid Support Bracket,24",BL,1EA | The Wyr-Grid® Support Bracket is used to support the 24.0" (609.6 mm) wide Wyr-Grid® Pathway to standard 3.0" (76.2 mm) or 6.0" (152.4 mm) EIA channel racks. It is black powder coated and is 3.4" (86.4 mm) high, 28.5" (723.9 mm) long, and 7.6" (193.0 mm) | PC | 1 | 1 | 1 | 1 | 138.72
07498332355 | WG30BL10 | WyrGridOverheadPathway,30"x10',BL,PK10 | The Wyr-Grid® Pathway Section protects cables between the Main Distribution Area and the Equipment Distribution Area. Unlike other pathways, it installs quickly and can be modified easily, optional sidewalls snap on without extra hardware or tools. Splice | FT | 1 | 10 | 10 | 1 | 33.28
07498399627 | WG30EZ10 | WyrGridOverheadPathway,30"x10',ZNC,PK10 | The Wyr-Grid® Pathway Section protects cables between the Main Distribution Area and the Equipment Distribution Area. Unlike other pathways, it installs quickly and can be modified easily, optional sidewalls snap on without extra hardware or tools. Splice | FT | 1 | 10 | 10 | 1 | 33.28
07498333212 | WG30FRTBBL | Wyr-Grid Support Bracket,30",BL,1EA | The Wyr-Grid® 30" (762.0 mm) FiberRunner® QuikLock™ Trapeze Bracket is made of steel and is black powder coated. It is 12.2" (309.9 mm) high, 30.7" (779.8 mm) long, 2.3" (58.4 mm) wide, and 30.7" (779.8 mm) deep. It attaches to the Wyr-Grid® 30" (762.0 mm | PC | 1 | 1 | 1 | 1 | 357.84
07498387972 | WG8BL10 | WyrGridOverheadPathway,8"x10',BL,PK10 | The Wyr-Grid® Pathway Section protects cables between the Main Distribution Area and the Equipment Distribution Area. Unlike other pathways, it installs quickly and can be modified easily, optional sidewalls snap on without extra hardware or tools. Splice | FT | 1 | 10 | 10 | 1 | 15.76
07498332207 | WGBTMWFBL | WyrGrid Overhead Waterfall,Bottom,BL,EA | The Wyr-Grid® Bottom Waterfall is designed to maintain a 1.38 inch (35mm) bend radius. It helps transition fiber optic, power, and copper data cables from within the Wyr-Grid® Wire Rack. It snaps on to an 8 inch (203mm), 12 inch (305mm), 18 inch (457mm), | PC | 1 | 1 | 1 | 1 | 15.26
07498331885 | WGCB12BL | Wyr-Grid Cantilever Bracket,12",BL,1EA | The Wyr-Grid® Pathway Cantilever Bracket is used in cable routing systems and supports the 12 inch (304.8mm) Wyr-Grid® Pathway along a wall. It measures 6.9 inches H x 14.7 inches L x 2.2 inches W (175.3mm x 373.4mm x 56.4mm). The cantilever bracket has a | PC | 1 | 1 | 1 | 1 | 23.8
07498331886 | WGCB18BL | Wyr-Grid Cantilever Bracket,18",BL,1EA | The Wyr-Grid® Pathway Cantilever Bracket is used in cable routing systems and supports the 18 inch (457.2mm) Wyr-Grid® Pathway along a wall. It measures 6.9 inches H x 14.7 inches L x 2.2 inches W (175.3mm x 373.4mm x 56.4mm). The cantilever bracket has a | PC | 1 | 1 | 1 | 1 | 67.68
07498331887 | WGCB24BL | Wyr-Grid Cantilever Bracket,24",BL,1EA | The Wyr-Grid® Cantilever Bracket is black powder coated and is used to support the 24" (609.6 mm) Wyr-Grid® Pathway along a wall. It is 6.9" (175.3 mm) high, 26.7" (678.2 mm) long, 2.2" (56.4 mm) wide, and 26.7" (678.2 mm) deep and has an integral retaini | PC | 1 | 1 | 1 | 1 | 75.9
61305600291 | WGCB3EZ | Conduit Bracket, ¾”, 1” and 1 ½” | Wry-Grid Conduit Bracket with Openings | PC | 1 | 1 | 1 | 1 | 98.1
07498304968 | WGCMB1070BL | DirectMountStrutBracket,1070mm,BL,1EA | The direct mounting strut bracket in black is 1.6 (40.6 mm) high, 40.3 (1023.6 mm) long, and 1.6 (40.6 mm) wide. It is designed for use on a Net-Access N-Type or S-Type 42.1 (1070 mm) Cabinet that is not elevated. The strut bracket comes in standard pack | PC | 1 | 1 | 1 | 1 | 105.46
07498398723 | WGCMB1200BL | DirectMountStrutBracket,1200mm,BL,1EA | The direct mounting strut bracket in black is 1.6 (40.6 mm) high, 46.3 (1176.0 mm) long, and 1.6 (40.6 mm) wide. It is designed for use on a Net-Access N-Type or S-Type 47.2 (1200 mm) Cabinet that is not elevated. The strut bracket comes in standard pack | PC | 1 | 1 | 1 | 1 | 113.78
07498398902 | WGCMK1070BL | ElevatedTrapezeBracket,1070mm,BL1EA | The elevated trapeze bracket in black is 16.8 (426.7 mm) high, 40.3 (1023.6 mm) long, 3.4 (86.4 mm) wide, and 40.3 (1023 mm) deep. It is designed for use on a Net-Access N-Type or S-Type 42.1 (1070 mm) Cabinet that is elevated. The bracket comes in stand | PC | 1 | 1 | 1 | 1 | 249.74
07498398938 | WGCMK1200BL | ElevatedTrapezeBracket,1200mm,BL1EA | The elevated trapeze bracket in black is 16.8 (426.7 mm) high, 46.3 (1176.1 mm) long, 3.4 (86.4 mm) wide, and 46.3 (1176.1 mm) deep. It is designed for use on a Net-Access N-Type or S-Type 47.2 (1200 mm) Cabinet that is elevated. The bracket comes in sta | PC | 1 | 1 | 1 | 1 | 263.6
07498333160 | WGCT-A | Wyr-Grid Automatic Cutting Tool, EA | Battery powered cutting tool for cutting Wyr-Grid® Cable Trays, 2 – 18 volt lithium-ion batteries, and 115 volt, 60 Hz charger included. | PC | 1 | 1 | 1 | 1 | 4994.58
07498333158 | WGCT-M | Wyr-Grid Manual Cutting Tool,EA | Manual cutting tool for cutting Wyr-Grid® Cable Trays.Weight: 5.4 lbs. (2.45 kg) | PC | 1 | 1 | 1 | 1 | 965.62
07498369396 | WGDW2PG | Overhead,Divider Wall,2",PG,GY,1EA | The pre-galvanized metal divider wall in gray is 2.0" (50 mm) high. It is used to provide cable separation on the Wyr-Grid® overhead cable tray routing system's pathway sections. It is designed to help route and manage copper, fiber optic, or power cables | PC | 1 | 1 | 1 | 1 | 40.9
07498352017 | WGDW4PG | Overhead,Divider Wall,4",PG,GY,1EA | The pre-galvanized metal divider wall in gray is 4.0 (102 mm) high. It is used to provide cable separation on the Wyr-Grid® overhead cable tray routing system's pathway sections. It is designed to help route and manage copper, fiber optic, or power cables | PC | 1 | 1 | 1 | 1 | 80.64
07498351846 | WGDW6PG | Overhead,Divider Wall,6",PG,GY,1EA | The pre-galvanized metal divider wall in gray is 6.0 (152 mm) high. It is used to provide cable separation on the Wyr-Grid® overhead cable tray routing system's pathway sections. It is designed to help route and manage copper, fiber optic, or power cables | PC | 1 | 1 | 1 | 1 | 97.54
07498304108 | WGESPL2430BL | WyrGrid,StSplice,w/clips,24"-30",BL,1EA | Straight splice connector with clips in black joins two 24"(610 mm) or 30" (762 mm) wide Wyr-Grid® Pathways together. A bonded connection is possible with the black powder coated splice. In order to make the connection, the powder coat must be properly re | PC | 1 | 1 | 1 | 1 | 14.8
07498396082 | WGESPLBL | WyrGrid,Str Splice,w/clip,8-18",BL,1EA | Straight splice connector with clips joins two 8" (204 mm), 12" (305 mm), or 18" (457 mm) wide Wyr-Grid® Pathways together. A bonded connection is possible with the black powder coated splice. In order to make the connection, the powder coat must be prop | PC | 1 | 1 | 1 | 1 | 11.28
07498339488 | WGHRDWKTBL | WyrGrid Overhead Hardware Kit,BLK,EA | The Wyr-Grid® Hardware Kit is used to quickly and easily bend the straight Wyr-Grid® Pathway into a wide-radius 90-degree angle. The 12in (305mm) pathway requires 6 kits, the 18in (457mm) pathway requires 9 kits, the 24in (610mm) pathway requires 12 kits, | PC | 1 | 1 | 1 | 1 | 17.34
61305617344 | WGIBRC2BL | WYR-GRID INTERSECTION BEND RADIUS 2", BL | Black powder coated Wyr-Grid® 2" (50mm) high Snap-On Intersection Bend Radius Control provides 3" (76mm) bend radius control and can be installed without cutting or fabrication at tees, crosses, and right angle intersections. | PC | 1 | 1 | 1 | 1 | 45.68
61305617345 | WGIBRC4BL | WYR-GRID INTERSECTION BEND RADIUS 4", BL | The Wyr-Grid® Intersection Bend Radius Control is a snap-on installation used in cable routing systems. It provides a 4 inch (101.6mm) bend radius, protects cables, and can be installed without cutting at tees, crosses, and right-angle intersections. It i | PC | 1 | 1 | 1 | 1 | 50.58
61305617346 | WGIBRC6BL | WYR-GRID INTERSECTION BEND RADIUS 6", BL | Black powder coated Wyr-Grid® 6" (50mm) high Snap-On Intersection Bend Radius Control provides 3" (76mm) bend radius control and can be installed without cutting or fabrication at tees, crosses, and right angle intersections. | PC | 1 | 1 | 1 | 1 | 55.52
07498332450 | WGINTBRC2BL | Overhead,IntersectionBRC,2",BL,1EA | The Wyr-Grid® black powder coated, snap-on intersection bend radius control is 2.0" (50 mm) high, 8.2" (208.4 mm) long, and 8.2" (208.4 mm) wide. It provides 3.0" (76 mm) of bend radius control and can be installed without cutting or fabrication at tees, | PC | 1 | 1 | 1 | 1 | 51.3
07498332451 | WGINTBRC4BL | Overhead,IntersectionBRC,4",BL,1EA | The Wyr-Grid® Intersection Bend Radius Control is a snap-on installation used in cable routing systems. It provides a 4 inch (101.6mm) bend radius, protects cables, and can be installed without cutting at tees, crosses, and right-angle intersections. It i | PC | 1 | 1 | 1 | 1 | 56.88
07498332452 | WGINTBRC6BL | Overhead,IntersectionBRC,6",BL,1EA | The Wyr-Grid® Intersection Bend Radius Control is a snap-on installation used in cable routing systems. It provides a 6 inch (152.4mm) bend radius, protects cables, and can be installed without cutting at tees, crosses, and right-angle intersections. It i | PC | 1 | 1 | 1 | 1 | 62.4
07498331888 | WGINTSPLBL | BlackPowderIntersectionSplice,3.01",1EA | The Wyr-Grid® Intersection Splice Connector is used in cable routing systems to quickly join Wyr-Grid® Pathways at intersections. It measures 3.01 inches H x 3.32 inches L x 1.35 inches W (76.4mm x 81.3mm x 34.2mm). Three pieces are needed to create a tee | PC | 1 | 1 | 1 | 1 | 24.94
07498398941 | WGR4PK30BL | DirectMountStrutBracket,30",BL,1EA | The direct mounting strut bracket in black is 1.6 (40.6 mm) high, 34.9 (886.5 mm), and 1.6 (40.6 mm) wide. It is designed for use on a four-post rack. The strut bracket comes in standard packages of one. | PC | 1 | 1 | 1 | 1 | 152.62
07498387985 | WGSKBL | BracketStrutMountClip,BL,1EA | The Wyr-Grid® Strut Kit is used in cable routing systems to support the pathway on a standard strut channel. The strut kit allows Wyr-Grid® Pathways to attach directly to standard 1.63 inch (41.44mm) wide strut structures. It measures 2.27 inches H x 6.50 | PC | 1 | 1 | 1 | 1 | 36.08
07498331889 | WGSPL1218BL | BLPowderCoatedStraightSplice,8-18",1EA | The Wyr-Grid® Pathway Splice Connector is used in cable routing systems and quickly connects two 12 inch (304.8mm) or 18 inch (457.2mm) Wyr-Grid® Pathways. The splice connector helps ensure electrical continuity between the pathways. The pathway splice co | PC | 1 | 1 | 1 | 1 | 19.76
07498331890 | WGSPL2430BL | BLPowderCoatedStraightSplice,24-30",1EA | The Wyr-Grid® Pathway Splice Connector is used in cable routing systems and quickly connects two 24 inch (610mm) or 30 inch (762mm) Wyr-Grid® Pathways. The splice connector helps ensure electrical continuity between the pathways. The pathway splice connec | PC | 1 | 1 | 1 | 1 | 27.74
07498387877 | WGSW2BL | Overhead,Sidewall,2"H,BL,EA | The Wyr-Grid® black powder coated, snap-on sidewall is 2.0" (50 mm) high and can be attached anywhere along the pathway to retain cables. It comes in standard packages of one. | PC | 1 | 1 | 1 | 1 | 7.42
07498387880 | WGSW4BL | Overhead,Sidewall,4"H,BL,EA | The Wyr-Grid® Snap-On Sidewall Bracket is used in cable routing systems to retain cables and can be attached anywhere along the pathway. The 4 inch snap-on sidewall bracket is 6.9 inches H x 1.2 inches L x 3.71 inches W (175.3mm x 30.5mm x 94.2mm). | PC | 1 | 1 | 1 | 1 | 8.64
07498387883 | WGSW6BL | Overhead,Sidewall,6"H,BL,EA | The Wyr-Grid® Snap-On Sidewall Bracket is used in cable routing systems to retain cables and can be attached anywhere along the pathway. The 6 inch snap-on sidewall bracket is 8.9 inches H x 1.2 inches L x 3.71 inches W (226.1mm x 30.5mm x 94.2mm). | PC | 1 | 1 | 1 | 1 | 10.48
07498397108 | WGSWF4BL | WyrGrid Overhead Waterfall,Side,BL,EA | The Wyr-Grid® Cable Side Waterfall is used in cable routing systems and designed to maintain a 3 inch (76mm) bend radius. The cable side waterfall helps transition fiber optic, power, and copper data cables from within the Wyr-Grid® Wire Rack. It snaps on | PC | 1 | 1 | 1 | 1 | 29.8
07498361191 | WGTBS12BL | Trapeze Bracket,12"BL,1EA | The Wyr-Grid® Trapeze Bracket is used in cable routing systems to support a 12 inch (304.8mm) wide Wyr-Grid® Pathway using a pair of 0.5 inch (12mm) threaded rod drops. The bracket is 2.41 inches H x 16.5 inches L x 2.22 inches W (61.2mm x 419.1mm x 56.4m | PC | 1 | 1 | 1 | 1 | 20.24
07498361197 | WGTBS18BL | Trapeze Bracket,18"BL,1EA | The Wyr-Grid® Trapeze Bracket is used in cable routing systems to support an 18 inch (457.2mm) wide Wyr-Grid® Pathway using a pair of 0.5 inch (12mm) threaded rod drops. The bracket is 2.41 inches H x 21.0 inches L x 2.04 inches W (61.2mm x 533.4mm x 51.8 | PC | 1 | 1 | 1 | 1 | 34.9
07498361195 | WGTBS24BL | Trapeze Bracket,24"BL,1EA | The black powder coated bracket is 2.41" (61.2 mm) high, 28.5" (723.9 mm) long, 2.04" (51.8 mm) wide, and 28.5" (723.9 mm) deep. It is designed to support a 24" (609.6 mm) wide Wyr-Grid® Pathway from the ceiling using a pair of 1/2" (12 mm) threaded rod d | PC | 1 | 1 | 1 | 1 | 44.42
07498361198 | WGTBS30BL | Trapeze Bracket,30"BL,1EA | The black powder coated bracket is 2.41" (61.2 mm) high, 33" (838.2 mm) long, 2.04" (51.8 mm) wide, and 33" (838.2 mm) deep. It is designed to support a 30" (762 mm) wide Wyr-Grid® Pathway from the ceiling using a pair of 1/2" (12 mm) threaded rod drops. | PC | 1 | 1 | 1 | 1 | 63.6
07498382030 | WGTBS8BL | Trapeze Bracket,8"BL,1EA | The black powder coated trapeze bracket 0.72" (18.3 mm) high, 12.5" (317.5 mm) long, 2.04" (51.8 mm) wide, and 12.5" (317.5 mm) deep. It is used to support an 8" (203.2 mm) wide Wyr-Grid® Pathway from the ceiling using a pair of 1/2" or (12 mm) threaded r | PC | 1 | 1 | 1 | 1 | 19.12
07498375096 | WGTL12PG | Flat,Pre-Galvinized Liner,12",Gray,1EA | The flat, pre-galvanized metal liner in gray is 12" (304.8 mm) wide and 63" (1600.2 mm) long. It is used to provide a flat surface for routing cables on the Wyr-Grid® pathway sections. It comes in standard packages of one. | PC | 1 | 1 | 1 | 1 | 123.18
07498375098 | WGTL18PG | Flat,Pre-Galvinized Liner,18",Gray,1EA | The flat, pre-galvanized metal liner in gray is 18" (457.2 mm) wide and 63" (1600.2 mm) long. It is used to provide a flat surface for routing cables on the Wyr-Grid® pathway sections. It comes in standard packages of one. | PC | 1 | 1 | 1 | 1 | 130.5
07498375097 | WGTL24PG | Flat,Pre-Galvinized Liner,24",Gray,1EA | The flat, pre-galvanized metal liner in gray is 24" (609.6 mm) wide and 63" (1600.2 mm) long. It is used to provide a flat surface for routing cables on the Wyr-Grid® pathway sections. It comes in standard packages of one. | PC | 1 | 1 | 1 | 1 | 141.26
07498375095 | WGTL30PG | Flat,Pre-Galvinized Liner,30",Gray,1EA | The flat, pre-galvanized metal liner in gray is 30" (762 mm) wide and 63" (1600.2 mm) long. It is used to provide a flat surface for routing cables on the Wyr-Grid® pathway sections. It comes in standard packages of one. | PC | 1 | 1 | 1 | 1 | 244.1
07498382032 | WGTL8PG | Flat,Pre-Galvinized Liner,8",Gray,1EA | The flat, pre-galvanized metal liner in gray is 8.0" (203.2 mm) wide and 63" (1600.2 mm) long. It is used to provide a flat surface for routing cables on the Wyr-Grid® pathway sections. It comes in standard packages of one. | PC | 1 | 1 | 1 | 1 | 127.24
07498338957 | WGVWMBEZ | WallMount,Vertical,EZ,SL,1EA | The electro zinc-plated vertical wall mount bracket in silver is .33" (8.4 mm) high, 1.5" (38.1 mm) long, and 1.69" (42.9 mm). It comes in standard packages of one. | PC | 1 | 1 | 1 | 1 | 7.3
07498332208 | WGWMTB12BL | Wall Mount Bracket,12",BL,1EA | The black powder coated wall mount bracket is 2.44" (61.98 mm) high, 11.27" (286.26 mm) long, 3.12" (79.25 mm) wide, and 11.27" (286.26 mm) ddep. It is used to support the end of the 12" (304.8 mm) Wyr-Grid® Pathway against a wall. The mounting hardware f | PC | 1 | 1 | 1 | 1 | 24.74
07498332209 | WGWMTB1830BL | Bracket Wall Mount,18-30",BL,1EA | The black powder coated wall bracket is 2.44" (61.98 mm) high, 6.05" (153.67 mm), long, 3.12" (79.25 mm) wide, and 6.05" (153.67 mm) deep. It is used to support the end of the 18" (457.2 mm), 24" (609.6 mm), or 30" (762 mm) Wyr-Grid® Pathway against a wa | PC | 1 | 1 | 1 | 1 | 31.22
07498381089 | WGWMTB8BL | BracketWallMount,8",BL,1EA | The black powder coated bracket is made of steel and is 2.44" (61.98 mm) high, 6.05" (153.67 mm), long, 3.12" (79.25 mm) wide, and 6.05" (153.67 mm) deep. It is used to support the end of the 8.0" (203 mm) Wyr-Grid® Pathway against a vertical surface suc | PC | 1 | 1 | 1 | 1 | 21.74
61305678520 | WME0UB | 0 RU bracket for Vertical Wall Mount Enc | TrueEdge Vertical Wall Mount Enclosure 0 RU bracket | PC | 1 | 1 | 1 | 1 | 46.14
61305678522 | WME31RU | 1 RU Bracket for WME3BL | TrueEdge Vertical Wall Mount Enclosure 1 RU Bracket for WME3BL | PC | 1 | 1 | 1 | 1 | 51.26
61305677729 | WME3BL | Vertical Wall Mount Enclosure, 3RU activ | The TrueEdge™ Vertical Wall Mount Enclosure mounts 3 RU active equipment. It is also capable of mounting 3 RU passive equipment. The enclosure accepts up to 36 inches of active equipment depth. The enclosure dimensions are 42 inches H x 28.6 inches W x 9. | PC | 1 | 1 | 1 | 1 | 1270.76
61305678529 | WME3ERAIL | Equipment Rails for WME3BL | TrueEdge Vertical Wall Mount Enclosure Equipment Rails for WME3BL | PC | 1 | 1 | 1 | 1 | 46.14
61305678523 | WME61RU | 1 RU Bracket for WME6BL | TrueEdge Vertical Wall Mount Enclosure 1 RU Bracket for WME6BL | PC | 1 | 1 | 1 | 1 | 56.36
61305677730 | WME6BL | Vertical Wall Mount Enclosure, 6RU activ | The TrueEdge™ Vertical Wall Mount Enclosure mounts 6 RU active equipment. It is also capable of mounting 6 RU passive equipment. The enclosure accepts up to 36 inches of active equipment depth. The enclosure dimensions are 42 inches H x 28.6 inches W x 14 | PC | 1 | 1 | 1 | 1 | 1437.32
61305678530 | WME6ERAIL | Equipment Rails for WME6BL | TrueEdge Vertical Wall Mount Enclosure Equipment Rails for WME6BL | PC | 1 | 1 | 1 | 1 | 56.36
61305678524 | WME91RU | 1 RU Bracket for WME9BL | TrueEdge Vertical Wall Mount Enclosure 1 RU Bracket for WME9BL | PC | 1 | 1 | 1 | 1 | 64.06
61305677731 | WME9BL | Vertical Wall Mount Enclosure, 9RU activ | The TrueEdge™ Vertical Wall Mount Enclosure mounts 9 RU active equipment. It is also capable of mounting 9 RU passive equipment. The enclosure accepts up to 36 inches of active equipment depth. The enclosure dimensions are 42 inches H x 28.6 inches W x 20 | PC | 1 | 1 | 1 | 1 | 1585.94
61305678531 | WME9ERAIL | Equipment Rails for WME9BL | TrueEdge Vertical Wall Mount Enclosure Equipment Rails for WME9BL | PC | 1 | 1 | 1 | 1 | 71.76
61305678521 | WMEBR | WME BRUSHED ENTRY KIT |  | PC | 1 | 1 | 1 | 1 | 82
61305677738 | WMEGK | Vertical Wall Mount Enclosure Ground Kit | TrueEdge Vertical Wall Mount Enclosure Ground Kit | PC | 1 | 1 | 1 | 1 | 44.88
61305644921 | WMFS24 | Wall Mount Fiber Spool 24" | Slack Management Ring, Steel, Black, 23.2" Diameter | PC | 1 | 1 | 1 | 1 | 155.18
07498339907 | WMP1-RBC | WMP1 Replacement Rear Cover | Replacement rear cover for WMP1 and WMPH2. | PC | 1 | 1 | 1 | 1 | 26.96
07498339906 | WMP1-RFC | WMP1 Replacement Front Cover | Replacement front cover for WMP1 and WMPF1. | PC | 1 | 1 | 1 | 1 | 26.96
07498337649 | WMP1E | PL HORIZ CBLMGMT,F+R,2RU,19"W,EA | The PatchLink™ Horizontal Cable Manager provides a neat and efficient way to manage patch cables on any standard EIA 19 inch (483mm) rack or cabinet. It manages copper, fiber optic, and coax cables. Flexible fingers organize patch cords, simplifying moves | PC | 1 | 1 | 1 | 1 | 99.32
07498339512 | WMP1E-KIT | WMP1E Replacement Cover Kit | Replacement Cover Kit | PC | 1 | 1 | 1 | 1 | 41.4
07498337797 | WMPF1E | PL HORIZ CBLMGMT,Front,2RU,19"W,EA | The PatchLink™ Horizontal Cable Manager provides a neat and efficient way to manage patch cables on any standard EIA 19 inch (483mm) rack or cabinet. It manages copper, fiber optic, and coax cables. Flexible fingers organize patch cords, simplifying moves | PC | 1 | 1 | 1 | 1 | 77.6
07498339514 | WMPF1E-KIT | WMPF1E Replacement Cover Kit | Replacement Cover Kit | PC | 1 | 1 | 1 | 1 | 31.58
07498337799 | WMPFSE | PL HORIZ CBLMGMT,Front,1RU,3"W,EA | The PatchLink™ Horizontal Cable Manager provides a neat and efficient way to manage patch cables on any standard EIA 19 inch (483mm) rack or cabinet. It manages copper, fiber optic, and coax cables. Flexible fingers organize patch cords, simplifying moves | PC | 1 | 1 | 1 | 1 | 66.32
07498339515 | WMPFSE-KIT | WMPFSE Replacement Cover Kit | Replacement Cover Kit | PC | 1 | 1 | 1 | 1 | 39.82
07498356007 | WMPH2-RFC | WMPH2 Replacement Front Cover | Replacement front cover WMPH2 and WMPHF2. | PC | 1 | 1 | 1 | 1 | 28.7
07498337645 | WMPH2E | PL HORIZ CBLMGMT,F+R,2RU,9"W,EA | The PatchLink™ Horizontal Cable Manager provides a neat and efficient way to manage patch cables on any standard EIA 19 inch (483mm) rack or cabinet. It manages copper, fiber optic, and coax cables. Flexible fingers organize patch cords, simplifying moves | PC | 1 | 1 | 1 | 1 | 116.04
07498339509 | WMPH2E-KIT | WMPH2E Replacement Cover Kit | Replacement Cover Kit, for WMPH2E, 2 RU, PVC, Black | PC | 1 | 1 | 1 | 1 | 39.62
07498337647 | WMPHF2E | PL HORIZ CBLMGMT,Front,2RU,3"W,EA | The PatchLink™ Horizontal Cable Manager provides a neat and efficient way to manage patch cables on any standard EIA 19 inch (483mm) rack or cabinet. It manages copper, fiber optic, and coax cables. Flexible fingers organize patch cords, simplifying moves | PC | 1 | 1 | 1 | 1 | 90.3
07498339511 | WMPHF2E-KIT | WMPHF2E Replacement Cover Kit | Replacement Cover Kit | PC | 1 | 1 | 1 | 1 | 41.26
07498337801 | WMPLFSE | PL HORIZ CBLMGMT,Front,1RU,2"W,EA | The PatchLink™ Horizontal Cable Manager provides a neat and efficient way to manage patch cables on any standard EIA 19 inch (483mm) rack or cabinet. It manages copper, fiber optic, and coax cables. Flexible fingers organize patch cords, simplifying moves | PC | 1 | 1 | 1 | 1 | 69.62
07498337800 | WMPLSE | PL HORIZ CBLMGMT,Front,1RU,8"W,EA | The PatchLink™ Horizontal Cable Manager provides a neat and efficient way to manage patch cables on any standard EIA 19 inch (483mm) rack or cabinet. It manages copper, fiber optic, and coax cables. Flexible fingers organize patch cords, simplifying moves | PC | 1 | 1 | 1 | 1 | 88.68
07498352217 | WMPS-RFC | WMPS Replacement Front Cover | Replacement front cover. | PC | 1 | 1 | 1 | 1 | 24.9
07498337798 | WMPSE | PL HORIZ CBLMGMT,F+R,1RU,9"W,EA | The PatchLink™ Horizontal Cable Manager provides a neat and efficient way to manage patch cables on any standard EIA 19 inch (483mm) rack or cabinet. It manages copper, fiber optic, and coax cables. Flexible fingers organize patch cords, simplifying moves | PC | 1 | 1 | 1 | 1 | 84.44
07498339513 | WMPSE-KIT | WMPSE Replacement Cover Kit | Replacement Cover Kit | PC | 1 | 1 | 1 | 1 | 40.32
07498365615 | WMPV22E | NR,VERT CBLMGMT,F+R,22RU,5"W,EA | The NetRunner™ Vertical Cable Manager is a dual-sided cable manager that provides a cost-effective solution to organize, manage, and protect network cabling in telecommunication rooms and data centers. Cable management fingers simplify cable routing durin | PC | 1 | 1 | 1 | 1 | 203.36
07498365617 | WMPV45E | NR,VERT CBLMGMT,F+R,45RU,5"W,EA | The NetRunner™ Vertical Cable Manager is a dual-sided cable manager that provides a cost-effective solution to organize, manage, and protect network cabling in telecommunication rooms and data centers. Cable management fingers simplify cable routing durin | PC | 1 | 1 | 1 | 1 | 382.72
07498396444 | WMPV45EPB1 | PRendPNL,AL,45RU,80.6inx10.4in,BLK,EA | End Panel, for WMPV, 45 RU, Black | PC | 1 | 1 | 1 | 1 | 336.46
07498365693 | WMPVCBE | CenterMountBracketKit,BLK,EA | Mounting Bracket, for NetRunner, Steel, Black, 3.71" Width | PK | 1 | 10 | 1 | 1 | 25.38
07498300821 | WMPVCMB | CenterMountBracketKit,CAN,BLK,EA | Mounting Bracket, for NetRunner, Steel, Black, 4.2" Width | PK | 1 | 1 | 1 | 1 | 28.2
07498365616 | WMPVF22E | NR,VERT CBLMGMT,Front,22RU,5"W,EA | The Panduit® NetRunner® Vertical Cable Manager cost-effectively organizes, manages and protects cables on the front of the rack. Plus, bend radius control helps guard against kinks and snags. Single-sided, ABS Plastic, 22.5RU, Black, 1pc + Cover. | PC | 1 | 1 | 1 | 1 | 135.88
07498365618 | WMPVF45E | NR,VERT CBLMGMT,Front,45RU,5"W,EA | The NetRunner™ Vertical Cable Manager is a single-sided cable manager that provides a cost-effective solution to organize, manage, and protect network cabling in telecommunication rooms and data centers. Cable management fingers simplify cable routing dur | PC | 1 | 1 | 1 | 1 | 245.14
07498365619 | WMPVHC45E | NR,VERT CBLMGMT,F+R,45RU,7"W,EA | The NetRunner™ Vertical Cable Manager is a dual-sided cable manager that provides a cost-effective solution to organize, manage, and protect network cabling in telecommunication rooms and data centers. Cable management fingers simplify cable routing durin | PC | 1 | 1 | 1 | 1 | 471.22
07498365682 | WMPVHCF45E | NR,VERT CBLMGMT,Front,45RU,7"W,EA | The NetRunner™ Vertical Cable Manager is a single-sided cable manager that provides a cost-effective solution to organize, manage, and protect network cabling in telecommunication rooms and data centers. Cable management fingers simplify cable routing dur | PC | 1 | 1 | 1 | 1 | 377.48
07498365614 | WMPVHCRCE | NR REPL CVR,41.5inx7.2in,BLK,EA | Replacement Cover, for WMPVHC*, 22.5 RU, PVC, Black | PC | 1 | 1 | 1 | 1 | 35.4
07498365683 | WMPVHRCE | NR REPLCVR,41.5inx5.5in,BLK,EA | Replacement Cover, for WMPV*, 22.5 RU, PVC, Black | PC | 1 | 1 | 1 | 1 | 35.94
07498370496 | WMPVRC | Vertical Replacement Cover | Replacement front cover for panel. 83" (2108.2mm) height. | PC | 1 | 1 | 1 | 1 | 35.56
07498334552 | WMPVSMK | SideMountBracketKit,VERT MGR,EA | Side-Mount Hardware Kit, for NetRunner, Steel, Black | PK | 1 | 10 | 1 | 1 | 29.52
61305681414 | WMPVWF | Waterfall trough for use with NetRunner | The Waterfall Trough creates a perfect cable pathway above 2 Post Racks or 4 Post Racks and NetRunner Cable Managers. Black, 1pc | PC | 1 | 1 | 1 | 1 | 313.98
07498369077 | WPT-8 | Wire PrepTool,ModulePlugTermination,EA | Wire preparation tool for TX6™ PLUS and Pan-Plug™ Modular Plugs. | PC | 1 | 10 | 1 | 1 | 6.2
07498365695 | WR5E-X | WireRetainers,HORIZ,PK10 | Wire Retainer, for Vertical Cable Managers, PC, Black | PC | 1 | 10 | 10 | 1 | 3.84
61305631837 | ACB01 | G5 IPDU ACCESS HUB FOR HANDLE (COLD & HO | The SmartZone™ G5 Access Hub for Electronic Handle is cold and hot aisle selectable. The hub measures 3.74 inches x 1.46 inches x 1.14 inches (95mm x 37mm x 29mm). | PC | 1 | 1 | 1 | 1 | 326.66
61305631838 | ACB02 | G5 IPDU ACCESS HUB HARNESS COLD AISLE FO | SmartZone™ G5 Access Hub Harness Cold Aisle for ACE02 & ACE03. The harness measures 9.8' (3m) in length. | PC | 1 | 1 | 1 | 1 | 52.28
61305631839 | ACB03 | G5 IPDU ACCESS HUB HARNESS HOT AISLE FOR | SmartZone™ G5 Access Hub Harness Hot Aisle for ACE02 &amp; ACE03. The harness measures 8.5' (2.6m) in length. | PC | 1 | 1 | 1 | 1 | 49
61305631840 | ACB04 | G5 IPDU ACCESS HUB HARNESS COLD AISLE FO | SmartZone™ G5 Access Hub Harness Cold Aisle for ACE01. The harness measures 9.8' (3m) in length. | PC | 1 | 1 | 1 | 1 | 44.1
61305631841 | ACB05 | G5 IPDU ACCESS HUB HARNESS HOT AISLE FOR | SmartZone™ G5 Access Hub Harness Hot Aisle for ACE01. The harness measures 8.5' (2.6m) in length. | PC | 1 | 1 | 1 | 1 | 40.84
61305631849 | ACE01 | G5 IPDU SWINGHANDLE NO CARD READER | SmartZone™ G5 Electronic Swinghandle without Card Reader. Measures 6.6 x 1.46 x 1.97 inches (168 x 37 x 50 mm). | PC | 1 | 1 | 1 | 1 | 404.16
61305631850 | ACE02 | G5 IPDU SWINGHANDLE WITH CARD READER | SmartZone™ G5 Electronic Swinghandle with Low Frequency (125 kHz) Card Reader. Measures 8.4 x 1.46 x 1.97 inches (213 x 37 x 50 mm). | PC | 1 | 1 | 1 | 1 | 851.3
61305636794 | ACE03 | G5 IPDU SWINGHANDLE WITH CARD READER 13. | SmartZone™ G5 Electronic Swinghandle with with High Frequency (13.56 MHz) Card Reader. Measures 8.4 x 1.46 x 1.97 inches (213 x 37 x 50 mm). | PC | 1 | 1 | 1 | 1 | 637.32
07498302942 | C2CEOR04CP2B1 | 1200mm Aisle Width End of Row Cap,EA | 1200mm Aisle width End of Row Cap - compatible with 42RU CAC system, BL | PC | 1 | 1 | 1 | 1 | 2466.36
07498302943 | C2CEOR04CP5B1 | 1200mm Aisle Width End of Row Cap,EA | 1200mm Aisle width End of Row Cap - compatible with 45RU CAC system, BL | PC | 1 | 1 | 1 | 1 | 2712.96
61305600292 | C2CEOR04CP5W1 | 1200mm Aisle Width EOR Cap, 45 RU,EA | 1200mm Aisle width End of Row Cap - compatible with 45RU CAC system, WH | PC | 1 | 1 | 1 | 1 | 2848.62
61305600150 | C2CEOR06CP1B1 | 1800mmAisleWEndOfRowCap,Compw/51RU,EA | 1800mm Aisle width End of Row Cap - compatible with 51RU CAC system, BL | PC | 1 | 1 | 1 | 1 | 3551.54
61305600309 | C2CEOR06CP1W1 | 1800mm Aisle Width EOR Cap, 51 RU,EA | 1800mm Aisle width End of Row Cap - compatible with 51RU CAC system, WH | PC | 1 | 1 | 1 | 1 | 3729.12
61305600147 | C2CEOR06CP2B1 | 1800mmAisleWEndOfRowCap,Compw/42RU,EA | 1800mm Aisle width End of Row Cap - compatible with 42RU CAC system, BL | PC | 1 | 1 | 1 | 1 | 2811.62
61305600306 | C2CEOR06CP2W1 | 1800mm Aisle Width EOR Cap, 42 RU,EA | 1800mm Aisle width End of Row Cap - compatible with 42RU CAC system, WH | PC | 1 | 1 | 1 | 1 | 2952.22
61305600148 | C2CEOR06CP5B1 | 1800mmAisleWEndOfRowCap,Compw/45RU,EA | 1800mm Aisle width End of Row Cap - compatible with 45RU CAC system, BL | PC | 1 | 1 | 1 | 1 | 3058.26
61305600307 | C2CEOR06CP5W1 | 1800mm Aisle Width EOR Cap, 45 RU,EA | 1800mm Aisle width End of Row Cap - compatible with 45RU CAC system, WH | PC | 1 | 1 | 1 | 1 | 3211.18
61305600149 | C2CEOR06CP8B1 | 1800mmAisleWEndOfRowCap,Compw/48RU,EA | 1800mm Aisle width End of Row Cap - compatible with 48RU CAC system, BL | PC | 1 | 1 | 1 | 1 | 3304.9
61305600308 | C2CEOR06CP8W1 | 1800mm Aisle Width EOR Cap, 48 RU,EA | 1800mm Aisle width End of Row Cap - compatible with 48RU CAC system, WH | PC | 1 | 1 | 1 | 1 | 3470.16
61305630848 | C2FAB06A1200W1 | Net-Access S-Type Front or Back Floor Se | Front or back floor seal for 600mm wide cabinet. | PC | 1 | 1 | 1 | 1 | 104.5
07498394539 | C2FAB10A1200B1 | 1000mm FRONT/REAR SKIRT BRACKET FINISHED | Front/Rear Skirt Bracket Finished Good 1000mm. | PC | 1 | 1 | 1 | 1 | 145.48
07498323631 | C2OR6 | FD,ChannelCover,2x2,OR,6Ft | Duct cover, 2 W x 6' length, PVC, orange. | FT | 1 | 6 | 6 | 1 | 3.44
07498366085 | C2VED08I1626G1 | Vertical Exhaust Duct (VED) for Net-Acce | Net-Contain™ Vertical Exhaust Duct (VED) for 800mm Wide Net-Access™ Cabinet, height adjustable from 16.0" (406mm) up to 26.0" (660mm). | PC | 1 | 1 | 1 | 1 | 1360.24
07498366080 | C2VED08I3866G1 | Vertical Exhaust Duct (VED) for 800mmW N | Net-Contain™ Vertical Exhaust Duct (VED) for 800mm Wide Net-Access™ Cabinet, height adjustable from 38.0" (965mm) up to 66.0" (1676mm). | PC | 1 | 1 | 1 | 1 | 1657.08
07498303226 | CBXF12IG-AY | SurfaceMountBox,12Pt,Multimedia,IG,EA | Mini-Com® surface mount box accepts twelve Mini-Com® Modules. Includes built-in fiber spool and bridge. Supplied with mounting screws, adhesive backing, cable ties and label holder/screw cover. International Gray. | PC | 1 | 10 | 1 | 1 | 35.96
61305616938 | CBXQ1BL-A | SurfaceMountBox,QuickRelCover,1PT,BL,EA | Mini-Com® surface mount box accepts one Mini-Com® module. Includes quick release cover, cable ties and adhesive backing. Black. | PC | 1 | 10 | 1 | 1 | 6.58
61305616937 | CBXQ1IG-A | SurfaceMountBox,QuickRelCover,1PT,IG,EA | Mini-Com® surface mount box accepts one Mini-Com® module. Includes quick release cover. Supplied with cable ties and adhesive backing. International Gray. | PC | 1 | 10 | 1 | 1 | 6.58
61305616944 | CBXQ2BL-A | SurfaceMountBox,2P,QR,ADH,BL,EA | Mini-Com® surface mount box accepts two Mini-Com® modules. Includes quick release cover. Supplied with cable ties, adhesive backing, label and label cover. Black. | PC | 1 | 1 | 1 | 1 | 8.08
07498333159 | CD-WGCD-1 | Wyr-Grid Replacement Cutting Die, EA | Wyr-Grid® Replacement Cutting Die for the automatic cutting tool. | PC | 1 | 1 | 1
07498303267 | CF1064IGY | Frame,4Pt,Type106,IG,EA | Mini Com duplex adapter, mounts behind standard 106 NEMA faceplates, accepts four Mini-Com® Modules, International Gray. | PC | 1 | 10 | 1 | 1 | 3.62
07498377679 | CFFPL4EI | FurnitureFaceplate,4Pt,EI,EA | Mini Com modular furniture faceplate for industry standard opening, accepts four Mini-Com® Modules. Includes label and label cover. Electric Ivory. | PC | 1 | 10 | 1 | 1 | 5.54
07498371284 | CFG1EI | GFCI Frame,1 port,EI,EA | Mini Com rectangular adapter, mounts behind standard GFCI faceplates, accepts one Mini-Com® Module, Electric Ivory. | PC | 1 | 1 | 1 | 1 | 4.5
07498371283 | CFG1IW | GFCI Frame,1 port,IW,EA | Mini Com rectangular adapter, mounts behind standard GFCI faceplates, accepts one Mini-Com® Module, Off White. | PC | 1 | 1 | 1 | 1 | 4.5
07498371279 | CFG2EI | GFCI Frame,2-port,EI,EA | Mini Com rectangular adapter, mounts behind standard GFCI faceplates, accepts two Mini-Com® Module, Electric Ivory. | PC | 1 | 1 | 1 | 1 | 4.5
07498371278 | CFG2IW | GFCI Frame,2-port,IW,EA | Mini Com rectangular adapter, mounts behind standard GFCI faceplates, accepts two Mini-Com® Module, Off White. | PC | 1 | 1 | 1 | 1 | 4.5
07498370524 | CFG4EI | GFCI Frame,4-port,EI,EA | Mini Com rectangular adapter, mounts behind standard GFCI faceplates, accepts four Mini-Com® Module, Electric Ivory. | PC | 1 | 10 | 1 | 1 | 4.5
07498370523 | CFG4IW | GFCI Frame,4-port,IW,EA | Mini Com rectangular adapter, mounts behind standard GFCI faceplates, accepts four Mini-Com® Module, Off White. | PC | 1 | 10 | 1 | 1 | 4.08
07498368776 | CFPH4IW | Faceplate,4Pt,Sgl.Gang,HORZ,IW,EA | Mini Com Classic series single gang horizontal faceplate accepts four Mini-Com® Modules, Off White | PC | 1 | 1 | 1 | 1 | 3.58
07498303370 | CFPL3BLY | Faceplate,3Pt,SglGang,Classic,BL,EA | Single gang, vertical faceplate accepts three Mini-Com® Modules, Black. | PC | 1 | 10 | 1 | 1 | 3.6
07498303412 | CFPSL4IGY | Faceplate,SVF,4Pt,Classic,Sloped,IG,EA | Mini Com Classic series single gang sloped vertical faceplate accepts four Mini-Com® Modules, includes label and label cover. International Gray | PC | 1 | 10 | 1 | 1 | 4.3
07498367603 | CHF2MEI-X | Insert,2Pt,1/3,Flat,EI,PK10 | Two module space, 1/3-size flat insert accepts two Mini-Com® Modules, Electric Ivory. | PC | 1 | 10 | 10 | 1 | 2.08
07498303515 | CJ64WHY | Module,Cat3,6P4W,UTP,T568A,WH,LFStyl | Category 3, 6-position, 4-wire universal module. White. | PC | 1 | 1 | 1 | 1 | 7.7
07498339545 | CJ688TGBR | Module,Cat6,UTP,8P8W,BR,EA | Category 6, RJ45, 8-position, 8-wire universal module. | PC | 1 | 100 | 1 | 1 | 19.68
07498393204 | CJ688TGGD | Module,Cat6,UTP,8P8W,Universal,GD,EA | Category 6, RJ45, gold, 8-position, 8-wire universal module. | PC | 1 | 100 | 1 | 1 | 19.68
07498393203 | CJ688TGLB | Module,Cat6,UTP,8P8W,Universal,LB,TG,EA | Category 6, RJ45, light blue, 8-position, 8-wire universal module. | PC | 1 | 100 | 1 | 1 | 19.68
07498393210 | CJ6X88TGGD | Module,Cat6A,UTP,8P/8W,Unvi,Gold | Category 6A, RJ45, 10 Gb/s, 8-position, 8-wire universal module. | PC | 1 | 100 | 1 | 1 | 27.84
07498393209 | CJ6X88TGLB | Module,Cat6A,UTP,8P/8W,Unvi,LBU | Category 6A, RJ45, 10 Gb/s, 8-position, 8-wire universal module. | PC | 1 | 100 | 1 | 1 | 27.84
07498303535 | CJ88EIY | Module,Cat3,UTP,8P8W,Univ,EI | Category 3, 8-position, 8-wire universal module. Electric Ivory. | PC | 1 | 1 | 1 | 1 | 8.08
61305636157 | CJLR688TGAW-24 | Cat6 Left/Right 45 Degree TG Wirecap Jac | Category 6, 45 degree left/right angled RJ45, 8-position, 8-wire universal module, arctic white, bulk package of 24 pcs, includes TGSJT termination tool. | PC | 1 | 24 | 24 | 1 | 15.58
61305634686 | CJLR688TGBL-24 | Cat6 Left/Right 45 Degree TG Wirecap Jac | Category 6, 45 degree left/right angled RJ45, 8-position, 8-wire universal module, black, bulk package of 24 pcs, includes TGSJT termination tool. | PC | 1 | 24 | 24 | 1 | 15.58
61305634687 | CJLR688TGBU-24 | Cat6 Left/Right 45 Degree TG Wirecap Jac | Category 6, 45 degree left/right angled RJ45, 8-position, 8-wire universal module, blue, bulk package of 24 pcs, includes TGSJT termination tool. | PC | 1 | 24 | 24 | 1 | 15.58
61305636158 | CJLR688TGEI-24 | Cat6 Left/Right 45 Degree TG Wirecap Jac | Category 6, 45 degree left/right angled RJ45, 8-position, 8-wire universal module, electric ivory, bulk package of 24 pcs, includes TGSJT termination tool. | PC | 1 | 24 | 24 | 1 | 15.58
61305636159 | CJLR688TGGR-24 | Cat6 Left/Right 45 Degree TG Wirecap Jac | Category 6, 45 degree left/right angled RJ45, 8-position, 8-wire universal module, green, bulk package of 24 pcs, includes TGSJT termination tool. | PC | 1 | 24 | 24 | 1 | 15.58
61305636160 | CJLR688TGIG-24 | Cat6 Left/Right 45 Degree TG Wirecap Jac | Category 6, 45 degree left/right angled RJ45, 8-position, 8-wire universal module, international gray, bulk package of 24 pcs, includes TGSJT termination tool. | PC | 1 | 24 | 24 | 1 | 15.58
61305636161 | CJLR688TGIW-24 | Cat6 Left/Right 45 Degree TG Wirecap Jac | Category 6, 45 degree left/right angled RJ45, 8-position, 8-wire universal module, off white, bulk package of 24 pcs, includes TGSJT termination tool. | PC | 1 | 24 | 24 | 1 | 15.58
61305636162 | CJLR688TGOR-24 | Cat6 Left/Right 45 Degree TG Wirecap Jac | Category 6, 45 degree left/right angled RJ45, 8-position, 8-wire universal module, orange, bulk package of 24 pcs, includes TGSJT termination tool. | PC | 1 | 24 | 24 | 1 | 15.58
61305636163 | CJLR688TGRD-24 | Cat6 Left/Right 45 Degree TG Wirecap Jac | Category 6, 45 degree left/right angled RJ45, 8-position, 8-wire universal module, red, bulk package of 24 pcs, includes TGSJT termination tool. | PC | 1 | 24 | 24 | 1 | 15.58
61305636164 | CJLR688TGVL-24 | Cat6 Left/Right 45 Degree TG Wirecap Jac | Category 6, 45 degree left/right angled RJ45, 8-position, 8-wire universal module, violet, bulk package of 24 pcs, includes TGSJT termination tool. | PC | 1 | 24 | 24 | 1 | 15.58
61305634688 | CJLR688TGWH-24 | Cat6 Left/Right 45 Degree TG Wirecap Jac | Category 6, 45 degree left/right angled RJ45, 8-position, 8-wire universal module, white, bulk package of 24 pcs, includes TGSJT termination tool. | PC | 1 | 24 | 24 | 1 | 15.58
61305636165 | CJLR688TGYL-24 | Cat6 Left/Right 45 Degree TG Wirecap Jac | Category 6, 45 degree left/right angled RJ45, 8-position, 8-wire universal module, yellow, bulk package of 24 pcs, includes TGSJT termination tool. | PC | 1 | 24 | 24 | 1 | 15.58
61305636186 | CJLR6X88TGAW-24 | Cat6a Left/Right 45 Degree TG Wirecap Ja | Category 6A, 45 degree left/right angled RJ45, 8-position, 8-wire universal module, arctic white, bulk package of 24 pcs, includes TGSJT termination tool. | PC | 1 | 24 | 24 | 1 | 22.04
61305634729 | CJLR6X88TGBL-24 | Cat6a Left/Right 45 Degree TG Wirecap Ja | Category 6A, 45 degree left/right angled RJ45, 8-position, 8-wire universal module, black, bulk package of 24 pcs, includes TGSJT termination tool. | PC | 1 | 24 | 24 | 1 | 22.04
61305634730 | CJLR6X88TGBU-24 | Cat6a Left/Right 45 Degree TG Wirecap Ja | Category 6A, 45 degree left/right angled RJ45, 8-position, 8-wire universal module, blue, bulk package of 24 pcs, includes TGSJT termination tool. | PC | 1 | 24 | 24 | 1 | 22.04
61305636187 | CJLR6X88TGEI-24 | Cat6a Left/Right 45 Degree TG Wirecap Ja | Category 6A, 45 degree left/right angled RJ45, 8-position, 8-wire universal module, electric ivory, bulk package of 24 pcs, includes TGSJT termination tool. | PC | 1 | 24 | 24 | 1 | 22.04
61305636188 | CJLR6X88TGGR-24 | Cat6a Left/Right 45 Degree TG Wirecap Ja | Category 6A, 45 degree left/right angled RJ45, 8-position, 8-wire universal module, green, bulk package of 24 pcs, includes TGSJT termination tool. | PC | 1 | 24 | 24 | 1 | 22.04
61305636189 | CJLR6X88TGIG-24 | Cat6a Left/Right 45 Degree TG Wirecap Ja | Category 6A, 45 degree left/right angled RJ45, 8-position, 8-wire universal module, international gray, bulk package of 24 pcs, includes TGSJT termination tool. | PC | 1 | 24 | 24 | 1 | 22.04
61305636190 | CJLR6X88TGIW-24 | Cat6a Left/Right 45 Degree TG Wirecap Ja | Category 6A, 45 degree left/right angled RJ45, 8-position, 8-wire universal module, off white, bulk package of 24 pcs, includes TGSJT termination tool. | PC | 1 | 24 | 24 | 1 | 22.04
61305636191 | CJLR6X88TGOR-24 | Cat6a Left/Right 45 Degree TG Wirecap Ja | Category 6A, 45 degree left/right angled RJ45, 8-position, 8-wire universal module, orange, bulk package of 24 pcs, includes TGSJT termination tool. | PC | 1 | 24 | 24 | 1 | 22.04
61305636192 | CJLR6X88TGRD-24 | Cat6a Left/Right 45 Degree TG Wirecap Ja | Category 6A, 45 degree left/right angled RJ45, 8-position, 8-wire universal module, red, bulk package of 24 pcs, includes TGSJT termination tool. | PC | 1 | 24 | 24 | 1 | 22.04
61305636193 | CJLR6X88TGVL-24 | Cat6a Left/Right 45 Degree TG Wirecap Ja | Category 6A, 45 degree left/right angled RJ45, 8-position, 8-wire universal module, violet, bulk package of 24 pcs, includes TGSJT termination tool. | PC | 1 | 24 | 24 | 1 | 22.04
61305634731 | CJLR6X88TGWH-24 | Cat6a Left/Right 45 Degree TG Wirecap Ja | Category 6A, 45 degree left/right angled RJ45, 8-position, 8-wire universal module, white, bulk package of 24 pcs, includes TGSJT termination tool. | PC | 1 | 24 | 24 | 1 | 22.04
61305636194 | CJLR6X88TGYL-24 | Cat6a Left/Right 45 Degree TG Wirecap Ja | Category 6A, 45 degree left/right angled RJ45, 8-position, 8-wire universal module, yellow, bulk package of 24 pcs, includes TGSJT termination tool. | PC | 1 | 24 | 24 | 1 | 22.04
07498312211 | CJSK5E88TGRD | Module,Cat5e,Shielded,Univ,RD,TGStyl | Keyed, Category 5e, RJ45, 8-position, 8-wire universal shielded black module with integrated shield. Red. | PC | 1 | 1 | 1 | 1 | 23.42
07498312213 | CJSK5E88TGYL | Module,Cat5e,Shielded,Univ,YL,TGStyl | Keyed, Category 5e, RJ45, 8-position, 8-wire universal shielded black module with integrated shield. Yellow. | PC | 1 | 1 | 1 | 1 | 23.42
61305651591 | CMBBCMR | Cable Management D Ring | Cable Management D ring (MSCMR) | PC | 1 | 1 | 1 | 1 | 38
61305651735 | CMBBRKT | Equipment Bracket | Equipment bracket | PC | 1 | 1 | 1 | 1 | 53.8
61305651241 | CMBBSWH | AV In Wall Box, Small | Small In-Wall Box | PC | 1 | 1 | 1 | 1 | 65.08
07498379709 | CMBIG-C | Blank Module, 1 Port,IG,PK100 | Mini-Com® 1-port blank module, reserves space for future use, International Gray, 100 pc. | PC | 1 | 100 | 100 | 1 | .4
07498302205 | CMCSRBL | FiberCableStrainReliefmodule,Black,EA | Fiber cable strain relief module, Black. | PC | 1 | 1 | 1 | 1 | 9.09
07498302206 | CMCSRBU | FiberCableStrainReliefmodule,Blue,EA | Fiber cable strain relief module, Blue. | PC | 1 | 1 | 1 | 1 | 9.09
07498302201 | CMCSREI | FbrCblStrainReliefMod,EI,EA | Fiber cable strain relief module, Electric Ivory. | PC | 1 | 1 | 1 | 1 | 9.09
07498302202 | CMCSRIG | Fiber Cable Strain Relief Module - Inter | Fiber cable strain relief module. | PC | 1 | 1 | 1 | 1 | 9.09
07498302203 | CMCSRIW | FbrCblStrainReliefMod,IW,EA | Fiber cable strain relief module, Off White. | PC | 1 | 1 | 1 | 1 | 9.09
07498302204 | CMCSRWH | FiberCableStrainReliefmodule,White,EA | Fiber cable strain relief module, White. | PC | 1 | 1 | 1 | 1 | 9.09
07498301072 | CMDABLLCZEI | KeydA-BL,DPLX,LC,AdptrMod,EI,EA | Module supplied with one LC (keyed A black) SFF duplex fiber optic adapter with zirconia ceramic split sleeves, Electric Ivory. | PC | 1 | 5 | 1 | 1 | 60.84
07498300078 | CMDBRDLCZEI | KeydB-RD,DPLX,LC,AdptrMod,EI,EA | Module supplied with one LC (keyed B red) SFF duplex fiber optic adapter with zirconia ceramic split sleeves, Electric Ivory. | PC | 1 | 5 | 1 | 1 | 60.84
07498384541 | CMDBUSCAW | SC,DPLX,BU,AdptrAWMod,AssyPhos,EA | Module supplied with one SC duplex fiber optic adapter with phosphor bronze split sleeves, Arctic White, Blue adapter. | PC | 1 | 1 | 1 | 1 | 22.53
07498384517 | CMDBUSCZAW | SC,DPLX,BU,AdptrAWMod,AssyZirc,EA | Module supplied with one SC duplex fiber optic adapter with zirconia ceramic split sleeves, Arctic White. | PC | 1 | 10 | 1 | 1 | 29.02
07498384521 | CMDBUSCZWH | SC,DPLX,BU,AdptrWHMod,AssyZirc,EA | Module supplied with one SC duplex fiber optic adapter with zirconia ceramic split sleeves, White. | PC | 1 | 10 | 1 | 1 | 27.64
07498300157 | CMDCGRLCZEI | KeydC-GR,DPLX,LC,AdptrMod,EI,EA | Module supplied with one LC (keyed C green) SFF duplex fiber optic adapter with zirconia ceramic split sleeves, Electric Ivory. | PC | 1 | 5 | 1 | 1 | 60.84
61305673325 | CMDCLSCZBL | SC Dupl (CL) Adapter (BL) Module Assy (Z |  | PC | 1 | 5 | 1 | 1 | 46.81
07498300447 | CMDDYLLCZEI | KeydD-YL,DPLX,LC,AdptrMod,EI,EA | Module supplied with one LC (keyed D yellow) SFF duplex fiber optic adapter with zirconia ceramic split sleeves, Electric Ivory. | PC | 1 | 5 | 1 | 1 | 60.84
07498384529 | CMDEISCZWH | SC,DPLX,EIAdptrWHMod,AssyZirc,EA | Module supplied with one SC duplex fiber optic adapter with zirconia ceramic split sleeves. | PC | 1 | 5 | 1 | 1 | 29.02
07498300456 | CMDEORLCZEI | KeydE-OR,DPLX,LC,AdptrMod,EI,EA | Module supplied with one LC (keyed E orange) SFF duplex fiber optic adapter with zirconia ceramic split sleeves, Electric Ivory. | PC | 1 | 5 | 1 | 1 | 60.84
07498300487 | CMDFDBLCZEI | KeydF-DB,DPLX,LC,AdptrMod,EI,EA | Module supplied with one LC (keyed F dark blue) SFF duplex fiber optic adapter with zirconia ceramic split sleeves, Electric Ivory. | PC | 1 | 5 | 1 | 1 | 60.84
07498319569 | CMDGVLLCZEI | KeydG-VL,DPLX,LC,AdptrMod,EI,EA | Module supplied with one LC (keyed G violet) SFF duplex fiber optic adapter with zirconia ceramic split sleeves, Electric Ivory. | PC | 1 | 5 | 1 | 1 | 60.84
07498319612 | CMDHAQLCZEI | KeydHAQDPLX,LC,AdptrMod,EI,EA | Module supplied with one LC (keyed H aqua) SFF duplex fiber optic adapter with zirconia ceramic split sleeves, Electric Ivory. | PC | 1 | 5 | 1 | 1 | 60.84
07498399226 | CMDJLCEI | DPLX,LCSr/Jr,FbrAdptr,EIw/Mod,EIPhos,EA | Module supplied with one LC Sr./Jr. SFF duplex multimode fiber optic adapter (EI) with phosphor bronze split sleeves, Electric Ivory. | PC | 1 | 1 | 1 | 1 | 32.78
07498312815 | CMDSBLLCBL | DPLX,LCSr/Sr,-FiberAdptrBLw/Mod,EA | Duplex LC Fiber Adapter (BL) with Module (BL) Phos | PC | 1 | 1 | 1 | 1 | 31.22
07498379582 | CMFCZIG | Simpl FC Fiber Adapter With Module (IG) | Module supplied with one FC singlemode fiber optic adapter with zirconia ceramic split sleeve. | PC | 1 | 5 | 1 | 1 | 28.35
07498379583 | CMFCZWH | Simpl FC Fiber Adapter With Module (WH) | Module supplied with one FC singlemode fiber optic adapter with zirconia ceramic split sleeve. | PC | 1 | 5 | 1 | 1 | 28.35
61305636375 | CMHDBTBRX | HDBaseT Receiver Box | HDBaseT Receiver Box | PC | 1 | 1 | 1 | 1 | 254.42
61305636359 | CMHDBTBTX | HDBaseT Transmitter Box | HDBaseT Transmitter Box | PC | 1 | 1 | 1 | 1 | 254.42
07498379329 | CMMJBU | Dupl MT-RJ Fiber Adapter Module (BU) | MT-RJ multimode duplex fiber optic adapter module. | PC | 1 | 1 | 1 | 1 | 12.03
07498379330 | CMMJIG | Dupl MT-RJ Fiber Adapter Module (IG) | Dupl MT-RJ Fiber Adapter Module (IG) | PC | 1 | 1 | 1 | 1 | 12.03
07498379331 | CMMJWH | Dupl MT-RJ Fiber Adapter Module (WH) | MT-RJ multimode duplex fiber optic adapter module. | PC | 1 | 1 | 1 | 1 | 12.03
07498384471 | CMRPSV20 | VPStrip20A,120V,10NEMA5-20R,NEMA5-20,EA | The 20A, 120V vertical power strip in black has 10 NEMA 5-20R receptacles. It features one 20A thermal breaker and a 10' (3m) power cord with a NEMA 5-20P plug. It is UL and c-UL listed and measures 38.5H x 1.9W x 1.3D (978mm x 47mm x 33mm). It is sold in | PC | 1 | 1 | 1 | 1 | 362.36
61305673402 | CMSTZAW | ST Simpl Fiber Adapter With Module (AW) |  | PC | 1 | 5 | 1 | 1 | 17.45
61305673403 | CMSTZIG | ST Simpl Fiber Adapter With Module (IG) |  | PC | 1 | 10 | 1 | 1 | 17.45
61305673404 | CMSTZWH | ST Simpl Fiber Adapter With Module (WH) |  | PC | 1 | 30 | 1 | 1 | 17.45
07498345452 | CMVDR1-8 | 1" Wide Vert.. Cable Mgmt. Bracket | Vertical D-ring.Outside dimensions 5.72"L x 2.05"W (145.3mm x 52.1mm).Package of 8. | KT | 1 | 1 | 1 | 1 | 147.56
07498334499 | CMVDR2S-L | 2" Wide Vert. Cable Mgmt.-Short | Vertical D-ring.Outside dimensions 3.26"L x 3.30"W (82.8mm x 83.8mm). | PC | 1 | 50 | 50 | 1 | 15.97
07498385157 | CMWB10 | Waterfall Base For Ladder Rack ,EA | Cable management waterfall base. Used to maintain 1.75" (44.5mm) bend radius control vertically when transferring cable off of ladder rack. Mounts to ladder rack rung or stringer with standard cross section cable ties (included). | PC | 1 | 1 | 1 | 1 | 28.79
07498385158 | CMWW10 | Waterfall Wing For Ladder Rack ,EA | Cable management waterfall wing. Used in conjunction with CMWB10 to maintain 1.00" (25.4mm) bend radius control horizontally when transferring cable off ladder rack. | PC | 1 | 1 | 1 | 1 | 15.6
07498312226 | CNSPCA | Cabinet Network Slack Spool Center Adjus | Network cabinet center channel slack spool. Package includes one center spool and mounting bracket. | PC | 1 | 1 | 1 | 1 | 118.34
07498371625 | CP106IG-2G | Faceplate,Screw-on,duplex,IG,2-gang,EA | Screw-on double gang 106 duplex faceplate. Covers two NEMA standard 106 duplex electrical outlets or two standard 106 communication module frames, International Gray. | PC | 1 | 1 | 1 | 1 | 7.84
61305672880 | CP106OS-2G | 106 Double Gang Faceplate Office Slate | Screw-On Double Gang Rectangular Faceplate. Covers Two NEMA Standard 106 Duplex Electrical Outlets or Two Standard 106 Communication Module Frames, Office Slate | PC | 1 | 10 | 1 | 1 | 6.34
07498371610 | CPGIG | Faceplate,Screw-on,SngRect,IG,2-gang,EA | Screw-on single gang rectangular faceplate. Covers one NEMA standard rectangular electrical outlet or one standard rectangular communication module frame, International Gray. | PC | 1 | 1 | 1 | 1 | 5.74
61305672882 | CPGOS-2G | GFCI Double Gang Faceplate Office Slate | Screw-On Double Gang Rectangular Faceplate. Covers Two NEMA Standard Electrical Outlets or Two Standard Rectangular Communication Module Frames, Office Slate | PC | 1 | 10 | 1 | 1 | 6.34
07498343886 | CPNIW-2G | Faceplate,Screw-on,blank,IW,2-gang,EA | Screw-on double gang blank cover faceplate. Supplied with four mounting screws, Off White. | PC | 1 | 10 | 1 | 1 | 13.7
07498343895 | CPNWH-2G | Faceplate,Screw-on,blank,WH,2-gang,EA | Screw-on double gang blank cover faceplate. Supplied with four mounting screws.. | PC | 1 | 10 | 1 | 1 | 13.7
07498368084 | CPPKLA6G24WBL | PtchPnlKt,24-port,Angld,Cat6,BL,EA | Mini Com 24-port modular angled patch panel kit with faceplates in black; includes twenty four Mini Com Category 6 jack modules, labels and label covers, (1 RU). | PC | 1 | 1 | 1 | 1 | 518.24
07498382444 | CRFC5IW-X | Fitting,BendRadiusCross,LowV,IW,PK10 | Four way cross fitting for use with LD5, LDPH5, and LDS5 raceway, Off White, ABS, Length 4.05 in, Width 4.05 in. | PC | 1 | 10 | 10 | 1 | 9.66
07498327970 | CTG3X8 | Cool Boot Cabinet Top Air Sealing Fitti | Used to seal off 3" x 8" cabinet top openings when cables are routed through the top of a cabinet. Airtight fabric and Ultra-Cinch™ Tie closes top of fabric, minimizing hot air bypass around cables to improve cooling of network equipment and reduce energy | PC | 1 | 1 | 1 | 1 | 117.84
07498383188 | CUFB48BL | 48Port,UnderfloorConsolidationBox,EA | Raised floor consolidation point enclosure, accepts Mini-Com® Modules, with removable grommet plate, 48 Copper ports. | PC | 1 | 1 | 1 | 1 | 382.72
07498307915 | CUFMB12D4PBL | MiniCom,UnderFloorBox,Data&Power,EA | Raised floor consolidation point enclosure with 12 data and 4 power ports, accepts Mini-Com® Modules, with removable grommet plate. | PC | 1 | 1 | 1 | 1 | 349.84
07498383860 | CUWBSS08ST01W1 | 800mm Wall Beam, White | Net-Contain™ Universal Aisle Containment Wall Beam 800mm long, one piece. | PC | 1 | 1 | 1 | 1 | 774.12
07498388464 | DERLCC6509A | NDExhaustDuct,Cisco6509,N-Type,BLK,EA | The Net-Direct™ Air Exhaust Duct routes exhaust air from the side of the Cisco 6509 switch in a 42in (1070mm) wide Net-Access™ N-Type Cabinet switch into the hot aisle, preventing hot air from mixing with cool air within the cabinet. Not only does it requ | PC | 1 | 1 | 1 | 1 | 1001.86
07498392078 | DIRLC2214M21W | NDInletDuct,CiscoCat6509,2RU,BLK,PK3 | The Net-Direct™ Air Inlet Duct provides cold airflow directly into Cisco Catalyst 6509-E switch intakes from above, below and the side. Not only does it require no energy to operate, but it also reduces fan power consumption by up to 250W, improving energ | PC | 1 | 1 | 1 | 1 | 1893.4
07498381248 | DIRLC7018VP4248 | NDInletDuct,Cisco7018,42/48RU,RT,BLK,PK1 | The Net-Direct™ Air Inlet Duct provides cold airflow directly into Cisco Nexus 7018 switch intakes in a 39in (1000mm) wide Net-Access™ N-Type Cabinet from all sides. Not only does it require no energy to operate, but it also reduces fan power consumption | PC | 1 | 1 | 1 | 1 | 2354.16
07498392080 | DIRLD0425S27W | NDInletDuct,Cisco7018,42/48RU,RL,BLK,PK1 | This Net-Direct™ Air Inlet Duct provides cold airflow directly into Cisco Nexus 7018 switch intakes in a 39in (1000mm) wide Net-Access™ N-Type Cabinet from all sides. Not only does it require no energy to operate, but it also reduces fan power consumption | PC | 1 | 1 | 1 | 1 | 2378.98
61305657317 | DN6212W | Net-Verse 42U*600mm*1000mm, white, with | Net-Verse D-Type Cabinet frame, 42RU. Top panel with brush openings. Two sets cage nut equipment rails. Single hinge perforated front door. Split perforated rear doors. Horizontally split side panels (4). 2 full length PDU brackets. Dimensions: 80.5in H x | PC | 1 | 1 | 1 | 1 | 2318.7
61305623521 | DN6222B | Net-Verse42U,600mm,1200mm,w/SdPnl,BL,EA | The Net-Verse™ D-Type Cabinet is a 42 RU, 600mm W x 1200mm D cabinet. The top panel of this data cabinet has brush openings. It includes two sets of cage nut equipment rails. The front door is a single hinge perforated door. It features split perforated r | PC | 1 | 1 | 1 | 1 | 2691.2
61305657319 | DN6222W | Net-Verse 42U*600mm*1200mm, white, with | Net-Verse D-Type Cabinet frame, 42RU. Top panel with brush openings. Two sets cage nut equipment rails. Single hinge perforated front door. Split perforated rear doors. Horizontally split side panels (4). 2 full length PDU brackets. Dimensions: 80.5in H x | PC | 1 | 1 | 1 | 1 | 2691.2
61305623522 | DN6512B | Net-Verse45U,600mm,1000mm,w/SdPnl,BL,EA | Net-Verse D-Type Cabinet frame, 45RU. Top panel with brush openings. Two sets cage nut equipment rails. Single hinge perforated front door. Split perforated rear doors. Horizontally split side panels (4). 2 full length PDU brackets. Dimensions: 85.7 | PC | 1 | 1 | 1 | 1 | 2417.36
61305657325 | DN6512W | Net-Verse 45U*600mm*1000mm, white, with | Net-Verse D-Type Cabinet frame, 45RU. Top panel with brush openings. Two sets cage nut equipment rails. Single hinge perforated front door. Split perforated rear doors. Horizontally split side panels (4). 2 full length PDU brackets. Dimensions: 85.7in H x | PC | 1 | 1 | 1 | 1 | 2417.36
61305623523 | DN6522B | Net-Verse45U,600mm,1200mm,w/SdPnl,BL,EA | The Net-Verse™ D-Type Cabinet is a 45 RU, 600mm W x 1200 mm D cabinet. The top panel of this data cabinet has brush openings. It includes two sets of cage nut equipment rails. The front door is a single hinge perforated door. It features split perforated | PC | 1 | 1 | 1 | 1 | 2826.96
61305657327 | DN6522W | Net-Verse 45U*600mm*1200mm, white, with | Net-Verse D-Type Cabinet frame, 45RU. Top panel with brush openings. Two sets cage nut equipment rails. Single hinge perforated front door. Split perforated rear doors. Horizontally split side panels (4). 2 full length PDU brackets. Dimensions: 85.7in H x | PC | 1 | 1 | 1 | 1 | 2826.96
61305657337 | DN6812B | Net-Verse 48U*600mm*1000mm, black, with | Net-Verse D-Type Cabinet frame, 48RU. Top panel with brush openings. Two sets cage nut equipment rails. Single hinge perforated front door. Split perforated rear doors. Horizontally split side panels (4). 2 full length PDU brackets. Dimensions: 91.1in H x | PC | 1 | 1 | 1 | 1 | 2571.34
61305657342 | DN6822B | Net-Verse 48U*600mm*1200mm, black, with | The Net-Verse™ D-Type Cabinet is a 48 RU, 600mm W x 1200mm D cabinet. The top panel of this data cabinet has brush openings. It includes two sets of cage nut equipment rails. The front door is a single hinge perforated door. It features split perforated r | PC | 1 | 1 | 1 | 1 | 2999.64
61305657341 | DN6822W | Net-Verse 48U*600mm*1200mm, white, with | The Net-Verse™ D-Type Cabinet is a 48 RU, 600mm W x 1200mm D cabinet. The top panel of this data cabinet has brush openings. It includes two sets of cage nut equipment rails. The front door is a single hinge perforated door. It features split perforated r | PC | 1 | 1 | 1 | 1 | 2999.64
61305657321 | DN8212W | Net-Verse 42U*800mm*1000mm, white, with | The Net-Verse™ D-Type Cabinet is a 42 RU, 800mm W x 1000mm D cabinet. The top panel of this data cabinet has brush openings. It includes two sets of cage nut equipment rails. The front door is a single hinge perforated door. It features split perforated r | PC | 1 | 1 | 1 | 1 | 2890.76
61305623532 | DN8219B | Net-Verse42U,800mm,1000mm,w/oSdPnl,BL,EA | Net-Verse D-Type Cabinet frame, 42RU. Top panel with brush openings. Two sets cage nut equipment rails. Single hinge perforated front door. Split perforated rear doors. 2 full length PDU brackets. Dimensions: 80.5H x 31.5W x 39.4D (2045mm x 800mm x | PC | 1 | 1 | 1 | 1 | 2890.76
61305657322 | DN8219W | Net-Verse 42U*800mm*1000mm, white, witho | Net-Verse D-Type Cabinet frame, 42RU. Top panel with brush openings. Two sets cage nut equipment rails. Single hinge perforated front door. Split perforated rear doors. 2 full length PDU brackets. Dimensions: 80.5H x 31.5W x 39.4D (2045mm x 800mm x 1000mm | PC | 1 | 1 | 1 | 1 | 2890.76
61305623530 | DN8512B | Net-Verse45U,800mm,1000mm,w/SdPnl,BL,EA | The Net-Verse™ D-Type Cabinet is a 45 RU, 800mm W x 1000m D cabinet. The top panel of this data cabinet has brush openings. It includes two sets of cage nut equipment rails. The front door is a single hinge perforated door. It features split perforated re | PC | 1 | 1 | 1 | 1 | 3045.78
61305657329 | DN8512W | Net-Verse 45U*800mm*1000mm, white, with | The Net-Verse™ D-Type Cabinet is a 45 RU, 800mm W x 1000mm D cabinet. The top panel of this data cabinet has brush openings. It includes two sets of cage nut equipment rails. The front door is a single hinge perforated door. It features split perforated r | PC | 1 | 1 | 1 | 1 | 3045.78
61305623534 | DN8519B | Net-Verse45U,800mm,1000mm,w/oSdPnl,BL,EA | Net-Verse D-Type Cabinet frame, 45RU. Top panel with brush openings. Two sets cage nut equipment rails. Single hinge perforated front door. Split perforated rear doors. 2 full length PDU brackets. Dimensions: 85.7H x 31.5W x 39.4D (2178mm x 800mm x 1000mm | PC | 1 | 1 | 1 | 1 | 3045.78
61305657330 | DN8519W | Net-Verse 45U*800mm*1000mm, white, witho | Net-Verse D-Type Cabinet frame, 45RU. Top panel with brush openings. Two sets cage nut equipment rails. Single hinge perforated front door. Split perforated rear doors. 2 full length PDU brackets. Dimensions: 85.7H x 31.5W x 39.4D (2178mm x 800mm x 1000mm | PC | 1 | 1 | 1 | 1 | 3045.78
61305623531 | DN8522B | Net-Verse45U,800mm,1200mm,w/SdPnl,BL,EA | The Net-Verse™ D-Type Cabinet is a 45 RU, 800mm W x 1200mm D cabinet. The top panel of this data cabinet has brush openings. It includes two sets of cage nut equipment rails. The front door is a single hinge perforated door. It features split perforated r | PC | 1 | 1 | 1 | 1 | 3559.34
61305657348 | DN8822B | Net-Verse 48U*800mm*1200mm, black, with | The Net-Verse™ D-Type Cabinet is a 48 RU, 800mm W x 1200mm D cabinet. The top panel of this data cabinet has brush openings. It includes two sets of cage nut equipment rails. The front door is a single hinge perforated door. It features split perforated r | PC | 1 | 1 | 1 | 1 | 3798.8
61305657347 | DN8822W | Net-Verse 48U*800mm*1200mm, white, with | The Net-Verse™ D-Type Cabinet is a 48 RU, 800mm W x 1200mm D cabinet. The top panel of this data cabinet has brush openings. It includes two sets of cage nut equipment rails. The front door is a single hinge perforated door. It features split perforated r | PC | 1 | 1 | 1 | 1 | 3798.8
61305657375 | DN8829B | Net-Verse 48U*800mm*1200mm, black, witho | Net-Verse D-Type Cabinet frame, 48RU. Top panel with brush openings. Two sets cage nut equipment rails. Single hinge perforated front door. Split perforated rear doors. 2 full length PDU brackets. Dimensions: 91.1H x 31.5W x 47.2D (2311mm x 800mm x 1200mm | PC | 1 | 1 | 1 | 1 | 3798.8
07498303704 | DP24584TV25Y | Patch Panel, 10/100BASE-T, 2 RJ21 Connec | DataPatch 24-port, Category 5e, patch panel with 24 RJ45 ports wired to two RJ21 Telco connectors, (1 RU) | PC | 1 | 1 | 1 | 1 | 260.92
61305676208 | DPFP8WH | Filler Panel, 8RU x 19", Solid, White | 8RU Horizontal Flat Rack Filler Panel, White | PC | 1 | 10 | 1 | 1 | 110.52
07498375746 | EDU20IW-X | Outlet,Duplex,20AMP,IW,PK10 | 20A specification grade 106 duplex outlet, Off-White. | PC | 1 | 10 | 10 | 1 | 12.92
07498376636 | EDU20WH-X | Outlet,Duplex,20AMP,WH,PK10 | 20A specification grade 106 duplex outlet, White. | PC | 1 | 10 | 10 | 1 | 12.92
07498304623 | ER4P29 | 4PostRack,45RU,29x20x84in,BLK,EA | The basic Panduit Four-post Rack System is designed to effectively manage patch cables and equipment within telecommunications rooms and network rows. The front and rear posts can mount Panduit NetRunner® or PatchRunner® Vertical Cable Managers and access | PC | 1 | 1 | 1 | 1 | 972.16
07498375743 | ERU20IW-X | Outlet,Rect.,20AMP,IW,PK10 | 20A specification grade rectangular outlet, International white. | PC | 1 | 10 | 10 | 1 | 15.98
07498381368 | F623LSNSNSNM020 | OM1,2-Fiber,3mm,PC,LSZH,SC-SC,20M | OM1 2 fiber 3mm jacket patchcord, low smoke zero halogen (LSZH) rated, SC duplex to SC duplex, Std IL | PC | 1 | 1 | 1 | 1 | 75.06
61305601634 | F81ELBNNNSNM001 | G.657 A2 1 Fiber 1.6mm Jacketed LSZH LC- |  | PC | 1 | 10 | 1 | 1 | 14.34
61305672969 | F92RLUAUAONM0.5 | OS2 2f 2mm PC LSZH LC/APC Uniboot / LC/A | OS2 2f 2mm PC LSZH LC/APC Uniboot / LC/APC Uniboot Std Polarity Opt IL 0.5m | PC | 1 | 10 | 1 | 1 | 61.38
61305672961 | F92RLUAUAONM001 | OS2 2f 2mm PC LSZH LC/APC Uniboot / LC/A | OS2 2f 2mm PC LSZH LC/APC Uniboot / LC/APC Uniboot Std Polarity Opt IL 1m | PC | 1 | 10 | 1 | 1 | 61.78
61305672963 | F92RLUAUAONM002 | OS2 2f 2mm PC LSZH LC/APC Uniboot / LC/A | OS2 2f 2mm PC LSZH LC/APC Uniboot / LC/APC Uniboot Std Polarity Opt IL 2m | PC | 1 | 10 | 1 | 1 | 62.56
61305672965 | F92RLUAUAONM003 | OS2 2f 2mm PC LSZH LC/APC Uniboot / LC/A | OS2 2f 2mm PC LSZH LC/APC Uniboot / LC/APC Uniboot Std Polarity Opt IL 3m | PC | 1 | 10 | 1 | 1 | 63.36
61305673009 | F92RLUAUAONM004 | OS2 2f 2mm PC LSZH LC/APC Uniboot / LC/A | OS2 2f 2mm PC LSZH LC/APC Uniboot / LC/APC Uniboot Std Polarity Opt IL 4m | PC | 1 | 10 | 1 | 1 | 64.14
61305673011 | F92RLUAUAONM005 | OS2 2f 2mm PC LSZH LC/APC Uniboot / LC/A | OS2 2f 2mm PC LSZH LC/APC Uniboot / LC/APC Uniboot Std Polarity Opt IL 5m | PC | 1 | 10 | 1 | 1 | 64.94
61305673013 | F92RLUAUAONM006 | OS2 2f 2mm PC LSZH LC/APC Uniboot / LC/A | OS2 2f 2mm PC LSZH LC/APC Uniboot / LC/APC Uniboot Std Polarity Opt IL 6m | PC | 1 | 10 | 1 | 1 | 65.72
61305673039 | F92RLUAUAONM007 | OS2 2f 2mm PC LSZH LC/APC Uniboot / LC/A | OS2 2f 2mm PC LSZH LC/APC Uniboot / LC/APC Uniboot Std Polarity Opt IL 7m | PC | 1 | 10 | 1 | 1 | 66.52
61305673040 | F92RLUAUAONM008 | OS2 2f 2mm PC LSZH LC/APC Uniboot / LC/A | OS2 2f 2mm PC LSZH LC/APC Uniboot / LC/APC Uniboot Std Polarity Opt IL 8m | PC | 1 | 10 | 1 | 1 | 67.3
61305673061 | F92RLUAUAONM009 | OS2 2f 2mm PC LSZH LC/APC Uniboot / LC/A | OS2 2f 2mm PC LSZH LC/APC Uniboot / LC/APC Uniboot Std Polarity Opt IL 9m | PC | 1 | 10 | 1 | 1 | 68.1
61305673062 | F92RLUAUAONM010 | OS2 2f 2mm PC LSZH LC/APC Uniboot / LC/A | OS2 2f 2mm PC LSZH LC/APC Uniboot / LC/APC Uniboot Std Polarity Opt IL 10m | PC | 1 | 10 | 1 | 1 | 68.88
61305673063 | F92RLUAUAONM011 | OS2 2f 2mm PC LSZH LC/APC Uniboot / LC/A | OS2 2f 2mm PC LSZH LC/APC Uniboot / LC/APC Uniboot Std Polarity Opt IL 11m | PC | 1 | 1 | 1 | 1 | 69.68
61305673064 | F92RLUAUAONM012 | OS2 2f 2mm PC LSZH LC/APC Uniboot / LC/A | OS2 2f 2mm PC LSZH LC/APC Uniboot / LC/APC Uniboot Std Polarity Opt IL 12m | PC | 1 | 1 | 1 | 1 | 70.44
61305673089 | F92RLUAUAONM013 | OS2 2f 2mm PC LSZH LC/APC Uniboot / LC/A | OS2 2f 2mm PC LSZH LC/APC Uniboot / LC/APC Uniboot Std Polarity Opt IL 13m | PC | 1 | 1 | 1 | 1 | 71.24
61305673090 | F92RLUAUAONM014 | OS2 2f 2mm PC LSZH LC/APC Uniboot / LC/A | OS2 2f 2mm PC LSZH LC/APC Uniboot / LC/APC Uniboot Std Polarity Opt IL 14m | PC | 1 | 1 | 1 | 1 | 72.04
61305673091 | F92RLUAUAONM015 | OS2 2f 2mm PC LSZH LC/APC Uniboot / LC/A | OS2 2f 2mm PC LSZH LC/APC Uniboot / LC/APC Uniboot Std Polarity Opt IL 15m | PC | 1 | 1 | 1 | 1 | 72.82
61305673092 | F92RLUAUAONM016 | OS2 2f 2mm PC LSZH LC/APC Uniboot / LC/A | OS2 2f 2mm PC LSZH LC/APC Uniboot / LC/APC Uniboot Std Polarity Opt IL 16m | PC | 1 | 1 | 1 | 1 | 73.62
61305673093 | F92RLUAUAONM017 | OS2 2f 2mm PC LSZH LC/APC Uniboot / LC/A | OS2 2f 2mm PC LSZH LC/APC Uniboot / LC/APC Uniboot Std Polarity Opt IL 17m | PC | 1 | 1 | 1 | 1 | 74.4
61305673094 | F92RLUAUAONM018 | OS2 2f 2mm PC LSZH LC/APC Uniboot / LC/A | OS2 2f 2mm PC LSZH LC/APC Uniboot / LC/APC Uniboot Std Polarity Opt IL 18m | PC | 1 | 1 | 1 | 1 | 75.2
61305673095 | F92RLUAUAONM019 | OS2 2f 2mm PC LSZH LC/APC Uniboot / LC/A | OS2 2f 2mm PC LSZH LC/APC Uniboot / LC/APC Uniboot Std Polarity Opt IL 19m | PC | 1 | 1 | 1 | 1 | 75.98
61305673096 | F92RLUAUAONM020 | OS2 2f 2mm PC LSZH LC/APC Uniboot / LC/A | OS2 2f 2mm PC LSZH LC/APC Uniboot / LC/APC Uniboot Std Polarity Opt IL 20m | PC | 1 | 1 | 1 | 1 | 76.78
61305673142 | F92RLUAUAONM021 | OS2 2f 2mm PC LSZH LC/APC Uniboot / LC/A | OS2 2f 2mm PC LSZH LC/APC Uniboot / LC/APC Uniboot Std Polarity Opt IL 21m | PC | 1 | 1 | 1 | 1 | 77.56
61305673143 | F92RLUAUAONM022 | OS2 2f 2mm PC LSZH LC/APC Uniboot / LC/A | OS2 2f 2mm PC LSZH LC/APC Uniboot / LC/APC Uniboot Std Polarity Opt IL 22m | PC | 1 | 1 | 1 | 1 | 78.36
61305673144 | F92RLUAUAONM023 | OS2 2f 2mm PC LSZH LC/APC Uniboot / LC/A | OS2 2f 2mm PC LSZH LC/APC Uniboot / LC/APC Uniboot Std Polarity Opt IL 23m | PC | 1 | 1 | 1 | 1 | 79.14
61305673145 | F92RLUAUAONM024 | OS2 2f 2mm PC LSZH LC/APC Uniboot / LC/A | OS2 2f 2mm PC LSZH LC/APC Uniboot / LC/APC Uniboot Std Polarity Opt IL 24m | PC | 1 | 1 | 1 | 1 | 79.94
61305673146 | F92RLUAUAONM025 | OS2 2f 2mm PC LSZH LC/APC Uniboot / LC/A | OS2 2f 2mm PC LSZH LC/APC Uniboot / LC/APC Uniboot Std Polarity Opt IL 25m | PC | 1 | 1 | 1 | 1 | 80.7
61305673147 | F92RLUAUAONM026 | OS2 2f 2mm PC LSZH LC/APC Uniboot / LC/A | OS2 2f 2mm PC LSZH LC/APC Uniboot / LC/APC Uniboot Std Polarity Opt IL 26m | PC | 1 | 1 | 1 | 1 | 81.5
61305673149 | F92RLUAUAONM027 | OS2 2f 2mm PC LSZH LC/APC Uniboot / LC/A | OS2 2f 2mm PC LSZH LC/APC Uniboot / LC/APC Uniboot Std Polarity Opt IL 27m | PC | 1 | 1 | 1 | 1 | 82.28
61305673151 | F92RLUAUAONM028 | OS2 2f 2mm PC LSZH LC/APC Uniboot / LC/A | OS2 2f 2mm PC LSZH LC/APC Uniboot / LC/APC Uniboot Std Polarity Opt IL 28m | PC | 1 | 1 | 1 | 1 | 83.08
61305673153 | F92RLUAUAONM029 | OS2 2f 2mm PC LSZH LC/APC Uniboot / LC/A | OS2 2f 2mm PC LSZH LC/APC Uniboot / LC/APC Uniboot Std Polarity Opt IL 29m | PC | 1 | 1 | 1 | 1 | 83.86
61305673155 | F92RLUAUAONM030 | OS2 2f 2mm PC LSZH LC/APC Uniboot / LC/A | OS2 2f 2mm PC LSZH LC/APC Uniboot / LC/APC Uniboot Std Polarity Opt IL 30m | PC | 1 | 1 | 1 | 1 | 84.66
61305673148 | F92RLUAUAONM031 | OS2 2f 2mm PC LSZH LC/APC Uniboot / LC/A | OS2 2f 2mm PC LSZH LC/APC Uniboot / LC/APC Uniboot Std Polarity Opt IL 31m | PC | 1 | 1 | 1 | 1 | 85.44
61305673150 | F92RLUAUAONM032 | OS2 2f 2mm PC LSZH LC/APC Uniboot / LC/A | OS2 2f 2mm PC LSZH LC/APC Uniboot / LC/APC Uniboot Std Polarity Opt IL 32m | PC | 1 | 1 | 1 | 1 | 86.24
61305673152 | F92RLUAUAONM033 | OS2 2f 2mm PC LSZH LC/APC Uniboot / LC/A | OS2 2f 2mm PC LSZH LC/APC Uniboot / LC/APC Uniboot Std Polarity Opt IL 33m | PC | 1 | 1 | 1 | 1 | 87.02
61305673154 | F92RLUAUAONM034 | OS2 2f 2mm PC LSZH LC/APC Uniboot / LC/A | OS2 2f 2mm PC LSZH LC/APC Uniboot / LC/APC Uniboot Std Polarity Opt IL 34m | PC | 1 | 1 | 1 | 1 | 87.82
61305673156 | F92RLUAUAONM035 | OS2 2f 2mm PC LSZH LC/APC Uniboot / LC/A | OS2 2f 2mm PC LSZH LC/APC Uniboot / LC/APC Uniboot Std Polarity Opt IL 35m | PC | 1 | 1 | 1 | 1 | 88.6
61305673202 | F92RLUAUAONM036 | OS2 2f 2mm PC LSZH LC/APC Uniboot / LC/A | OS2 2f 2mm PC LSZH LC/APC Uniboot / LC/APC Uniboot Std Polarity Opt IL 36m | PC | 1 | 1 | 1 | 1 | 89.4
61305673203 | F92RLUAUAONM037 | OS2 2f 2mm PC LSZH LC/APC Uniboot / LC/A | OS2 2f 2mm PC LSZH LC/APC Uniboot / LC/APC Uniboot Std Polarity Opt IL 37m | PC | 1 | 1 | 1 | 1 | 90.18
61305673204 | F92RLUAUAONM038 | OS2 2f 2mm PC LSZH LC/APC Uniboot / LC/A | OS2 2f 2mm PC LSZH LC/APC Uniboot / LC/APC Uniboot Std Polarity Opt IL 38m | PC | 1 | 1 | 1 | 1 | 90.98
61305673205 | F92RLUAUAONM039 | OS2 2f 2mm PC LSZH LC/APC Uniboot / LC/A | OS2 2f 2mm PC LSZH LC/APC Uniboot / LC/APC Uniboot Std Polarity Opt IL 39m | PC | 1 | 1 | 1 | 1 | 91.74
61305673206 | F92RLUAUAONM040 | OS2 2f 2mm PC LSZH LC/APC Uniboot / LC/A | OS2 2f 2mm PC LSZH LC/APC Uniboot / LC/APC Uniboot Std Polarity Opt IL 40m | PC | 1 | 1 | 1 | 1 | 92.54
61305673213 | F92RLUAUAONM041 | OS2 2f 2mm PC LSZH LC/APC Uniboot / LC/A | OS2 2f 2mm PC LSZH LC/APC Uniboot / LC/APC Uniboot Std Polarity Opt IL 41m | PC | 1 | 1 | 1 | 1 | 93.32
61305673214 | F92RLUAUAONM042 | OS2 2f 2mm PC LSZH LC/APC Uniboot / LC/A | OS2 2f 2mm PC LSZH LC/APC Uniboot / LC/APC Uniboot Std Polarity Opt IL 42m | PC | 1 | 1 | 1 | 1 | 94.12
61305673207 | F92RLUAUAONM043 | OS2 2f 2mm PC LSZH LC/APC Uniboot / LC/A | OS2 2f 2mm PC LSZH LC/APC Uniboot / LC/APC Uniboot Std Polarity Opt IL 43m | PC | 1 | 1 | 1 | 1 | 94.92
61305673208 | F92RLUAUAONM044 | OS2 2f 2mm PC LSZH LC/APC Uniboot / LC/A | OS2 2f 2mm PC LSZH LC/APC Uniboot / LC/APC Uniboot Std Polarity Opt IL 44m | PC | 1 | 1 | 1 | 1 | 95.7
61305673209 | F92RLUAUAONM045 | OS2 2f 2mm PC LSZH LC/APC Uniboot / LC/A | OS2 2f 2mm PC LSZH LC/APC Uniboot / LC/APC Uniboot Std Polarity Opt IL 45m | PC | 1 | 1 | 1 | 1 | 96.5
61305673210 | F92RLUAUAONM046 | OS2 2f 2mm PC LSZH LC/APC Uniboot / LC/A | OS2 2f 2mm PC LSZH LC/APC Uniboot / LC/APC Uniboot Std Polarity Opt IL 46m | PC | 1 | 1 | 1 | 1 | 97.28
61305673211 | F92RLUAUAONM047 | OS2 2f 2mm PC LSZH LC/APC Uniboot / LC/A | OS2 2f 2mm PC LSZH LC/APC Uniboot / LC/APC Uniboot Std Polarity Opt IL 47m | PC | 1 | 1 | 1 | 1 | 98.08
61305673212 | F92RLUAUAONM048 | OS2 2f 2mm PC LSZH LC/APC Uniboot / LC/A | OS2 2f 2mm PC LSZH LC/APC Uniboot / LC/APC Uniboot Std Polarity Opt IL 48m | PC | 1 | 1 | 1 | 1 | 98.86
61305673215 | F92RLUAUAONM049 | OS2 2f 2mm PC LSZH LC/APC Uniboot / LC/A | OS2 2f 2mm PC LSZH LC/APC Uniboot / LC/APC Uniboot Std Polarity Opt IL 49m | PC | 1 | 1 | 1 | 1 | 99.66
61305673216 | F92RLUAUAONM050 | OS2 2f 2mm PC LSZH LC/APC Uniboot / LC/A | OS2 2f 2mm PC LSZH LC/APC Uniboot / LC/APC Uniboot Std Polarity Opt IL 50m | PC | 1 | 1 | 1 | 1 | 100.44
61305672970 | F92RLUAUAONM1.5 | OS2 2f 2mm PC LSZH LC/APC Uniboot / LC/A | OS2 2f 2mm PC LSZH LC/APC Uniboot / LC/APC Uniboot Std Polarity Opt IL 1.5m | PC | 1 | 10 | 1 | 1 | 62.18
61305672971 | F92RLUAUAONM2.5 | OS2 2f 2mm PC LSZH LC/APC Uniboot / LC/A | OS2 2f 2mm PC LSZH LC/APC Uniboot / LC/APC Uniboot Std Polarity Opt IL 2.5m | PC | 1 | 10 | 1 | 1 | 62.96
61305673010 | F92RLUAUAONM3.5 | OS2 2f 2mm PC LSZH LC/APC Uniboot / LC/A | OS2 2f 2mm PC LSZH LC/APC Uniboot / LC/APC Uniboot Std Polarity Opt IL 3.5m | PC | 1 | 10 | 1 | 1 | 63.76
61305673012 | F92RLUAUAONM4.5 | OS2 2f 2mm PC LSZH LC/APC Uniboot / LC/A | OS2 2f 2mm PC LSZH LC/APC Uniboot / LC/APC Uniboot Std Polarity Opt IL 4.5m | PC | 1 | 10 | 1 | 1 | 64.54
61305673014 | F92RLUAUAONM5.5 | OS2 2f 2mm PC LSZH LC/APC Uniboot / LC/A | OS2 2f 2mm PC LSZH LC/APC Uniboot / LC/APC Uniboot Std Polarity Opt IL 5.5m | PC | 1 | 10 | 1 | 1 | 65.34
61305673037 | F92RLUAUAONM6.5 | OS2 2f 2mm PC LSZH LC/APC Uniboot / LC/A | OS2 2f 2mm PC LSZH LC/APC Uniboot / LC/APC Uniboot Std Polarity Opt IL 6.5m | PC | 1 | 10 | 1 | 1 | 66.12
61305673038 | F92RLUAUAONM7.5 | OS2 2f 2mm PC LSZH LC/APC Uniboot / LC/A | OS2 2f 2mm PC LSZH LC/APC Uniboot / LC/APC Uniboot Std Polarity Opt IL 7.5m | PC | 1 | 10 | 1 | 1 | 66.92
61305673059 | F92RLUAUAONM8.5 | OS2 2f 2mm PC LSZH LC/APC Uniboot / LC/A | OS2 2f 2mm PC LSZH LC/APC Uniboot / LC/APC Uniboot Std Polarity Opt IL 8.5m | PC | 1 | 10 | 1 | 1 | 67.7
61305673060 | F92RLUAUAONM9.5 | OS2 2f 2mm PC LSZH LC/APC Uniboot / LC/A | OS2 2f 2mm PC LSZH LC/APC Uniboot / LC/APC Uniboot Std Polarity Opt IL 9.5m | PC | 1 | 10 | 1 | 1 | 68.5
61305672943 | F92RLUNUNONM0.5 | OS2 2f 2mm PC LSZH LC Uniboot /LC Uniboo | OS2 2f 2mm PC LSZH LC Uniboot /LC Uniboot Std Polarity Opt IL 0.5m | PC | 1 | 10 | 1 | 1 | 59.22
61305672946 | F92RLUNUNONM001 | OS2 2f 2mm PC LSZH LC Uniboot /LC Uniboo | The duplex uniboot fiber patch cord is OS2 with a 2mm cable jacket. It is Low Smoke Zero Halogen (LSZH) rated, features LC Uniboot connectors, has optimized insertion loss and is 1 meter in length. | PC | 1 | 10 | 1 | 1 | 59.62
61305672947 | F92RLUNUNONM002 | OS2 2f 2mm PC LSZH LC Uniboot /LC Uniboo | OS2 2f 2mm PC LSZH LC Uniboot /LC Uniboot Std Polarity Opt IL 2m | PC | 1 | 10 | 1 | 1 | 60.38
61305672948 | F92RLUNUNONM003 | OS2 2f 2mm PC LSZH LC Uniboot /LC Uniboo | OS2 2f 2mm PC LSZH LC Uniboot /LC Uniboot Std Polarity Opt IL 3m | PC | 1 | 10 | 1 | 1 | 61.18
61305672990 | F92RLUNUNONM004 | OS2 2f 2mm PC LSZH LC Uniboot /LC Uniboo | OS2 2f 2mm PC LSZH LC Uniboot /LC Uniboot Std Polarity Opt IL 4m | PC | 1 | 10 | 1 | 1 | 61.96
61305672991 | F92RLUNUNONM005 | OS2 2f 2mm PC LSZH LC Uniboot /LC Uniboo | OS2 2f 2mm PC LSZH LC Uniboot /LC Uniboot Std Polarity Opt IL 5m | PC | 1 | 10 | 1 | 1 | 62.76
61305672992 | F92RLUNUNONM006 | OS2 2f 2mm PC LSZH LC Uniboot /LC Uniboo | OS2 2f 2mm PC LSZH LC Uniboot /LC Uniboot Std Polarity Opt IL 6m | PC | 1 | 10 | 1 | 1 | 63.54
61305673026 | F92RLUNUNONM007 | OS2 2f 2mm PC LSZH LC Uniboot /LC Uniboo | OS2 2f 2mm PC LSZH LC Uniboot /LC Uniboot Std Polarity Opt IL 7m | PC | 1 | 10 | 1 | 1 | 64.34
61305673030 | F92RLUNUNONM008 | OS2 2f 2mm PC LSZH LC Uniboot /LC Uniboo | OS2 2f 2mm PC LSZH LC Uniboot /LC Uniboot Std Polarity Opt IL 8m | PC | 1 | 10 | 1 | 1 | 65.12
61305673050 | F92RLUNUNONM009 | OS2 2f 2mm PC LSZH LC Uniboot /LC Uniboo | OS2 2f 2mm PC LSZH LC Uniboot /LC Uniboot Std Polarity Opt IL 9m | PC | 1 | 10 | 1 | 1 | 65.92
61305673049 | F92RLUNUNONM010 | OS2 2f 2mm PC LSZH LC Uniboot /LC Uniboo | OS2 2f 2mm PC LSZH LC Uniboot /LC Uniboot Std Polarity Opt IL 10m | PC | 1 | 10 | 1 | 1 | 66.7
61305673051 | F92RLUNUNONM011 | OS2 2f 2mm PC LSZH LC Uniboot /LC Uniboo | OS2 2f 2mm PC LSZH LC Uniboot /LC Uniboot Std Polarity Opt IL 11m | PC | 1 | 1 | 1 | 1 | 67.5
61305673052 | F92RLUNUNONM012 | OS2 2f 2mm PC LSZH LC Uniboot /LC Uniboo | OS2 2f 2mm PC LSZH LC Uniboot /LC Uniboot Std Polarity Opt IL 12m | PC | 1 | 1 | 1 | 1 | 68.28
61305673073 | F92RLUNUNONM013 | OS2 2f 2mm PC LSZH LC Uniboot /LC Uniboo | OS2 2f 2mm PC LSZH LC Uniboot /LC Uniboot Std Polarity Opt IL 13m | PC | 1 | 1 | 1 | 1 | 69.08
61305673074 | F92RLUNUNONM014 | OS2 2f 2mm PC LSZH LC Uniboot /LC Uniboo | OS2 2f 2mm PC LSZH LC Uniboot /LC Uniboot Std Polarity Opt IL 14m | PC | 1 | 1 | 1 | 1 | 69.86
61305673075 | F92RLUNUNONM015 | OS2 2f 2mm PC LSZH LC Uniboot /LC Uniboo | OS2 2f 2mm PC LSZH LC Uniboot /LC Uniboot Std Polarity Opt IL 15m | PC | 1 | 1 | 1 | 1 | 70.66
61305673076 | F92RLUNUNONM016 | OS2 2f 2mm PC LSZH LC Uniboot /LC Uniboo | OS2 2f 2mm PC LSZH LC Uniboot /LC Uniboot Std Polarity Opt IL 16m | PC | 1 | 1 | 1 | 1 | 71.42
61305673077 | F92RLUNUNONM017 | OS2 2f 2mm PC LSZH LC Uniboot /LC Uniboo | OS2 2f 2mm PC LSZH LC Uniboot /LC Uniboot Std Polarity Opt IL 17m | PC | 1 | 1 | 1 | 1 | 72.22
61305673078 | F92RLUNUNONM018 | OS2 2f 2mm PC LSZH LC Uniboot /LC Uniboo | OS2 2f 2mm PC LSZH LC Uniboot /LC Uniboot Std Polarity Opt IL 18m | PC | 1 | 1 | 1 | 1 | 73
61305673079 | F92RLUNUNONM019 | OS2 2f 2mm PC LSZH LC Uniboot /LC Uniboo | OS2 2f 2mm PC LSZH LC Uniboot /LC Uniboot Std Polarity Opt IL 19m | PC | 1 | 1 | 1 | 1 | 73.8
61305673080 | F92RLUNUNONM020 | OS2 2f 2mm PC LSZH LC Uniboot /LC Uniboo | OS2 2f 2mm PC LSZH LC Uniboot /LC Uniboot Std Polarity Opt IL 20m | PC | 1 | 1 | 1 | 1 | 74.58
61305673111 | F92RLUNUNONM021 | OS2 2f 2mm PC LSZH LC Uniboot /LC Uniboo | OS2 2f 2mm PC LSZH LC Uniboot /LC Uniboot Std Polarity Opt IL 21m | PC | 1 | 1 | 1 | 1 | 75.38
61305673113 | F92RLUNUNONM022 | OS2 2f 2mm PC LSZH LC Uniboot /LC Uniboo | OS2 2f 2mm PC LSZH LC Uniboot /LC Uniboot Std Polarity Opt IL 22m | PC | 1 | 1 | 1 | 1 | 76.16
61305673114 | F92RLUNUNONM023 | OS2 2f 2mm PC LSZH LC Uniboot /LC Uniboo | OS2 2f 2mm PC LSZH LC Uniboot /LC Uniboot Std Polarity Opt IL 23m | PC | 1 | 1 | 1 | 1 | 76.96
61305673115 | F92RLUNUNONM024 | OS2 2f 2mm PC LSZH LC Uniboot /LC Uniboo | OS2 2f 2mm PC LSZH LC Uniboot /LC Uniboot Std Polarity Opt IL 24m | PC | 1 | 1 | 1 | 1 | 77.76
61305673116 | F92RLUNUNONM025 | OS2 2f 2mm PC LSZH LC Uniboot /LC Uniboo | OS2 2f 2mm PC LSZH LC Uniboot /LC Uniboot Std Polarity Opt IL 25m | PC | 1 | 1 | 1 | 1 | 78.54
61305673117 | F92RLUNUNONM026 | OS2 2f 2mm PC LSZH LC Uniboot /LC Uniboo | OS2 2f 2mm PC LSZH LC Uniboot /LC Uniboot Std Polarity Opt IL 26m | PC | 1 | 1 | 1 | 1 | 79.34
61305673118 | F92RLUNUNONM027 | OS2 2f 2mm PC LSZH LC Uniboot /LC Uniboo | OS2 2f 2mm PC LSZH LC Uniboot /LC Uniboot Std Polarity Opt IL 27m | PC | 1 | 1 | 1 | 1 | 80.12
61305673119 | F92RLUNUNONM028 | OS2 2f 2mm PC LSZH LC Uniboot /LC Uniboo | OS2 2f 2mm PC LSZH LC Uniboot /LC Uniboot Std Polarity Opt IL 28m | PC | 1 | 1 | 1 | 1 | 80.92
61305673120 | F92RLUNUNONM029 | OS2 2f 2mm PC LSZH LC Uniboot /LC Uniboo | OS2 2f 2mm PC LSZH LC Uniboot /LC Uniboot Std Polarity Opt IL 29m | PC | 1 | 1 | 1 | 1 | 81.68
61305673121 | F92RLUNUNONM030 | OS2 2f 2mm PC LSZH LC Uniboot /LC Uniboo | OS2 2f 2mm PC LSZH LC Uniboot /LC Uniboot Std Polarity Opt IL 30m | PC | 1 | 1 | 1 | 1 | 82.48
61305673122 | F92RLUNUNONM031 | OS2 2f 2mm PC LSZH LC Uniboot /LC Uniboo | OS2 2f 2mm PC LSZH LC Uniboot /LC Uniboot Std Polarity Opt IL 31m | PC | 1 | 1 | 1 | 1 | 83.26
61305673123 | F92RLUNUNONM032 | OS2 2f 2mm PC LSZH LC Uniboot /LC Uniboo | OS2 2f 2mm PC LSZH LC Uniboot /LC Uniboot Std Polarity Opt IL 32m | PC | 1 | 1 | 1 | 1 | 84.06
61305673124 | F92RLUNUNONM033 | OS2 2f 2mm PC LSZH LC Uniboot /LC Uniboo | OS2 2f 2mm PC LSZH LC Uniboot /LC Uniboot Std Polarity Opt IL 33m | PC | 1 | 1 | 1 | 1 | 84.84
61305673125 | F92RLUNUNONM034 | OS2 2f 2mm PC LSZH LC Uniboot /LC Uniboo | OS2 2f 2mm PC LSZH LC Uniboot /LC Uniboot Std Polarity Opt IL 34m | PC | 1 | 1 | 1 | 1 | 85.64
61305673126 | F92RLUNUNONM035 | OS2 2f 2mm PC LSZH LC Uniboot /LC Uniboo | OS2 2f 2mm PC LSZH LC Uniboot /LC Uniboot Std Polarity Opt IL 35m | PC | 1 | 1 | 1 | 1 | 86.42
61305673172 | F92RLUNUNONM036 | OS2 2f 2mm PC LSZH LC Uniboot /LC Uniboo | OS2 2f 2mm PC LSZH LC Uniboot /LC Uniboot Std Polarity Opt IL 36m | PC | 1 | 1 | 1 | 1 | 87.22
61305673173 | F92RLUNUNONM037 | OS2 2f 2mm PC LSZH LC Uniboot /LC Uniboo | OS2 2f 2mm PC LSZH LC Uniboot /LC Uniboot Std Polarity Opt IL 37m | PC | 1 | 1 | 1 | 1 | 88
61305673174 | F92RLUNUNONM038 | OS2 2f 2mm PC LSZH LC Uniboot /LC Uniboo | OS2 2f 2mm PC LSZH LC Uniboot /LC Uniboot Std Polarity Opt IL 38m | PC | 1 | 1 | 1 | 1 | 88.8
61305673175 | F92RLUNUNONM039 | OS2 2f 2mm PC LSZH LC Uniboot /LC Uniboo | OS2 2f 2mm PC LSZH LC Uniboot /LC Uniboot Std Polarity Opt IL 39m | PC | 1 | 1 | 1 | 1 | 89.58
61305673176 | F92RLUNUNONM040 | OS2 2f 2mm PC LSZH LC Uniboot /LC Uniboo | OS2 2f 2mm PC LSZH LC Uniboot /LC Uniboot Std Polarity Opt IL 40m | PC | 1 | 1 | 1 | 1 | 90.38
61305673177 | F92RLUNUNONM041 | OS2 2f 2mm PC LSZH LC Uniboot /LC Uniboo | OS2 2f 2mm PC LSZH LC Uniboot /LC Uniboot Std Polarity Opt IL 41m | PC | 1 | 1 | 1 | 1 | 91.16
61305673178 | F92RLUNUNONM042 | OS2 2f 2mm PC LSZH LC Uniboot /LC Uniboo | OS2 2f 2mm PC LSZH LC Uniboot /LC Uniboot Std Polarity Opt IL 42m | PC | 1 | 1 | 1 | 1 | 91.96
61305673179 | F92RLUNUNONM043 | OS2 2f 2mm PC LSZH LC Uniboot /LC Uniboo | OS2 2f 2mm PC LSZH LC Uniboot /LC Uniboot Std Polarity Opt IL 43m | PC | 1 | 1 | 1 | 1 | 92.72
61305673180 | F92RLUNUNONM044 | OS2 2f 2mm PC LSZH LC Uniboot /LC Uniboo | OS2 2f 2mm PC LSZH LC Uniboot /LC Uniboot Std Polarity Opt IL 44m | PC | 1 | 1 | 1 | 1 | 93.52
61305673181 | F92RLUNUNONM045 | OS2 2f 2mm PC LSZH LC Uniboot /LC Uniboo | OS2 2f 2mm PC LSZH LC Uniboot /LC Uniboot Std Polarity Opt IL 45m | PC | 1 | 1 | 1 | 1 | 94.3
61305673182 | F92RLUNUNONM046 | OS2 2f 2mm PC LSZH LC Uniboot /LC Uniboo | OS2 2f 2mm PC LSZH LC Uniboot /LC Uniboot Std Polarity Opt IL 46m | PC | 1 | 1 | 1 | 1 | 95.1
61305673183 | F92RLUNUNONM047 | OS2 2f 2mm PC LSZH LC Uniboot /LC Uniboo | OS2 2f 2mm PC LSZH LC Uniboot /LC Uniboot Std Polarity Opt IL 47m | PC | 1 | 1 | 1 | 1 | 95.88
61305673184 | F92RLUNUNONM048 | OS2 2f 2mm PC LSZH LC Uniboot /LC Uniboo | OS2 2f 2mm PC LSZH LC Uniboot /LC Uniboot Std Polarity Opt IL 48m | PC | 1 | 1 | 1 | 1 | 96.68
61305673185 | F92RLUNUNONM049 | OS2 2f 2mm PC LSZH LC Uniboot /LC Uniboo | OS2 2f 2mm PC LSZH LC Uniboot /LC Uniboot Std Polarity Opt IL 49m | PC | 1 | 1 | 1 | 1 | 97.46
61305673186 | F92RLUNUNONM050 | OS2 2f 2mm PC LSZH LC Uniboot /LC Uniboo | OS2 2f 2mm PC LSZH LC Uniboot /LC Uniboot Std Polarity Opt IL 50m | PC | 1 | 1 | 1 | 1 | 98.26
61305672944 | F92RLUNUNONM1.5 | OS2 2f 2mm PC LSZH LC Uniboot /LC Uniboo | OS2 2f 2mm PC LSZH LC Uniboot /LC Uniboot Std Polarity Opt IL 1.5m | PC | 1 | 10 | 1 | 1 | 60
61305672945 | F92RLUNUNONM2.5 | OS2 2f 2mm PC LSZH LC Uniboot /LC Uniboo | OS2 2f 2mm PC LSZH LC Uniboot /LC Uniboot Std Polarity Opt IL 2.5m | PC | 1 | 10 | 1 | 1 | 60.78
61305672987 | F92RLUNUNONM3.5 | OS2 2f 2mm PC LSZH LC Uniboot /LC Uniboo | OS2 2f 2mm PC LSZH LC Uniboot /LC Uniboot Std Polarity Opt IL 3.5m | PC | 1 | 10 | 1 | 1 | 61.56
61305672988 | F92RLUNUNONM4.5 | OS2 2f 2mm PC LSZH LC Uniboot /LC Uniboo | OS2 2f 2mm PC LSZH LC Uniboot /LC Uniboot Std Polarity Opt IL 4.5m | PC | 1 | 10 | 1 | 1 | 62.36
61305672989 | F92RLUNUNONM5.5 | OS2 2f 2mm PC LSZH LC Uniboot /LC Uniboo | OS2 2f 2mm PC LSZH LC Uniboot /LC Uniboot Std Polarity Opt IL 5.5m | PC | 1 | 10 | 1 | 1 | 63.14
61305673024 | F92RLUNUNONM6.5 | OS2 2f 2mm PC LSZH LC Uniboot /LC Uniboo | OS2 2f 2mm PC LSZH LC Uniboot /LC Uniboot Std Polarity Opt IL 6.5m | PC | 1 | 10 | 1 | 1 | 63.94
61305673025 | F92RLUNUNONM7.5 | OS2 2f 2mm PC LSZH LC Uniboot /LC Uniboo | OS2 2f 2mm PC LSZH LC Uniboot /LC Uniboot Std Polarity Opt IL 7.5m | PC | 1 | 10 | 1 | 1 | 64.72
61305673047 | F92RLUNUNONM8.5 | OS2 2f 2mm PC LSZH LC Uniboot /LC Uniboo | OS2 2f 2mm PC LSZH LC Uniboot /LC Uniboot Std Polarity Opt IL 8.5m | PC | 1 | 10 | 1 | 1 | 65.52
61305673048 | F92RLUNUNONM9.5 | OS2 2f 2mm PC LSZH LC Uniboot /LC Uniboo | OS2 2f 2mm PC LSZH LC Uniboot /LC Uniboot Std Polarity Opt IL 9.5m | PC | 1 | 10 | 1 | 1 | 66.32
61305672955 | F92RPUAUAONF001 | OS2 2f 2mm PC OFNP LC/APC Uniboot / LC/A | OS2 2f 2mm PC OFNP LC/APC Uniboot / LC/APC Uniboot Std Polarity Opt IL 1f | PC | 1 | 10 | 1 | 1 | 61.24
61305672956 | F92RPUAUAONF002 | OS2 2f 2mm PC OFNP LC/APC Uniboot / LC/A | OS2 2f 2mm PC OFNP LC/APC Uniboot / LC/APC Uniboot Std Polarity Opt IL 2f | PC | 1 | 10 | 1 | 1 | 61.5
61305672957 | F92RPUAUAONF003 | OS2 2f 2mm PC OFNP LC/APC Uniboot / LC/A | OS2 2f 2mm PC OFNP LC/APC Uniboot / LC/APC Uniboot Std Polarity Opt IL 3f | PC | 1 | 10 | 1 | 1 | 61.76
61305672958 | F92RPUAUAONF004 | OS2 2f 2mm PC OFNP LC/APC Uniboot / LC/A | OS2 2f 2mm PC OFNP LC/APC Uniboot / LC/APC Uniboot Std Polarity Opt IL 4f | PC | 1 | 10 | 1 | 1 | 62
61305672959 | F92RPUAUAONF005 | OS2 2f 2mm PC OFNP LC/APC Uniboot / LC/A | OS2 2f 2mm PC OFNP LC/APC Uniboot / LC/APC Uniboot Std Polarity Opt IL 5f | PC | 1 | 10 | 1 | 1 | 62.26
61305672960 | F92RPUAUAONF006 | OS2 2f 2mm PC OFNP LC/APC Uniboot / LC/A | OS2 2f 2mm PC OFNP LC/APC Uniboot / LC/APC Uniboot Std Polarity Opt IL 6f | PC | 1 | 10 | 1 | 1 | 62.5
61305672962 | F92RPUAUAONF007 | OS2 2f 2mm PC OFNP LC/APC Uniboot / LC/A | OS2 2f 2mm PC OFNP LC/APC Uniboot / LC/APC Uniboot Std Polarity Opt IL 7f | PC | 1 | 10 | 1 | 1 | 62.76
61305672964 | F92RPUAUAONF008 | OS2 2f 2mm PC OFNP LC/APC Uniboot / LC/A | OS2 2f 2mm PC OFNP LC/APC Uniboot / LC/APC Uniboot Std Polarity Opt IL 8f | PC | 1 | 10 | 1 | 1 | 63
61305672966 | F92RPUAUAONF009 | OS2 2f 2mm PC OFNP LC/APC Uniboot / LC/A | OS2 2f 2mm PC OFNP LC/APC Uniboot / LC/APC Uniboot Std Polarity Opt IL 9f | PC | 1 | 10 | 1 | 1 | 63.26
61305672968 | F92RPUAUAONF010 | OS2 2f 2mm PC OFNP LC/APC Uniboot / LC/A | OS2 2f 2mm PC OFNP LC/APC Uniboot / LC/APC Uniboot Std Polarity Opt IL 10f | PC | 1 | 10 | 1 | 1 | 63.5
61305672999 | F92RPUAUAONF011 | OS2 2f 2mm PC OFNP LC/APC Uniboot / LC/A | OS2 2f 2mm PC OFNP LC/APC Uniboot / LC/APC Uniboot Std Polarity Opt IL 11f | PC | 1 | 1 | 1 | 1 | 63.78
61305673000 | F92RPUAUAONF012 | OS2 2f 2mm PC OFNP LC/APC Uniboot / LC/A | OS2 2f 2mm PC OFNP LC/APC Uniboot / LC/APC Uniboot Std Polarity Opt IL 12f | PC | 1 | 1 | 1 | 1 | 64.02
61305673001 | F92RPUAUAONF013 | OS2 2f 2mm PC OFNP LC/APC Uniboot / LC/A | OS2 2f 2mm PC OFNP LC/APC Uniboot / LC/APC Uniboot Std Polarity Opt IL 13f | PC | 1 | 1 | 1 | 1 | 64.28
61305673002 | F92RPUAUAONF014 | OS2 2f 2mm PC OFNP LC/APC Uniboot / LC/A | OS2 2f 2mm PC OFNP LC/APC Uniboot / LC/APC Uniboot Std Polarity Opt IL 14f | PC | 1 | 1 | 1 | 1 | 64.52
61305673003 | F92RPUAUAONF015 | OS2 2f 2mm PC OFNP LC/APC Uniboot / LC/A | OS2 2f 2mm PC OFNP LC/APC Uniboot / LC/APC Uniboot Std Polarity Opt IL 15f | PC | 1 | 1 | 1 | 1 | 64.78
61305673004 | F92RPUAUAONF016 | OS2 2f 2mm PC OFNP LC/APC Uniboot / LC/A | OS2 2f 2mm PC OFNP LC/APC Uniboot / LC/APC Uniboot Std Polarity Opt IL 16f | PC | 1 | 1 | 1 | 1 | 65.02
61305673005 | F92RPUAUAONF017 | OS2 2f 2mm PC OFNP LC/APC Uniboot / LC/A | OS2 2f 2mm PC OFNP LC/APC Uniboot / LC/APC Uniboot Std Polarity Opt IL 17f | PC | 1 | 1 | 1 | 1 | 65.28
61305673006 | F92RPUAUAONF018 | OS2 2f 2mm PC OFNP LC/APC Uniboot / LC/A | OS2 2f 2mm PC OFNP LC/APC Uniboot / LC/APC Uniboot Std Polarity Opt IL 18f | PC | 1 | 1 | 1 | 1 | 65.52
61305673007 | F92RPUAUAONF019 | OS2 2f 2mm PC OFNP LC/APC Uniboot / LC/A | OS2 2f 2mm PC OFNP LC/APC Uniboot / LC/APC Uniboot Std Polarity Opt IL 19f | PC | 1 | 1 | 1 | 1 | 65.8
61305673008 | F92RPUAUAONF020 | OS2 2f 2mm PC OFNP LC/APC Uniboot / LC/A | OS2 2f 2mm PC OFNP LC/APC Uniboot / LC/APC Uniboot Std Polarity Opt IL 20f | PC | 1 | 1 | 1 | 1 | 66.04
61305673027 | F92RPUAUAONF021 | OS2 2f 2mm PC OFNP LC/APC Uniboot / LC/A | OS2 2f 2mm PC OFNP LC/APC Uniboot / LC/APC Uniboot Std Polarity Opt IL 21f | PC | 1 | 1 | 1 | 1 | 66.28
61305673028 | F92RPUAUAONF022 | OS2 2f 2mm PC OFNP LC/APC Uniboot / LC/A | OS2 2f 2mm PC OFNP LC/APC Uniboot / LC/APC Uniboot Std Polarity Opt IL 22f | PC | 1 | 1 | 1 | 1 | 66.54
61305673029 | F92RPUAUAONF023 | OS2 2f 2mm PC OFNP LC/APC Uniboot / LC/A | OS2 2f 2mm PC OFNP LC/APC Uniboot / LC/APC Uniboot Std Polarity Opt IL 23f | PC | 1 | 1 | 1 | 1 | 66.78
61305673035 | F92RPUAUAONF024 | OS2 2f 2mm PC OFNP LC/APC Uniboot / LC/A | OS2 2f 2mm PC OFNP LC/APC Uniboot / LC/APC Uniboot Std Polarity Opt IL 24f | PC | 1 | 1 | 1 | 1 | 67.04
61305673036 | F92RPUAUAONF025 | OS2 2f 2mm PC OFNP LC/APC Uniboot / LC/A | OS2 2f 2mm PC OFNP LC/APC Uniboot / LC/APC Uniboot Std Polarity Opt IL 25f | PC | 1 | 1 | 1 | 1 | 67.28
61305672949 | F92RPUAUAONM0.5 | OS2 2f 2mm PC OFNP LC/APC Uniboot / LC/A | OS2 2f 2mm PC OFNP LC/APC Uniboot / LC/APC Uniboot Std Polarity Opt IL 0.5m | PC | 1 | 10 | 1 | 1 | 61.4
61305672952 | F92RPUAUAONM001 | OS2 2f 2mm PC OFNP LC/APC Uniboot / LC/A | OS2 2f 2mm PC OFNP LC/APC Uniboot / LC/APC Uniboot Std Polarity Opt IL 1m | PC | 1 | 10 | 1 | 1 | 61.82
61305672953 | F92RPUAUAONM002 | OS2 2f 2mm PC OFNP LC/APC Uniboot / LC/A | OS2 2f 2mm PC OFNP LC/APC Uniboot / LC/APC Uniboot Std Polarity Opt IL 2m | PC | 1 | 10 | 1 | 1 | 62.64
61305672954 | F92RPUAUAONM003 | OS2 2f 2mm PC OFNP LC/APC Uniboot / LC/A | OS2 2f 2mm PC OFNP LC/APC Uniboot / LC/APC Uniboot Std Polarity Opt IL 3m | PC | 1 | 10 | 1 | 1 | 63.48
61305672996 | F92RPUAUAONM004 | OS2 2f 2mm PC OFNP LC/APC Uniboot / LC/A | OS2 2f 2mm PC OFNP LC/APC Uniboot / LC/APC Uniboot Std Polarity Opt IL 4m | PC | 1 | 10 | 1 | 1 | 64.3
61305672997 | F92RPUAUAONM005 | OS2 2f 2mm PC OFNP LC/APC Uniboot / LC/A | OS2 2f 2mm PC OFNP LC/APC Uniboot / LC/APC Uniboot Std Polarity Opt IL 5m | PC | 1 | 10 | 1 | 1 | 65.12
61305672998 | F92RPUAUAONM006 | OS2 2f 2mm PC OFNP LC/APC Uniboot / LC/A | OS2 2f 2mm PC OFNP LC/APC Uniboot / LC/APC Uniboot Std Polarity Opt IL 6m | PC | 1 | 10 | 1 | 1 | 65.96
61305673033 | F92RPUAUAONM007 | OS2 2f 2mm PC OFNP LC/APC Uniboot / LC/A | OS2 2f 2mm PC OFNP LC/APC Uniboot / LC/APC Uniboot Std Polarity Opt IL 7m | PC | 1 | 10 | 1 | 1 | 66.76
61305673034 | F92RPUAUAONM008 | OS2 2f 2mm PC OFNP LC/APC Uniboot / LC/A | OS2 2f 2mm PC OFNP LC/APC Uniboot / LC/APC Uniboot Std Polarity Opt IL 8m | PC | 1 | 10 | 1 | 1 | 67.6
61305673055 | F92RPUAUAONM009 | OS2 2f 2mm PC OFNP LC/APC Uniboot / LC/A | OS2 2f 2mm PC OFNP LC/APC Uniboot / LC/APC Uniboot Std Polarity Opt IL 9m | PC | 1 | 10 | 1 | 1 | 68.44
61305673056 | F92RPUAUAONM010 | OS2 2f 2mm PC OFNP LC/APC Uniboot / LC/A | OS2 2f 2mm PC OFNP LC/APC Uniboot / LC/APC Uniboot Std Polarity Opt IL 10m | PC | 1 | 10 | 1 | 1 | 69.26
61305673058 | F92RPUAUAONM011 | OS2 2f 2mm PC OFNP LC/APC Uniboot / LC/A | OS2 2f 2mm PC OFNP LC/APC Uniboot / LC/APC Uniboot Std Polarity Opt IL 11m | PC | 1 | 1 | 1 | 1 | 70.08
61305673057 | F92RPUAUAONM012 | OS2 2f 2mm PC OFNP LC/APC Uniboot / LC/A | OS2 2f 2mm PC OFNP LC/APC Uniboot / LC/APC Uniboot Std Polarity Opt IL 12m | PC | 1 | 1 | 1 | 1 | 70.9
61305673081 | F92RPUAUAONM013 | OS2 2f 2mm PC OFNP LC/APC Uniboot / LC/A | OS2 2f 2mm PC OFNP LC/APC Uniboot / LC/APC Uniboot Std Polarity Opt IL 13m | PC | 1 | 1 | 1 | 1 | 71.74
61305673082 | F92RPUAUAONM014 | OS2 2f 2mm PC OFNP LC/APC Uniboot / LC/A | OS2 2f 2mm PC OFNP LC/APC Uniboot / LC/APC Uniboot Std Polarity Opt IL 14m | PC | 1 | 1 | 1 | 1 | 72.58
61305673083 | F92RPUAUAONM015 | OS2 2f 2mm PC OFNP LC/APC Uniboot / LC/A | OS2 2f 2mm PC OFNP LC/APC Uniboot / LC/APC Uniboot Std Polarity Opt IL 15m | PC | 1 | 1 | 1 | 1 | 73.38
61305673084 | F92RPUAUAONM016 | OS2 2f 2mm PC OFNP LC/APC Uniboot / LC/A | OS2 2f 2mm PC OFNP LC/APC Uniboot / LC/APC Uniboot Std Polarity Opt IL 16m | PC | 1 | 1 | 1 | 1 | 74.22
61305673085 | F92RPUAUAONM017 | OS2 2f 2mm PC OFNP LC/APC Uniboot / LC/A | OS2 2f 2mm PC OFNP LC/APC Uniboot / LC/APC Uniboot Std Polarity Opt IL 17m | PC | 1 | 1 | 1 | 1 | 75.04
61305673086 | F92RPUAUAONM018 | OS2 2f 2mm PC OFNP LC/APC Uniboot / LC/A | OS2 2f 2mm PC OFNP LC/APC Uniboot / LC/APC Uniboot Std Polarity Opt IL 18m | PC | 1 | 1 | 1 | 1 | 75.88
61305673087 | F92RPUAUAONM019 | OS2 2f 2mm PC OFNP LC/APC Uniboot / LC/A | OS2 2f 2mm PC OFNP LC/APC Uniboot / LC/APC Uniboot Std Polarity Opt IL 19m | PC | 1 | 1 | 1 | 1 | 76.68
61305673088 | F92RPUAUAONM020 | OS2 2f 2mm PC OFNP LC/APC Uniboot / LC/A | OS2 2f 2mm PC OFNP LC/APC Uniboot / LC/APC Uniboot Std Polarity Opt IL 20m | PC | 1 | 1 | 1 | 1 | 77.52
61305673127 | F92RPUAUAONM021 | OS2 2f 2mm PC OFNP LC/APC Uniboot / LC/A | OS2 2f 2mm PC OFNP LC/APC Uniboot / LC/APC Uniboot Std Polarity Opt IL 21m | PC | 1 | 1 | 1 | 1 | 78.36
61305673128 | F92RPUAUAONM022 | OS2 2f 2mm PC OFNP LC/APC Uniboot / LC/A | OS2 2f 2mm PC OFNP LC/APC Uniboot / LC/APC Uniboot Std Polarity Opt IL 22m | PC | 1 | 1 | 1 | 1 | 79.16
61305673129 | F92RPUAUAONM023 | OS2 2f 2mm PC OFNP LC/APC Uniboot / LC/A | OS2 2f 2mm PC OFNP LC/APC Uniboot / LC/APC Uniboot Std Polarity Opt IL 23m | PC | 1 | 1 | 1 | 1 | 80
61305673130 | F92RPUAUAONM024 | OS2 2f 2mm PC OFNP LC/APC Uniboot / LC/A | OS2 2f 2mm PC OFNP LC/APC Uniboot / LC/APC Uniboot Std Polarity Opt IL 24m | PC | 1 | 1 | 1 | 1 | 80.82
61305673131 | F92RPUAUAONM025 | OS2 2f 2mm PC OFNP LC/APC Uniboot / LC/A | OS2 2f 2mm PC OFNP LC/APC Uniboot / LC/APC Uniboot Std Polarity Opt IL 25m | PC | 1 | 1 | 1 | 1 | 81.66
61305673132 | F92RPUAUAONM026 | OS2 2f 2mm PC OFNP LC/APC Uniboot / LC/A | OS2 2f 2mm PC OFNP LC/APC Uniboot / LC/APC Uniboot Std Polarity Opt IL 26m | PC | 1 | 1 | 1 | 1 | 82.48
61305673133 | F92RPUAUAONM027 | OS2 2f 2mm PC OFNP LC/APC Uniboot / LC/A | OS2 2f 2mm PC OFNP LC/APC Uniboot / LC/APC Uniboot Std Polarity Opt IL 27m | PC | 1 | 1 | 1 | 1 | 83.3
61305673134 | F92RPUAUAONM028 | OS2 2f 2mm PC OFNP LC/APC Uniboot / LC/A | OS2 2f 2mm PC OFNP LC/APC Uniboot / LC/APC Uniboot Std Polarity Opt IL 28m | PC | 1 | 1 | 1 | 1 | 84.14
61305673136 | F92RPUAUAONM029 | OS2 2f 2mm PC OFNP LC/APC Uniboot / LC/A | OS2 2f 2mm PC OFNP LC/APC Uniboot / LC/APC Uniboot Std Polarity Opt IL 29m | PC | 1 | 1 | 1 | 1 | 84.96
61305673135 | F92RPUAUAONM030 | OS2 2f 2mm PC OFNP LC/APC Uniboot / LC/A | OS2 2f 2mm PC OFNP LC/APC Uniboot / LC/APC Uniboot Std Polarity Opt IL 30m | PC | 1 | 1 | 1 | 1 | 85.78
61305673137 | F92RPUAUAONM031 | OS2 2f 2mm PC OFNP LC/APC Uniboot / LC/A | OS2 2f 2mm PC OFNP LC/APC Uniboot / LC/APC Uniboot Std Polarity Opt IL 31m | PC | 1 | 1 | 1 | 1 | 86.62
61305673138 | F92RPUAUAONM032 | OS2 2f 2mm PC OFNP LC/APC Uniboot / LC/A | OS2 2f 2mm PC OFNP LC/APC Uniboot / LC/APC Uniboot Std Polarity Opt IL 32m | PC | 1 | 1 | 1 | 1 | 87.44
61305673139 | F92RPUAUAONM033 | OS2 2f 2mm PC OFNP LC/APC Uniboot / LC/A | OS2 2f 2mm PC OFNP LC/APC Uniboot / LC/APC Uniboot Std Polarity Opt IL 33m | PC | 1 | 1 | 1 | 1 | 88.26
61305673140 | F92RPUAUAONM034 | OS2 2f 2mm PC OFNP LC/APC Uniboot / LC/A | OS2 2f 2mm PC OFNP LC/APC Uniboot / LC/APC Uniboot Std Polarity Opt IL 34m | PC | 1 | 1 | 1 | 1 | 89.08
61305673141 | F92RPUAUAONM035 | OS2 2f 2mm PC OFNP LC/APC Uniboot / LC/A | OS2 2f 2mm PC OFNP LC/APC Uniboot / LC/APC Uniboot Std Polarity Opt IL 35m | PC | 1 | 1 | 1 | 1 | 89.92
61305673187 | F92RPUAUAONM036 | OS2 2f 2mm PC OFNP LC/APC Uniboot / LC/A | OS2 2f 2mm PC OFNP LC/APC Uniboot / LC/APC Uniboot Std Polarity Opt IL 36m | PC | 1 | 1 | 1 | 1 | 90.76
61305673188 | F92RPUAUAONM037 | OS2 2f 2mm PC OFNP LC/APC Uniboot / LC/A | OS2 2f 2mm PC OFNP LC/APC Uniboot / LC/APC Uniboot Std Polarity Opt IL 37m | PC | 1 | 1 | 1 | 1 | 91.56
61305673190 | F92RPUAUAONM038 | OS2 2f 2mm PC OFNP LC/APC Uniboot / LC/A | OS2 2f 2mm PC OFNP LC/APC Uniboot / LC/APC Uniboot Std Polarity Opt IL 38m | PC | 1 | 1 | 1 | 1 | 92.4
61305673192 | F92RPUAUAONM039 | OS2 2f 2mm PC OFNP LC/APC Uniboot / LC/A | OS2 2f 2mm PC OFNP LC/APC Uniboot / LC/APC Uniboot Std Polarity Opt IL 39m | PC | 1 | 1 | 1 | 1 | 93.22
61305673189 | F92RPUAUAONM040 | OS2 2f 2mm PC OFNP LC/APC Uniboot / LC/A | OS2 2f 2mm PC OFNP LC/APC Uniboot / LC/APC Uniboot Std Polarity Opt IL 40m | PC | 1 | 1 | 1 | 1 | 94.06
61305673191 | F92RPUAUAONM041 | OS2 2f 2mm PC OFNP LC/APC Uniboot / LC/A | OS2 2f 2mm PC OFNP LC/APC Uniboot / LC/APC Uniboot Std Polarity Opt IL 41m | PC | 1 | 1 | 1 | 1 | 94.86
61305673193 | F92RPUAUAONM042 | OS2 2f 2mm PC OFNP LC/APC Uniboot / LC/A | OS2 2f 2mm PC OFNP LC/APC Uniboot / LC/APC Uniboot Std Polarity Opt IL 42m | PC | 1 | 1 | 1 | 1 | 95.7
61305673194 | F92RPUAUAONM043 | OS2 2f 2mm PC OFNP LC/APC Uniboot / LC/A | OS2 2f 2mm PC OFNP LC/APC Uniboot / LC/APC Uniboot Std Polarity Opt IL 43m | PC | 1 | 1 | 1 | 1 | 96.54
61305673195 | F92RPUAUAONM044 | OS2 2f 2mm PC OFNP LC/APC Uniboot / LC/A | OS2 2f 2mm PC OFNP LC/APC Uniboot / LC/APC Uniboot Std Polarity Opt IL 44m | PC | 1 | 1 | 1 | 1 | 97.36
61305673196 | F92RPUAUAONM045 | OS2 2f 2mm PC OFNP LC/APC Uniboot / LC/A | OS2 2f 2mm PC OFNP LC/APC Uniboot / LC/APC Uniboot Std Polarity Opt IL 45m | PC | 1 | 1 | 1 | 1 | 98.18
61305673197 | F92RPUAUAONM046 | OS2 2f 2mm PC OFNP LC/APC Uniboot / LC/A | OS2 2f 2mm PC OFNP LC/APC Uniboot / LC/APC Uniboot Std Polarity Opt IL 46m | PC | 1 | 1 | 1 | 1 | 99
61305673198 | F92RPUAUAONM047 | OS2 2f 2mm PC OFNP LC/APC Uniboot / LC/A | OS2 2f 2mm PC OFNP LC/APC Uniboot / LC/APC Uniboot Std Polarity Opt IL 47m | PC | 1 | 1 | 1 | 1 | 99.84
61305673199 | F92RPUAUAONM048 | OS2 2f 2mm PC OFNP LC/APC Uniboot / LC/A | OS2 2f 2mm PC OFNP LC/APC Uniboot / LC/APC Uniboot Std Polarity Opt IL 48m | PC | 1 | 1 | 1 | 1 | 100.66
61305673200 | F92RPUAUAONM049 | OS2 2f 2mm PC OFNP LC/APC Uniboot / LC/A | OS2 2f 2mm PC OFNP LC/APC Uniboot / LC/APC Uniboot Std Polarity Opt IL 49m | PC | 1 | 1 | 1 | 1 | 101.48
61305673201 | F92RPUAUAONM050 | OS2 2f 2mm PC OFNP LC/APC Uniboot / LC/A | OS2 2f 2mm PC OFNP LC/APC Uniboot / LC/APC Uniboot Std Polarity Opt IL 50m | PC | 1 | 1 | 1 | 1 | 102.32
61305672950 | F92RPUAUAONM1.5 | OS2 2f 2mm PC OFNP LC/APC Uniboot / LC/A | OS2 2f 2mm PC OFNP LC/APC Uniboot / LC/APC Uniboot Std Polarity Opt IL 1.5m | PC | 1 | 10 | 1 | 1 | 62.24
61305672951 | F92RPUAUAONM2.5 | OS2 2f 2mm PC OFNP LC/APC Uniboot / LC/A | OS2 2f 2mm PC OFNP LC/APC Uniboot / LC/APC Uniboot Std Polarity Opt IL 2.5m | PC | 1 | 10 | 1 | 1 | 63.06
61305672993 | F92RPUAUAONM3.5 | OS2 2f 2mm PC OFNP LC/APC Uniboot / LC/A | OS2 2f 2mm PC OFNP LC/APC Uniboot / LC/APC Uniboot Std Polarity Opt IL 3.5m | PC | 1 | 10 | 1 | 1 | 63.88
61305672994 | F92RPUAUAONM4.5 | OS2 2f 2mm PC OFNP LC/APC Uniboot / LC/A | OS2 2f 2mm PC OFNP LC/APC Uniboot / LC/APC Uniboot Std Polarity Opt IL 4.5m | PC | 1 | 10 | 1 | 1 | 64.7
61305672995 | F92RPUAUAONM5.5 | OS2 2f 2mm PC OFNP LC/APC Uniboot / LC/A | OS2 2f 2mm PC OFNP LC/APC Uniboot / LC/APC Uniboot Std Polarity Opt IL 5.5m | PC | 1 | 10 | 1 | 1 | 65.54
61305673031 | F92RPUAUAONM6.5 | OS2 2f 2mm PC OFNP LC/APC Uniboot / LC/A | OS2 2f 2mm PC OFNP LC/APC Uniboot / LC/APC Uniboot Std Polarity Opt IL 6.5m | PC | 1 | 10 | 1 | 1 | 66.38
61305673032 | F92RPUAUAONM7.5 | OS2 2f 2mm PC OFNP LC/APC Uniboot / LC/A | OS2 2f 2mm PC OFNP LC/APC Uniboot / LC/APC Uniboot Std Polarity Opt IL 7.5m | PC | 1 | 10 | 1 | 1 | 67.18
61305673053 | F92RPUAUAONM8.5 | OS2 2f 2mm PC OFNP LC/APC Uniboot / LC/A | OS2 2f 2mm PC OFNP LC/APC Uniboot / LC/APC Uniboot Std Polarity Opt IL 8.5m | PC | 1 | 10 | 1 | 1 | 68.02
61305673054 | F92RPUAUAONM9.5 | OS2 2f 2mm PC OFNP LC/APC Uniboot / LC/A | OS2 2f 2mm PC OFNP LC/APC Uniboot / LC/APC Uniboot Std Polarity Opt IL 9.5m | PC | 1 | 10 | 1 | 1 | 68.84
61305672933 | F92RPUNUNONF001 | OS2 2f 2mm PC OFNP LC Uniboot /LC Uniboo | OS2 2f 2mm PC OFNP LC Uniboot /LC Uniboot Std Polarity Opt IL 1f | PC | 1 | 10 | 1 | 1 | 59.04
61305672934 | F92RPUNUNONF002 | OS2 2f 2mm PC OFNP LC Uniboot /LC Uniboo | OS2 2f 2mm PC OFNP LC Uniboot /LC Uniboot Std Polarity Opt IL 2f | PC | 1 | 10 | 1 | 1 | 59.26
61305672935 | F92RPUNUNONF003 | OS2 2f 2mm PC OFNP LC Uniboot /LC Uniboo | OS2 2f 2mm PC OFNP LC Uniboot /LC Uniboot Std Polarity Opt IL 3f | PC | 1 | 10 | 1 | 1 | 59.46
61305672936 | F92RPUNUNONF004 | OS2 2f 2mm PC OFNP LC Uniboot /LC Uniboo | OS2 2f 2mm PC OFNP LC Uniboot /LC Uniboot Std Polarity Opt IL 4f | PC | 1 | 10 | 1 | 1 | 59.7
61305672937 | F92RPUNUNONF005 | OS2 2f 2mm PC OFNP LC Uniboot /LC Uniboo | OS2 2f 2mm PC OFNP LC Uniboot /LC Uniboot Std Polarity Opt IL 5f | PC | 1 | 10 | 1 | 1 | 59.9
61305672938 | F92RPUNUNONF006 | OS2 2f 2mm PC OFNP LC Uniboot /LC Uniboo | OS2 2f 2mm PC OFNP LC Uniboot /LC Uniboot Std Polarity Opt IL 6f | PC | 1 | 10 | 1 | 1 | 60.14
61305672939 | F92RPUNUNONF007 | OS2 2f 2mm PC OFNP LC Uniboot /LC Uniboo | OS2 2f 2mm PC OFNP LC Uniboot /LC Uniboot Std Polarity Opt IL 7f | PC | 1 | 10 | 1 | 1 | 60.34
61305672940 | F92RPUNUNONF008 | OS2 2f 2mm PC OFNP LC Uniboot /LC Uniboo | OS2 2f 2mm PC OFNP LC Uniboot /LC Uniboot Std Polarity Opt IL 8f | PC | 1 | 10 | 1 | 1 | 60.56
61305672941 | F92RPUNUNONF009 | OS2 2f 2mm PC OFNP LC Uniboot /LC Uniboo | OS2 2f 2mm PC OFNP LC Uniboot /LC Uniboot Std Polarity Opt IL 9f | PC | 1 | 10 | 1 | 1 | 60.78
61305672942 | F92RPUNUNONF010 | OS2 2f 2mm PC OFNP LC Uniboot /LC Uniboo | OS2 2f 2mm PC OFNP LC Uniboot /LC Uniboot Std Polarity Opt IL 10f | PC | 1 | 10 | 1 | 1 | 60.98
61305672977 | F92RPUNUNONF011 | OS2 2f 2mm PC OFNP LC Uniboot /LC Uniboo | OS2 2f 2mm PC OFNP LC Uniboot /LC Uniboot Std Polarity Opt IL 11f | PC | 1 | 1 | 1 | 1 | 61.22
61305672978 | F92RPUNUNONF012 | OS2 2f 2mm PC OFNP LC Uniboot /LC Uniboo | OS2 2f 2mm PC OFNP LC Uniboot /LC Uniboot Std Polarity Opt IL 12f | PC | 1 | 1 | 1 | 1 | 61.42
61305672979 | F92RPUNUNONF013 | OS2 2f 2mm PC OFNP LC Uniboot /LC Uniboo | OS2 2f 2mm PC OFNP LC Uniboot /LC Uniboot Std Polarity Opt IL 13f | PC | 1 | 1 | 1 | 1 | 61.66
61305672980 | F92RPUNUNONF014 | OS2 2f 2mm PC OFNP LC Uniboot /LC Uniboo | OS2 2f 2mm PC OFNP LC Uniboot /LC Uniboot Std Polarity Opt IL 14f | PC | 1 | 1 | 1 | 1 | 61.86
61305672981 | F92RPUNUNONF015 | OS2 2f 2mm PC OFNP LC Uniboot /LC Uniboo | OS2 2f 2mm PC OFNP LC Uniboot /LC Uniboot Std Polarity Opt IL 15f | PC | 1 | 1 | 1 | 1 | 62.08
61305672982 | F92RPUNUNONF016 | OS2 2f 2mm PC OFNP LC Uniboot /LC Uniboo | OS2 2f 2mm PC OFNP LC Uniboot /LC Uniboot Std Polarity Opt IL 16f | PC | 1 | 1 | 1 | 1 | 62.3
61305672983 | F92RPUNUNONF017 | OS2 2f 2mm PC OFNP LC Uniboot /LC Uniboo | OS2 2f 2mm PC OFNP LC Uniboot /LC Uniboot Std Polarity Opt IL 17f | PC | 1 | 1 | 1 | 1 | 62.52
61305672984 | F92RPUNUNONF018 | OS2 2f 2mm PC OFNP LC Uniboot /LC Uniboo | OS2 2f 2mm PC OFNP LC Uniboot /LC Uniboot Std Polarity Opt IL 18f | PC | 1 | 1 | 1 | 1 | 62.74
61305672985 | F92RPUNUNONF019 | OS2 2f 2mm PC OFNP LC Uniboot /LC Uniboo | OS2 2f 2mm PC OFNP LC Uniboot /LC Uniboot Std Polarity Opt IL 19f | PC | 1 | 1 | 1 | 1 | 62.96
61305672986 | F92RPUNUNONF020 | OS2 2f 2mm PC OFNP LC Uniboot /LC Uniboo | OS2 2f 2mm PC OFNP LC Uniboot /LC Uniboot Std Polarity Opt IL 20f | PC | 1 | 1 | 1 | 1 | 63.16
61305673019 | F92RPUNUNONF021 | OS2 2f 2mm PC OFNP LC Uniboot /LC Uniboo | OS2 2f 2mm PC OFNP LC Uniboot /LC Uniboot Std Polarity Opt IL 21f | PC | 1 | 1 | 1 | 1 | 63.4
61305673020 | F92RPUNUNONF022 | OS2 2f 2mm PC OFNP LC Uniboot /LC Uniboo | OS2 2f 2mm PC OFNP LC Uniboot /LC Uniboot Std Polarity Opt IL 22f | PC | 1 | 1 | 1 | 1 | 63.6
61305673021 | F92RPUNUNONF023 | OS2 2f 2mm PC OFNP LC Uniboot /LC Uniboo | OS2 2f 2mm PC OFNP LC Uniboot /LC Uniboot Std Polarity Opt IL 23f | PC | 1 | 1 | 1 | 1 | 63.84
61305673022 | F92RPUNUNONF024 | OS2 2f 2mm PC OFNP LC Uniboot /LC Uniboo | OS2 2f 2mm PC OFNP LC Uniboot /LC Uniboot Std Polarity Opt IL 24f | PC | 1 | 1 | 1 | 1 | 64.04
61305673023 | F92RPUNUNONF025 | OS2 2f 2mm PC OFNP LC Uniboot /LC Uniboo | OS2 2f 2mm PC OFNP LC Uniboot /LC Uniboot Std Polarity Opt IL 25f | PC | 1 | 1 | 1 | 1 | 64.28
61305672927 | F92RPUNUNONM0.5 | OS2 2f 2mm PC OFNP LC Uniboot /LC Uniboo | OS2 2f 2mm PC OFNP LC Uniboot /LC Uniboot Std Polarity Opt IL 0.5m | PC | 1 | 10 | 1 | 1 | 59.22
61305672930 | F92RPUNUNONM001 | OS2 2f 2mm PC OFNP LC Uniboot /LC Uniboo | OS2 2f 2mm PC OFNP LC Uniboot /LC Uniboot Std Polarity Opt IL 1m | PC | 1 | 10 | 1 | 1 | 59.64
61305672931 | F92RPUNUNONM002 | OS2 2f 2mm PC OFNP LC Uniboot /LC Uniboo | OS2 2f 2mm PC OFNP LC Uniboot /LC Uniboot Std Polarity Opt IL 2m | PC | 1 | 10 | 1 | 1 | 60.46
61305672932 | F92RPUNUNONM003 | OS2 2f 2mm PC OFNP LC Uniboot /LC Uniboo | OS2 2f 2mm PC OFNP LC Uniboot /LC Uniboot Std Polarity Opt IL 3m | PC | 1 | 10 | 1 | 1 | 61.3
61305672974 | F92RPUNUNONM004 | OS2 2f 2mm PC OFNP LC Uniboot /LC Uniboo | OS2 2f 2mm PC OFNP LC Uniboot /LC Uniboot Std Polarity Opt IL 4m | PC | 1 | 10 | 1 | 1 | 62.12
61305672975 | F92RPUNUNONM005 | OS2 2f 2mm PC OFNP LC Uniboot /LC Uniboo | OS2 2f 2mm PC OFNP LC Uniboot /LC Uniboot Std Polarity Opt IL 5m | PC | 1 | 10 | 1 | 1 | 62.94
61305672976 | F92RPUNUNONM006 | OS2 2f 2mm PC OFNP LC Uniboot /LC Uniboo | OS2 2f 2mm PC OFNP LC Uniboot /LC Uniboot Std Polarity Opt IL 6m | PC | 1 | 10 | 1 | 1 | 63.78
61305673017 | F92RPUNUNONM007 | OS2 2f 2mm PC OFNP LC Uniboot /LC Uniboo | OS2 2f 2mm PC OFNP LC Uniboot /LC Uniboot Std Polarity Opt IL 7m | PC | 1 | 10 | 1 | 1 | 64.6
61305673018 | F92RPUNUNONM008 | OS2 2f 2mm PC OFNP LC Uniboot /LC Uniboo | OS2 2f 2mm PC OFNP LC Uniboot /LC Uniboot Std Polarity Opt IL 8m | PC | 1 | 10 | 1 | 1 | 65.42
61305673043 | F92RPUNUNONM009 | OS2 2f 2mm PC OFNP LC Uniboot /LC Uniboo | OS2 2f 2mm PC OFNP LC Uniboot /LC Uniboot Std Polarity Opt IL 9m | PC | 1 | 10 | 1 | 1 | 66.24
61305673044 | F92RPUNUNONM010 | OS2 2f 2mm PC OFNP LC Uniboot /LC Uniboo | OS2 2f 2mm PC OFNP LC Uniboot /LC Uniboot Std Polarity Opt IL 10m | PC | 1 | 10 | 1 | 1 | 67.08
61305673045 | F92RPUNUNONM011 | OS2 2f 2mm PC OFNP LC Uniboot /LC Uniboo | OS2 2f 2mm PC OFNP LC Uniboot /LC Uniboot Std Polarity Opt IL 11m | PC | 1 | 1 | 1 | 1 | 67.92
61305673046 | F92RPUNUNONM012 | OS2 2f 2mm PC OFNP LC Uniboot /LC Uniboo | OS2 2f 2mm PC OFNP LC Uniboot /LC Uniboot Std Polarity Opt IL 12m | PC | 1 | 1 | 1 | 1 | 68.72
61305673065 | F92RPUNUNONM013 | OS2 2f 2mm PC OFNP LC Uniboot /LC Uniboo | OS2 2f 2mm PC OFNP LC Uniboot /LC Uniboot Std Polarity Opt IL 13m | PC | 1 | 1 | 1 | 1 | 69.56
61305673066 | F92RPUNUNONM014 | OS2 2f 2mm PC OFNP LC Uniboot /LC Uniboo | OS2 2f 2mm PC OFNP LC Uniboot /LC Uniboot Std Polarity Opt IL 14m | PC | 1 | 1 | 1 | 1 | 70.38
61305673067 | F92RPUNUNONM015 | OS2 2f 2mm PC OFNP LC Uniboot /LC Uniboo | OS2 2f 2mm PC OFNP LC Uniboot /LC Uniboot Std Polarity Opt IL 15m | PC | 1 | 1 | 1 | 1 | 71.22
61305673068 | F92RPUNUNONM016 | OS2 2f 2mm PC OFNP LC Uniboot /LC Uniboo | OS2 2f 2mm PC OFNP LC Uniboot /LC Uniboot Std Polarity Opt IL 16m | PC | 1 | 1 | 1 | 1 | 72.04
61305673069 | F92RPUNUNONM017 | OS2 2f 2mm PC OFNP LC Uniboot /LC Uniboo | OS2 2f 2mm PC OFNP LC Uniboot /LC Uniboot Std Polarity Opt IL 17m | PC | 1 | 1 | 1 | 1 | 72.86
61305673070 | F92RPUNUNONM018 | OS2 2f 2mm PC OFNP LC Uniboot /LC Uniboo | OS2 2f 2mm PC OFNP LC Uniboot /LC Uniboot Std Polarity Opt IL 18m | PC | 1 | 1 | 1 | 1 | 73.7
61305673071 | F92RPUNUNONM019 | OS2 2f 2mm PC OFNP LC Uniboot /LC Uniboo | OS2 2f 2mm PC OFNP LC Uniboot /LC Uniboot Std Polarity Opt IL 19m | PC | 1 | 1 | 1 | 1 | 74.52
61305673072 | F92RPUNUNONM020 | OS2 2f 2mm PC OFNP LC Uniboot /LC Uniboo | OS2 2f 2mm PC OFNP LC Uniboot /LC Uniboot Std Polarity Opt IL 20m | PC | 1 | 1 | 1 | 1 | 75.34
61305673097 | F92RPUNUNONM021 | OS2 2f 2mm PC OFNP LC Uniboot /LC Uniboo | OS2 2f 2mm PC OFNP LC Uniboot /LC Uniboot Std Polarity Opt IL 21m | PC | 1 | 1 | 1 | 1 | 76.16
61305673098 | F92RPUNUNONM022 | OS2 2f 2mm PC OFNP LC Uniboot /LC Uniboo | OS2 2f 2mm PC OFNP LC Uniboot /LC Uniboot Std Polarity Opt IL 22m | PC | 1 | 1 | 1 | 1 | 77
61305673099 | F92RPUNUNONM023 | OS2 2f 2mm PC OFNP LC Uniboot /LC Uniboo | OS2 2f 2mm PC OFNP LC Uniboot /LC Uniboot Std Polarity Opt IL 23m | PC | 1 | 1 | 1 | 1 | 77.82
61305673100 | F92RPUNUNONM024 | OS2 2f 2mm PC OFNP LC Uniboot /LC Uniboo | OS2 2f 2mm PC OFNP LC Uniboot /LC Uniboot Std Polarity Opt IL 24m | PC | 1 | 1 | 1 | 1 | 78.64
61305673101 | F92RPUNUNONM025 | OS2 2f 2mm PC OFNP LC Uniboot /LC Uniboo | OS2 2f 2mm PC OFNP LC Uniboot /LC Uniboot Std Polarity Opt IL 25m | PC | 1 | 1 | 1 | 1 | 79.48
61305673102 | F92RPUNUNONM026 | OS2 2f 2mm PC OFNP LC Uniboot /LC Uniboo | OS2 2f 2mm PC OFNP LC Uniboot /LC Uniboot Std Polarity Opt IL 26m | PC | 1 | 1 | 1 | 1 | 80.3
61305673103 | F92RPUNUNONM027 | OS2 2f 2mm PC OFNP LC Uniboot /LC Uniboo | OS2 2f 2mm PC OFNP LC Uniboot /LC Uniboot Std Polarity Opt IL 27m | PC | 1 | 1 | 1 | 1 | 81.12
61305673104 | F92RPUNUNONM028 | OS2 2f 2mm PC OFNP LC Uniboot /LC Uniboo | OS2 2f 2mm PC OFNP LC Uniboot /LC Uniboot Std Polarity Opt IL 28m | PC | 1 | 1 | 1 | 1 | 81.96
61305673105 | F92RPUNUNONM029 | OS2 2f 2mm PC OFNP LC Uniboot /LC Uniboo | OS2 2f 2mm PC OFNP LC Uniboot /LC Uniboot Std Polarity Opt IL 29m | PC | 1 | 1 | 1 | 1 | 82.78
61305673106 | F92RPUNUNONM030 | OS2 2f 2mm PC OFNP LC Uniboot /LC Uniboo | OS2 2f 2mm PC OFNP LC Uniboot /LC Uniboot Std Polarity Opt IL 30m | PC | 1 | 1 | 1 | 1 | 83.62
61305673107 | F92RPUNUNONM031 | OS2 2f 2mm PC OFNP LC Uniboot /LC Uniboo | OS2 2f 2mm PC OFNP LC Uniboot /LC Uniboot Std Polarity Opt IL 31m | PC | 1 | 1 | 1 | 1 | 84.42
61305673108 | F92RPUNUNONM032 | OS2 2f 2mm PC OFNP LC Uniboot /LC Uniboo | OS2 2f 2mm PC OFNP LC Uniboot /LC Uniboot Std Polarity Opt IL 32m | PC | 1 | 1 | 1 | 1 | 85.26
61305673109 | F92RPUNUNONM033 | OS2 2f 2mm PC OFNP LC Uniboot /LC Uniboo | OS2 2f 2mm PC OFNP LC Uniboot /LC Uniboot Std Polarity Opt IL 33m | PC | 1 | 1 | 1 | 1 | 86.1
61305673110 | F92RPUNUNONM034 | OS2 2f 2mm PC OFNP LC Uniboot /LC Uniboo | OS2 2f 2mm PC OFNP LC Uniboot /LC Uniboot Std Polarity Opt IL 34m | PC | 1 | 1 | 1 | 1 | 86.9
61305673112 | F92RPUNUNONM035 | OS2 2f 2mm PC OFNP LC Uniboot /LC Uniboo | OS2 2f 2mm PC OFNP LC Uniboot /LC Uniboot Std Polarity Opt IL 35m | PC | 1 | 1 | 1 | 1 | 87.74
61305673157 | F92RPUNUNONM036 | OS2 2f 2mm PC OFNP LC Uniboot /LC Uniboo | OS2 2f 2mm PC OFNP LC Uniboot /LC Uniboot Std Polarity Opt IL 36m | PC | 1 | 1 | 1 | 1 | 88.56
61305673158 | F92RPUNUNONM037 | OS2 2f 2mm PC OFNP LC Uniboot /LC Uniboo | OS2 2f 2mm PC OFNP LC Uniboot /LC Uniboot Std Polarity Opt IL 37m | PC | 1 | 1 | 1 | 1 | 89.4
61305673159 | F92RPUNUNONM038 | OS2 2f 2mm PC OFNP LC Uniboot /LC Uniboo | OS2 2f 2mm PC OFNP LC Uniboot /LC Uniboot Std Polarity Opt IL 38m | PC | 1 | 1 | 1 | 1 | 90.2
61305673160 | F92RPUNUNONM039 | OS2 2f 2mm PC OFNP LC Uniboot /LC Uniboo | OS2 2f 2mm PC OFNP LC Uniboot /LC Uniboot Std Polarity Opt IL 39m | PC | 1 | 1 | 1 | 1 | 91.04
61305673161 | F92RPUNUNONM040 | OS2 2f 2mm PC OFNP LC Uniboot /LC Uniboo | OS2 2f 2mm PC OFNP LC Uniboot /LC Uniboot Std Polarity Opt IL 40m | PC | 1 | 1 | 1 | 1 | 91.88
61305673162 | F92RPUNUNONM041 | OS2 2f 2mm PC OFNP LC Uniboot /LC Uniboo | OS2 2f 2mm PC OFNP LC Uniboot /LC Uniboot Std Polarity Opt IL 41m | PC | 1 | 1 | 1 | 1 | 92.7
61305673163 | F92RPUNUNONM042 | OS2 2f 2mm PC OFNP LC Uniboot /LC Uniboo | OS2 2f 2mm PC OFNP LC Uniboot /LC Uniboot Std Polarity Opt IL 42m | PC | 1 | 1 | 1 | 1 | 93.52
61305673164 | F92RPUNUNONM043 | OS2 2f 2mm PC OFNP LC Uniboot /LC Uniboo | OS2 2f 2mm PC OFNP LC Uniboot /LC Uniboot Std Polarity Opt IL 43m | PC | 1 | 1 | 1 | 1 | 94.34
61305673165 | F92RPUNUNONM044 | OS2 2f 2mm PC OFNP LC Uniboot /LC Uniboo | OS2 2f 2mm PC OFNP LC Uniboot /LC Uniboot Std Polarity Opt IL 44m | PC | 1 | 1 | 1 | 1 | 95.18
61305673166 | F92RPUNUNONM045 | OS2 2f 2mm PC OFNP LC Uniboot /LC Uniboo | OS2 2f 2mm PC OFNP LC Uniboot /LC Uniboot Std Polarity Opt IL 45m | PC | 1 | 1 | 1 | 1 | 96.02
61305673167 | F92RPUNUNONM046 | OS2 2f 2mm PC OFNP LC Uniboot /LC Uniboo | OS2 2f 2mm PC OFNP LC Uniboot /LC Uniboot Std Polarity Opt IL 46m | PC | 1 | 1 | 1 | 1 | 96.82
61305673168 | F92RPUNUNONM047 | OS2 2f 2mm PC OFNP LC Uniboot /LC Uniboo | OS2 2f 2mm PC OFNP LC Uniboot /LC Uniboot Std Polarity Opt IL 47m | PC | 1 | 1 | 1 | 1 | 97.66
61305673169 | F92RPUNUNONM048 | OS2 2f 2mm PC OFNP LC Uniboot /LC Uniboo | OS2 2f 2mm PC OFNP LC Uniboot /LC Uniboot Std Polarity Opt IL 48m | PC | 1 | 1 | 1 | 1 | 98.48
61305673170 | F92RPUNUNONM049 | OS2 2f 2mm PC OFNP LC Uniboot /LC Uniboo | OS2 2f 2mm PC OFNP LC Uniboot /LC Uniboot Std Polarity Opt IL 49m | PC | 1 | 1 | 1 | 1 | 99.3
61305673171 | F92RPUNUNONM050 | OS2 2f 2mm PC OFNP LC Uniboot /LC Uniboo | OS2 2f 2mm PC OFNP LC Uniboot /LC Uniboot Std Polarity Opt IL 50m | PC | 1 | 1 | 1 | 1 | 100.14
61305672928 | F92RPUNUNONM1.5 | OS2 2f 2mm PC OFNP LC Uniboot /LC Uniboo | OS2 2f 2mm PC OFNP LC Uniboot /LC Uniboot Std Polarity Opt IL 1.5m | PC | 1 | 10 | 1 | 1 | 60.04
61305672929 | F92RPUNUNONM2.5 | OS2 2f 2mm PC OFNP LC Uniboot /LC Uniboo | OS2 2f 2mm PC OFNP LC Uniboot /LC Uniboot Std Polarity Opt IL 2.5m | PC | 1 | 10 | 1 | 1 | 60.88
61305672967 | F92RPUNUNONM3.5 | OS2 2f 2mm PC OFNP LC Uniboot /LC Uniboo | OS2 2f 2mm PC OFNP LC Uniboot /LC Uniboot Std Polarity Opt IL 3.5m | PC | 1 | 10 | 1 | 1 | 61.72
61305672972 | F92RPUNUNONM4.5 | OS2 2f 2mm PC OFNP LC Uniboot /LC Uniboo | OS2 2f 2mm PC OFNP LC Uniboot /LC Uniboot Std Polarity Opt IL 4.5m | PC | 1 | 10 | 1 | 1 | 62.52
61305672973 | F92RPUNUNONM5.5 | OS2 2f 2mm PC OFNP LC Uniboot /LC Uniboo | OS2 2f 2mm PC OFNP LC Uniboot /LC Uniboot Std Polarity Opt IL 5.5m | PC | 1 | 10 | 1 | 1 | 63.36
61305673015 | F92RPUNUNONM6.5 | OS2 2f 2mm PC OFNP LC Uniboot /LC Uniboo | OS2 2f 2mm PC OFNP LC Uniboot /LC Uniboot Std Polarity Opt IL 6.5m | PC | 1 | 10 | 1 | 1 | 64.18
61305673016 | F92RPUNUNONM7.5 | OS2 2f 2mm PC OFNP LC Uniboot /LC Uniboo | OS2 2f 2mm PC OFNP LC Uniboot /LC Uniboot Std Polarity Opt IL 7.5m | PC | 1 | 10 | 1 | 1 | 65.02
61305673041 | F92RPUNUNONM8.5 | OS2 2f 2mm PC OFNP LC Uniboot /LC Uniboo | OS2 2f 2mm PC OFNP LC Uniboot /LC Uniboot Std Polarity Opt IL 8.5m | PC | 1 | 10 | 1 | 1 | 65.84
61305673042 | F92RPUNUNONM9.5 | OS2 2f 2mm PC OFNP LC Uniboot /LC Uniboo | OS2 2f 2mm PC OFNP LC Uniboot /LC Uniboot Std Polarity Opt IL 9.5m | PC | 1 | 10 | 1 | 1 | 66.66
07498304397 | F9B2-NM1Y | PC ST To Buffered Simpl Pigtail | ST to pigtail singlemode simplex pigtail, 900µm buffered fiber (one ST connector on one end and open on the other end) – 9/125µm. | PC | 1 | 1 | 1 | 1 | 11.62
07498385031 | F9TYL5555AAM040 | 12-Fiber OS2 HD Flex Indoor Small Diamet | 12-Fiber OS2 HD Flex Indoor Small Diameter Trunk LSZH MPO Female To MPO Female, Method A, Standard IL , Pulling Eye - 40 Meters | PC | 1 | 1 | 1 | 1 | 867.2
07498385136 | F9TYL5555AAM050 | 12-Fiber,OS2,HDFlex,InSMDiaTrnk,50M | 12-Fiber OS2 HD Flex Indoor Small Diameter Trunk LSZH MPO Female To MPO Female, Method A, Standard IL , Pulling Eye - 50 Meters | PC | 1 | 1 | 1 | 1 | 915.36
07498385325 | F9TYL5555AAM060 | 12-Fiber OS2 HD Flex Indoor Small Diamet | 12-Fiber OS2 HD Flex Indoor Small Diameter Trunk LSZH MPO Female To MPO Female, Method A, Standard IL , Pulling Eye - 60 Meters | PC | 1 | 1 | 1 | 1 | 963.52
07498384640 | F9TYL5555ANM010 | 12-Fiber,OS2,HDFlex,InSMDiaTrnk,10M | 12-Fiber OS2 HD Flex Indoor Small Diameter Trunk LSZH MPO Female To MPO Female, Method A, Standard IL , No Pulling Eye - 10 Meters | PC | 1 | 1 | 1 | 1 | 722.76
07498384865 | F9TYL5555ANM030 | 12-Fiber OS2 HD Flex Indoor Small Diamet | 12-Fiber OS2 HD Flex Indoor Small Diameter Trunk LSZH MPO Female To MPO Female, Method A, Standard IL , No Pulling Eye - 30 Meters | PC | 1 | 1 | 1 | 1 | 819.04
61305673273 | FADSCZBL-L | SC Dupl Fiber Optic Adapter BL (Zirc) |  | PC | 1 | 50 | 50 | 1 | 27.89
61305673271 | FADSLCZRD-L | LC Duplex Fiber Optic Adapter RD (Zirc) |  | PC | 1 | 50 | 50 | 1 | 27.89
61305673272 | FADSLCZYL-L | LC Duplex Fiber Optic Adapter YL (Zirc) |  | PC | 1 | 50 | 50 | 1 | 27.89
07498312349 | FAP0047WBLMTP | MPO/ MTP FAP Loaded with 8 MPO/ MTP F O | MPO/MTP* FAP loaded with eight MPO/MTP* fiber optic adapters; silkscreened for horizontal orientation of 12-fiber MPO or MTP* connectors. | PC | 1 | 5 | 1 | 1 | 474.6
07498306381 | FAP12WAQDLC | FAPW/12LC10GbE,DPLX,MM,Adptrs,AQPhos,EA | LC 10Gig™ OM3/OM4 FAP loaded with twelve LC 10Gig™ Duplex Multimode Fiber Optic Adapters (Aqua) with phosphor bronze split sleeves. | PC | 1 | 1 | 1 | 1 | 230.39
61305673392 | FAP2WBLDSCZ | FAP W/2 SC Duplex MM Adapters BL (Zirc) |  | PC | 1 | 5 | 1 | 1 | 67.41
61305673393 | FAP2WEIDSCZ | FAP W/2 SC Duplex MM Adapters EI (Zirc) |  | PC | 1 | 5 | 1 | 1 | 67.41
07498343955 | FAP3HWBUDSC | FAP (Horiz) w/3 SC Dupl mm Adapters (BU) | SC FAP (horizontal) loaded with 3 SC duplex multimode fiber optic adapters (Blue) with phosphor bronze split sleeves. | PC | 1 | 1 | 1 | 1 | 78.6
61305673394 | FAP3WBLDSCZ | FAP w/3 SC Duplex MM Adapters (BL) Zirco |  | PC | 1 | 5 | 1 | 1 | 98.2
61305673395 | FAP3WBLDSCZA | FAP Angled W/3 SC Duplex MM Adapters (BL |  | PC | 1 | 5 | 1 | 1 | 98.2
61305673396 | FAP4WBLDSCZ | FAP W/4 SC Duplex MM Adapters BL (Zirc) |  | PC | 1 | 5 | 1 | 1 | 130.91
07498337808 | FAP6DSCBL | Unloaded FAP Accepts 6 SC Dupl Adapters | Unloaded panel accepts 6 SC duplex fiber optic adapters. | PC | 1 | 5 | 1 | 1 | 29.86
07498337656 | FAP6WAQDLC | FAPW/6LC10GbE,DPLX,MM,Adptrs,AQPhos,EA | LC 10Gig™ OM3/OM4 FAP loaded with six LC 10Gig™ Duplex Multimode Fiber Optic Adapters (Aqua) with phosphor bronze split sleeves. | PC | 1 | 10 | 10 | 1 | 117.6
61305673398 | FAP6WBLDSCZ | FAP W/6 SC Duplex MM Adapters BL (Zirc) |  | PC | 1 | 5 | 1 | 1 | 196.33
61305673400 | FAP6WBLSCZ | FAP W/6 SC Simplex MM Adapters BL (Zirc) |  | PC | 1 | 5 | 1 | 1 | 98.2
07498332807 | FAP6WBUDLCZA | FAP, 6 Duplex LC (BU) Ceramic Zirconia S | FAP, 6 Duplex LC (BU) Ceramic Zirconia Split Sleeve, Angled Faceplate | PC | 1 | 5 | 1 | 1 | 196.6
07498388973 | FAPH6E2KPLATE | Opticom Fiber Adapter Plate for Duplex E | Opticom Fiber Adapter Plate for Duplex E2K, 6 port | PC | 1 | 5 | 1 | 1 | 54.24
61305673312 | FASSCZBL-L | SC Simplex Multimode Fiber Optic Adapter |  | PC | 1 | 50 | 50 | 1 | 22.89
07498370861 | FBFSPM | Fiber Buffered Stripper | Fiber buffer stripper (available separately,not included in FJKITG or FJKITG-RFB). | PC | 1 | 10 | 1 | 1 | 153.94
61305679980 | FC-ICC/P3MWH | Indoor Connector Cord w/ Loose 6A UTP Pl | The Category 6A UTP FieldCord easily connects network devices, especially those with limited space for cords or RJ45 plugs, to network cabling. The FieldCord assembly combines a compact RJ45 plug, a 3.0 meter length of Category 6A UTP Plenum-rated 23AWG | PC | 1 | 10 | 10 | 1 | 43.48
61305679976 | FC-ICCP0.5MWH | Indoor Connector Cord, 6A UTP Plenum RJ4 | The Category 6A UTP FieldCord easily connects network devices, especially those with limited space for cords or RJ45 plugs, to network cabling. The FieldCord assembly combines a compact RJ45 plug, a 0.5 meter length of Category 6A UTP Plenum-rated 23AWG | PC | 1 | 10 | 10 | 1 | 35.88
61305679977 | FC-ICCP1MWH | Indoor Connector Cord, 6A UTP Plenum RJ4 | The Category 6A UTP FieldCord easily connects network devices, especially those with limited space for cords or RJ45 plugs, to network cabling. The FieldCord assembly combines a compact RJ45 plug, a 1.0 meter length of Category 6A UTP Plenum-rated 23AWG | PC | 1 | 10 | 10 | 1 | 38.48
07498395169 | FC26N-12-03AF | OM1,12-Fiber,SC,DPLXAdptr,EA | OM1 12-fiber cassette, SC duplex adapter, standard loss, (color and split sleeve dictated by fiber type), Modified Method A (flipped-pairs) | PC | 1 | 1 | 1 | 1 | 467.72
07498395162 | FC26N-12-03AS | OM1,12-Fiber,SC,DPLXAdptr,EA | OM1 12-fiber cassette, SC duplex adapter, standard loss, (color and split sleeve dictated by fiber type), Standard Method A | PC | 1 | 1 | 1 | 1 | 467.72
07498334432 | FCE1 | RackMountFiberEncl,4QN/FAP/FMP,1RU,EA | Holds up to four QuickNet™ cassettes, FAP or FMP adapter panels. Dimensions: 1.74"H x 19"W x 18"D (44.4mm x 483mm x 457.8mm) | PC | 1 | 1 | 1 | 1 | 384.44
07498328168 | FCE1UDS | Standard Color Polycarb D oors for FCE1U | Standard Color Polycarb D oors for FCE1U/ FCE1UA | PC | 1 | 1 | 1 | 1 | 59.86
07498377032 | FCE4 | RackMountFiberEncl,12QN/FAP/FMP,4RU,EA | Holds up to twelve QuickNet™ cassettes, FAP or FMP adapter panels.Dimensions: 6.62"H x 17"W x 16.40"D (168mm x 432mm x 417mm) | PC | 1 | 1 | 1 | 1 | 620.08
07498364490 | FCVR | Fiber Cleaner | Fiber cleaver. | PC | 1 | 10 | 1 | 1 | 274.52
61305681613 | FFDPBF012F | OS2 12 Fiber Indoor Distribution Cable, | OS2 (G.657.A2) 12-Fiber Indoor Distribution Cable, OFNP, Ribbon Yellow | MF | 1000 | 3280 | 1 | 1 | 6542.44
61305681614 | FFDPBF024F | OS2 24 Fiber Indoor Distribution Cable, | OS2 (G.657.A2) 24-Fiber Indoor Distribution Cable, OFNP, Ribbon Yellow | MF | 1000 | 3280 | 1 | 1 | 7324.06
61305681615 | FFDPBF048F | OS2 48 Fiber Indoor Distribution Cable, | OS2 (G.657.A2) 48-Fiber Indoor Distribution Cable, OFNP, Ribbon Yellow | MF | 1000 | 3280 | 1 | 1 | 8829.42
61305681616 | FFDPBF072F | OS2 72 Fiber Indoor Distribution Cable, | OS2 (G.657.A2) 72-Fiber Indoor Distribution Cable, OFNP, Ribbon Yellow | MF | 1000 | 3280 | 1 | 1 | 10363.66
61305681617 | FFDPBF096F | OS2 96 Fiber Indoor Distribution Cable, | OS2 (G.657.A2) 96-Fiber Indoor Distribution Cable, OFNP, Ribbon Yellow | MF | 1000 | 3280 | 1 | 1 | 12447.96
61305681618 | FFDPZF012F | OM4 12 Fiber Indoor Distribution Cable, | 50μm OM4 12-Fiber Indoor Distribution Cable, OFNP, Ribbon Aqua | MF | 1000 | 3280 | 1 | 1 | 10450.54
61305681619 | FFDPZF024F | OM4 24 Fiber Indoor Distribution Cable, | 50μm OM4 24-Fiber Indoor Distribution Cable, OFNP, Ribbon Aqua | MF | 1000 | 3280 | 1 | 1 | 15198.14
61305681620 | FFDPZF048F | OM4 48 Fiber Indoor Distribution Cable, | 50μm OM4 48-Fiber Indoor Distribution Cable, OFNP, Ribbon Aqua | MF | 1000 | 3280 | 1 | 1 | 24490.66
61305681621 | FFDPZF072F | OM4 72 Fiber Indoor Distribution Cable, | 50μm OM4 72-Fiber Indoor Distribution Cable, OFNP, Ribbon Aqua | MF | 1000 | 3280 | 1 | 1 | 33899.1
61305681622 | FFDPZF096F | OM4 96 Fiber Indoor Distribution Cable, | 50μm OM4 96-Fiber Indoor Distribution Cable, OFNP, Ribbon Aqua | MF | 1000 | 3280 | 1 | 1 | 43886.38
61305617397 | FHCXO-24F-10BN | OM3HDFlex™,12-PrtDpxLC-24MPO,MtdB,EA | OM3 HD Flex™ Cassette, 12-Port Duplex LC to (1) 24-fiber MPO, Optimized Loss, Method B | PC | 1 | 1 | 1 | 1 | 1243.72
61305617400 | FHCZO-24F-10BN | OM4HDFlex™,12PrtDpxLC-24,OpLss,MtdB,EA | OM4 HD Flex™ Cassette, 12-Port Duplex LC to (1) 24-fiber MPO, Optimized Loss, Method B | PC | 1 | 1 | 1 | 1 | 1504.64
07498391149 | FHDEC2X2OR | FR,Fitting,EndCap,2"x2",OR,EA | Used for closing off open ends of the hinged channel or fittings. No coupler required. Push-on installation, Orange. | PC | 1 | 1 | 1 | 1 | 21.68
07498344321 | FHSCT | HeatShriNK,CuringTool110VAC/60Hz,EA | Heat shrink curing tool (110VAC, 60Hz) required for 1.6mm/2.0mm jacketed cable termination (included in FIELDKIT and FCAMKITUPG). | PC | 1 | 1 | 1 | 1 | 610.88
07498345521 | FHSCT-W | HeatShriNK,CuringTool230VAC/50Hz,EA | Heat shrink curing tool (230VAC, 50Hz) required for 1.6mm/2.0mm jacketed cable termination (included in FIELDKIT-G and FCAMKITUPG-G). | PC | 1 | 1 | 1 | 1 | 610.88
07498374526 | FJQADH | Adhesive | Cyanoacrylate Adhesive | PC | 1 | 10 | 1 | 1 | 18.2
07498312680 | FLCBT2AQ-X | 10Gig LC Cable Retention Boot, Field Pol | LC 10Gig™ OM3/OM4 Field Polish Boot for 1.6/2.0mm jacketed cable. | PC | 1 | 100 | 10 | 1 | .4
07498312681 | FLCBT3AQ-X | 10Gig LC Cable Retention Boot, Field Pol | LC 10Gig™ OM3/OM4 Field Polish Boot for 3.0mm jacketed cable. | PC | 1 | 100 | 10 | 1 | .4
07498312679 | FLCBT900AQ-X | 10Gig LC Cable Retention Boot, Field Pol | LC 10Gig™ OM3/OM4 Field Polish Boot for 900µm buffered fiber. | PC | 1 | 100 | 10 | 1 | .4
07498301769 | FLCDM3.0EI | LC Dplx Crimp Conn OM1; EI w/ 3.0mm Boot | Pre-Polished LC Duplex Crimp Style OM1 Connector, Electric Ivory Housing with 3.0mm Electric Ivory Boot | PC | 1 | 1 | 1 | 1 | 27.02
07498306879 | FLCDM900EI | LC 62.5/125μm multimode duplex connecto | LC 62.5/125μm multimode duplex fiber optic connector for 900µm buffered fiber installation. | PC | 1 | 10 | 1 | 1 | 22.46
07498306778 | FLCDMC6BRD | Keyed LC Dplx OptiCam, OM1 Key: B, RD | Pre-Polished Keyed LC Duplex OptiCam OM1 Connector (Keyed B, Red) with 900um Black boot | PC | 1 | 1 | 1 | 1 | 58.58
07498306781 | FLCDMC6CGR | Keyed LC Dplx OptiCam, OM1 Key: C, GR | Pre-Polished Keyed LC Duplex OptiCam OM1 Connector (Keyed C, Green) with 900um Black boot | PC | 1 | 1 | 1 | 1 | 58.58
07498306783 | FLCDMC6DYL | Keyed LC Dplx OptiCam, OM1 Key: D, YL | Pre-Polished Keyed LC Duplex OptiCam OM1 Connector (Keyed D, Yellow) with 900um Black boot | PC | 1 | 1 | 1 | 1 | 58.58
07498312706 | FLCDMC6EIY | LC62.5/125µmMMDplxConnecto,EA | Pre-Polished LC Duplex OptiCam Style OM1 Connector, Natural Housing with 900um Electric Ivory Boot | PC | 1 | 1 | 1 | 1 | 53.2
07498306685 | FLCDMCXABL | Keyed LC Dplx OptiCam, OM3/4 Key: A, BL | Pre-Polished Keyed LC Duplex OptiCam OM3/OM4 Connector (Keyed A, Black) with 900um Aqua boot | PC | 1 | 1 | 1 | 1 | 67.48
07498306688 | FLCDMCXBRD | Keyed LC Dplx OptiCam, OM3/4 Key: B, RD | Pre-Polished Keyed LC Duplex OptiCam OM3/OM4 Connector (Keyed B, Red) with 900um Aqua boot | PC | 1 | 1 | 1 | 1 | 67.48
07498306691 | FLCDMCXCGR | Keyed LC Dplx OptiCam, OM3/4 Key: C, GR | Pre-Polished Keyed LC Duplex OptiCam OM3/OM4 Connector (Keyed C, Green) with 900um Aqua boot | PC | 1 | 1 | 1 | 1 | 67.48
07498306692 | FLCDMCXDYL | Keyed LC Dplx OptiCam, OM3/4 Key: D, YL | Pre-Polished Keyed LC Duplex OptiCam OM3/OM4 Connector (Keyed D, Yellow) with 900um Aqua boot | PC | 1 | 1 | 1 | 1 | 67.48
07498306686 | FLCDMCXEOR | Keyed LC Dplx OptiCam, OM3/4 Key: E, OR | Pre-Polished Keyed LC Duplex OptiCam OM3/OM4 Connector (Keyed E, Orange) with 900um Aqua boot | PC | 1 | 1 | 1 | 1 | 67.48
07498322229 | FLCDMCXHAQ | Keyed LC Dplx OptiCam, OM3/4 Key: H, AQ | Pre-Polished Keyed LC Duplex OptiCam OM3/OM4 Connector (Keyed H, Aqua) with 900um Aqua boot | PC | 1 | 1 | 1 | 1 | 67.48
07498398731 | FLCPK | PolishingPuckWithLCAdapter,EA | LC polishing puck (1.25mm ferrule). | PC | 1 | 1 | 1 | 1 | 911.04
07498301555 | FLCSMC5EOR | Keyed LC Splx OptiCam, OM2 Key: E, OR | Pre-Polished Keyed LC Simplex OptiCam OM2 Connector (Keyed E, Orange) with 900um Black boot | PC | 1 | 1 | 1 | 1 | 28.02
07498322126 | FLCSMC6GVL | Keyed LC Splx OptiCam, OM1 Key: G, VL | Pre-Polished Keyed LC Simplex OptiCam OM1 Connector (Keyed G, Violet) with 900um Black boot | PC | 1 | 10 | 1 | 1 | 30.14
07498322154 | FLCSSCGVL | Keyed LC Splx OptiCam, OS2 Key: G, VL | Pre-Polished Keyed LC Simplex OptiCam OS2 Connector (Keyed G, Violet) with 900um Blue boot | PC | 1 | 10 | 1 | 1 | 35.78
07498398034 | FLEX-CM12C | HDFlex,RearCblMgr,Usew/PEV12,12Pos,EA | The HD Flex Rear Cable Manager is for use with Panduit PEV12. It comes in a quantity of 4 12-position transition managers with a clip and is black. | PC | 1 | 1 | 1 | 1 | 211.4
61305626280 | FLEX-LABEL04 | HD Flex 4-port label, 4 sheets of 18 lab |  | PC | 1 | 1 | 1 | 1 | 44.1
61305626300 | FLEX-LABEL06 | HD Flex 6-port label, 4 sheets of 12 lab |  | PC | 1 | 1 | 1 | 1 | 44.1
61305626301 | FLEX-LABEL12 | HD Flex 12-port label, 4 sheets of 6 lab |  | PC | 1 | 1 | 1 | 1 | 44.1
07498342133 | FLPT | Crimp Tool For 1.6mm/2.0mm FJ Jacketed C |  | PC | 1 | 1 | 1 | 1 | 299.68
07498377598 | FMDJW24 | RackMountFiberDrawer24Port,EA | Slide out drawer accepts up to 4 FAP or FMP Modular Panels. Rear of tray has pass through holes for rear cable entry. Dimensions: 1.69H (43mm) X 18.27W (464mm) X 11.18D (284mm). (Available in Japan Only) | PC | 1 | 1 | 1 | 1 | 328.92
07498379628 | FMS1WB | Spool and mounting bracket for additiona | Spool and mounting bracket for additional slack mangagement on the FQCRCM | PC | 1 | 10 | 1 | 1 | 47.7
61305631492 | FMTJW24-GKIT | Grommet Kit for FMTJW24 |  | KT | 1 | 10 | 1 | 1 | 14.32
61305628690 | FOCTT2-BKIT | Opticam Termination Tool 2 Termination K | Opticam Termination Tool 2 Termination Kit | PC | 1 | 1 | 1 | 1 | 2063.18
61305628691 | FOCTT2-PKIT | OpticamTermTool2TermPremiumKit,EA | Opticam Termination Tool 2 Termination Premium Kit | PC | 1 | 1 | 1 | 1 | 5223.18
61305626201 | FODPX1AY | FODPX1AY | 50um OM3 144 Fiber Indoor Distribution Cable, Plenum (OFNP), 900um Buffered Fibers | MF | 1000 | 1640 | 1 | 1 | 44301.42
61305626200 | FODPX96Y | FODPX96Y | 50um OM3 96 Fiber Indoor Distribution Cable, Plenum (OFNP), 900um Buffered Fibers | MF | 1000 | 1640 | 1 | 1 | 29833.72
61305626207 | FODPZ1AY | FODPZ1AY | 50um OM4 144 Fiber Indoor Distribution Cable, Plenum (OFNP), 900um Buffered Fibers | MF | 1000 | 1640 | 1 | 1 | 54559.38
07498320659 | FODPZ72Y | Fiber Ind Dist Cable OFNP OM4 72 Fibers | 50um OM4 72 Fiber Indoor Distribution Cable, Plenum (OFNP), 900um Buffered Fibers | MF | 1000 | 1640 | 1 | 1 | 25483.04
61305626205 | FODPZ96Y | FODPZ96Y | 50um OM4 96 Fiber Indoor Distribution Cable, Plenum (OFNP), 900um Buffered Fibers | MF | 1000 | 1640 | 1 | 1 | 36672.36
61305626266 | FODRX1AY | 50um OM3 144 Fiber Indoor Distribution C | 50um OM3 144 Fiber Indoor Distribution Cable, Riser (OFNR), 900um Buffered Fibers | MF | 1000 | 1640 | 1 | 1 | 40000.88
61305626269 | FODRZ1AY | 50um OM4 144 Fiber Indoor Distribution C | 50um OM4 144 Fiber Indoor Distribution Cable, Riser (OFNR), 900um Buffered Fibers | MF | 1000 | 1640 | 1 | 1 | 50258.84
07498320662 | FODRZ72Y | Fiber Ind Dist Cable OFNR OM4 72 Fibers | 50um OM4 72 Fiber Indoor Distribution Cable, Riser (OFNR), 900um Buffered Fibers | MF | 1000 | 1640 | 1 | 1 | 23639.92
61305626268 | FODRZ96Y | FODRZ96Y | 50um OM4 96 Fiber Indoor Distribution Cable, Riser (OFNR), 900um Buffered Fibers | MF | 1000 | 1640 | 1 | 1 | 33754.14
07498304847 | FOFPX02Y | 50um OM3 2 Fiber Indoor 1.6mm Interconne | 50um OM3 2 Fiber Indoor 1.6mm Interconnect Cable, Plenum (OFNP), 900um Buffered Fibers | MF | 1000 | 3280 | 1 | 1 | 915.2
07498384448 | FOKPX72 | 72-Fiber,OM3,10GbE,MM,PLEM,In/Out,Cbl,EA | 50um OM3 72 Fiber Indoor-Outdoor Tight Buffered Cable, Plenum (OFNP), 900um Buffered Fibers | MF | 1000 | 1640 | 1 | 1 | 25449.4
07498384074 | FOKPX96 | 96-Fiber,OM3,10GbE,MM,PLEM,In/Out,Cbl,EA | 50um OM3 96 Fiber Indoor-Outdoor Tight Buffered Cable, Plenum (OFNP), 900um Buffered Fibers | MF | 1000 | 1640 | 1 | 1 | 37901.38
07498384555 | FOKPZ72 | 72-Fiber,OM4,10GbE,MM,PLEM,In/Out,Cbl,EA | 50um OM4 72 Fiber Indoor-Outdoor Tight Buffered Cable, Plenum (OFNP), 900um Buffered Fibers | MF | 1000 | 1640 | 1 | 1 | 30578.4
07498384082 | FOKPZ96 | 96-Fiber,OM4,10GbE,MM,PLEM,In/Out,Cbl,EA | 50um OM4 96 Fiber Indoor-Outdoor Tight Buffered Cable, Plenum (OFNP), 900um Buffered Fibers | MF | 1000 | 1640 | 1 | 1 | 44740
07498383809 | FOKRX02 | 2-Fiber,OM3,10GbE,MM,Risr,In/Out,Cbl,EA | 50um OM3 2 Fiber Indoor-Outdoor Tight Buffered Cable, Riser (OFNR), 900um Buffered Fibers | MF | 1000 | 1640 | 1 | 1 | 852.98
07498384115 | FOKRX1A | 144-Fiber,OM3,10GbE,MM,Risr,In/Out,Cb,EA | 50um OM3 144 Fiber Indoor-Outdoor Tight Buffered Cable, Riser (OFNR), 900um Buffered Fibers | MF | 1000 | 1640 | 1 | 1 | 42547.02
07498384073 | FOKRX72 | 72-Fiber,OM3,10GbE,MM,Risr,In/Out,Cbl,EA | 50um OM3 72 Fiber Indoor-Outdoor Tight Buffered Cable, Riser (OFNR), 900um Buffered Fibers | MF | 1000 | 1640 | 1 | 1 | 19602.16
07498384112 | FOKRX96 | 96-Fiber,OM3,10GbE,MM,Risr,In/Out,Cbl,EA | 50um OM3 96 Fiber Indoor-Outdoor Tight Buffered Cable, Riser (OFNR), 900um Buffered Fibers | MF | 1000 | 1640 | 1 | 1 | 28643.24
07498384119 | FOKRZ1A | 144-Fiber,OM4,10GbE,MM,Risr,In/Out,Cb,EA | 50um OM4 144 Fiber Indoor-Outdoor Tight Buffered Cable, Riser (OFNR), 900um Buffered Fibers | MF | 1000 | 1640 | 1 | 1 | 52804.98
07498384075 | FOKRZ72 | 72-Fiber,OM4,10GbE,MM,Risr,In/Out,Cbl,EA | 50um OM4 72 Fiber Indoor-Outdoor Tight Buffered Cable, Riser (OFNR), 900um Buffered Fibers | MF | 1000 | 1640 | 1 | 1 | 24731.14
07498384117 | FOKRZ96 | 96-Fiber,OM4,10GbE,MM,Risr,In/Out,Cbl,EA | 50um OM4 96 Fiber Indoor-Outdoor Tight Buffered Cable, Riser (OFNR), 900um Buffered Fibers | MF | 1000 | 1640 | 1 | 1 | 35481.88
07498384356 | FOLPX48 | 48-Fiber,OM3,10GbE,MM,PLEM,Cbl,EA | 50um OM3 48 Fiber Indoor-Outdoor Armored Tight Buffer Cable, Plenum (OFCP), 900um Buffered Fibers | MF | 1000 | 1640 | 1 | 1 | 21594.12
07498384405 | FOLPX72 | 72-Fiber,OM3,10GbE,MM,PLEM,Cbl,EA | 50um OM3 72 Fiber Indoor-Outdoor Armored Tight Buffer Cable, Plenum (OFCP), 900um Buffered Fibers | MF | 1000 | 1640 | 1 | 1 | 31361.26
07498384428 | FOLPX96 | 96-Fiber,OM3,10GbE,MM,PLEM,Cbl,EA | 50um OM3 96 Fiber Indoor-Outdoor Armored Tight Buffer Cable, Plenum (OFCP), 900um Buffered Fibers | MF | 1000 | 1640 | 1 | 1 | 43233.9
07498384359 | FOLPZ48 | 48-Fiber,OM4,10GbE,MM,PLEM,Cbl,EA | 50um OM4 48 Fiber Indoor-Outdoor Armored Tight Buffer Cable, Plenum (OFCP), 900um Buffered Fibers | MF | 1000 | 1640 | 1 | 1 | 25193.42
07498384407 | FOLPZ72 | 72-Fiber,OM4,10GbE,MM,PLEM,Cbl,EA | 50um OM4 72 Fiber Indoor-Outdoor Armored Tight Buffer Cable, Plenum (OFCP), 900um Buffered Fibers | MF | 1000 | 1640 | 1 | 1 | 36760.2
07498384429 | FOLPZ96 | 96-Fiber,OM4,10GbE,MM,PLEM,Cbl,EA | 50um OM4 96 Fiber Indoor-Outdoor Armored Tight Buffer Cable, Plenum (OFCP), 900um Buffered Fibers | MF | 1000 | 1640 | 1 | 1 | 50432.48
07498384435 | FOLRX1A | 144-Fiber,OM3,10GbE,MM,Risr,Cbl,EA | 50um OM3 144 Fiber Indoor-Outdoor Armored Tight Buffer Cable, Riser (OFCR), 900um Buffered Fibers | MF | 1000 | 1640 | 1 | 1 | 49625.14
07498384391 | FOLRX48 | 48-Fiber,OM3,10GbE,MM,Risr,Cbl,EA | 50um OM3 48 Fiber Indoor-Outdoor Armored Tight Buffer Cable, Riser (OFCR), 900um Buffered Fibers | MF | 1000 | 1640 | 1 | 1 | 18161.34
07498384411 | FOLRX72 | 72-Fiber,OM3,10GbE,MM,Risr,Cbl,EA | 50um OM3 72 Fiber Indoor-Outdoor Armored Tight Buffer Cable, Riser (OFCR), 900um Buffered Fibers | MF | 1000 | 1640 | 1 | 1 | 26449.74
07498384434 | FOLRX96 | 96-Fiber,OM3,10GbE,MM,Risr,Cbl,EA | 50um OM3 96 Fiber Indoor-Outdoor Armored Tight Buffer Cable, Riser (OFCR), 900um Buffered Fibers | MF | 1000 | 1640 | 1 | 1 | 36357.78
07498384437 | FOLRZ1A | 144-Fiber,OM4,10GbE,MM,Risr,Cbl,EA | 50um OM4 144 Fiber Indoor-Outdoor Armored Tight Buffer Cable, Riser (OFCR), 900um Buffered Fibers | MF | 1000 | 1640 | 1 | 1 | 60422.98
07498384395 | FOLRZ48 | 48-Fiber,OM4,10GbE,MM,Risr,Cbl,EA | 50um OM4 48 Fiber Indoor-Outdoor Armored Tight Buffer Cable, Riser (OFCR), 900um Buffered Fibers | MF | 1000 | 1640 | 1 | 1 | 21760.6
07498384413 | FOLRZ72 | 72-Fiber,OM4,10GbE,MM,Risr,Cbl,EA | 50um OM4 72 Fiber Indoor-Outdoor Armored Tight Buffer Cable, Riser (OFCR), 900um Buffered Fibers | MF | 1000 | 1640 | 1 | 1 | 31848.66
07498384436 | FOLRZ96 | 96-Fiber,OM4,10GbE,MM,Risr,Cbl,EA | 50um OM4 96 Fiber Indoor-Outdoor Armored Tight Buffer Cable, Riser (OFCR), 900um Buffered Fibers | MF | 1000 | 1640 | 1 | 1 | 43556.34
07498378836 | FOMPX1AY | 144-Fiber,OM3,10GbE,MM,PLEM,In/Out,Cb,EA | 50um OM3 144 Fiber Indoor-Outdoor Armored Stranded Cable, Plenum (OFCP), 250um Fibers | MF | 1000 | 1640 | 1 | 1 | 40420.74
07498378833 | FOMPX48Y | 48-Fiber,OM3,10GbE,MM,PLEM,In/Out,Cbl,EA | 50um OM3 48 Fiber Indoor-Outdoor Armored Stranded Cable, Plenum (OFCP), 250um Fibers | MF | 1000 | 1640 | 1 | 1 | 16355.24
07498378834 | FOMPX72Y | 72-Fiber,OM3,10GbE,MM,PLEM,In/Out,Cbl,EA | 50um OM3 72 Fiber Indoor-Outdoor Armored Stranded Cable, Plenum (OFCP), 250um Fibers | MF | 1000 | 1640 | 1 | 1 | 21320.68
07498378835 | FOMPX96Y | 96-Fiber,OM3,10GbE,MM,PLEM,In/Out,Cbl,EA | 50um OM3 96 Fiber Indoor-Outdoor Armored Stranded Cable, Plenum (OFCP), 250um Fibers | MF | 1000 | 1640 | 1 | 1 | 28548.98
07498320574 | FOMPZ1AY | 144-Fiber,OM4,10GbE,MM,PLEM,EA | 50um OM4 144 Fiber Indoor-Outdoor Armored Stranded Cable, Plenum (OFCP), 250um Fibers | MF | 1000 | 1640 | 1 | 1 | 51218.6
07498320570 | FOMPZ48Y | 48-Fiber,OM4,10GbE,MM,PLEM,EA | 50um OM4 48 Fiber Indoor-Outdoor Armored Stranded Cable, Plenum (OFCP), 250um Fibers | MF | 1000 | 1640 | 1 | 1 | 19954.54
07498320571 | FOMPZ72Y | 72-Fiber,OM4,10GbE,MM,PLEM,EA | 50um OM4 72 Fiber Indoor-Outdoor Armored Stranded Cable, Plenum (OFCP), 250um Fibers | MF | 1000 | 1640 | 1 | 1 | 26719.6
07498320573 | FOMPZ96Y | 96-Fiber,OM4,10GbE,MM,PLEM,EA | 50um OM4 96 Fiber Indoor-Outdoor Armored Stranded Cable, Plenum (OFCP), 250um Fibers | MF | 1000 | 1640 | 1 | 1 | 35747.54
07498304866 | FOMRX1AY | 144-Fiber,OM3,10GbE,MM,Risr,In/Out,Cb,EA | 50um OM3 144 Fiber Indoor-Outdoor Armored Stranded Cable, Riser (OFCR), 250um Fibers | MF | 1000 | 1640 | 1 | 1 | 31109.92
07498304869 | FOMRX48Y | 48-Fiber,OM3,10GbE,MM,Risr,In/Out,Cbl,EA | 50um OM3 48 Fiber Indoor-Outdoor Armored Stranded Cable, Riser (OFCR), 250um Fibers | MF | 1000 | 1640 | 1 | 1 | 11927.64
07498304870 | FOMRX72Y | 72-Fiber,OM3,10GbE,MM,Risr,In/Out,Cbl,EA | 50um OM3 72 Fiber Indoor-Outdoor Armored Stranded Cable, Riser (OFCR), 250um Fibers | MF | 1000 | 1640 | 1 | 1 | 16155.14
07498304871 | FOMRX96Y | 96-Fiber,OM3,10GbE,MM,Risr,In/Out,Cbl,EA | 50um OM3 96 Fiber Indoor-Outdoor Armored Stranded Cable, Riser (OFCR), 250um Fibers | MF | 1000 | 1640 | 1 | 1 | 21605.8
07498320575 | FOMRZ1AY | 144-Fiber,OM4,10GbE,MM,Risr,In/Out,Cb,EA | 50um OM4 144 Fiber Indoor-Outdoor Armored Stranded Cable, Riser (OFCR), 250um Fibers | MF | 1000 | 1640 | 1 | 1 | 41907.76
07498320578 | FOMRZ48Y | 48-Fiber,OM4,10GbE,MM,Risr,IntlockCbl,EA | 50um OM4 48 Fiber Indoor-Outdoor Armored Stranded Cable, Riser (OFCR), 250um Fibers | MF | 1000 | 1640 | 1 | 1 | 15526.9
07498320579 | FOMRZ72Y | 72-Fiber,OM4,10GbE,MM,Risr,IntlockCbl,EA | 50um OM4 72 Fiber Indoor-Outdoor Armored Stranded Cable, Riser (OFCR), 250um Fibers | MF | 1000 | 1640 | 1 | 1 | 21554.04
07498320587 | FOMRZ96Y | 96-Fiber,OM4,10GbE,MM,Risr,IntlockCbl,EA | 50um OM4 96 Fiber Indoor-Outdoor Armored Stranded Cable, Riser (OFCR), 250um Fibers | MF | 1000 | 1640 | 1 | 1 | 28804.36
07498378762 | FONPX1AY | 144-Fiber,OM3,10GbE,MM,PLEM,In/Out,Cb,EA | 50um OM3 144 Fiber Indoor-Outdoor Stranded Tube Cable, Plenum (OFNP), 250um Fibers | MF | 1000 | 1640 | 1 | 1 | 28986.4
07498378758 | FONPX36Y | 36-Fiber,OM3,10GbE,MM,PLEM,In/Out,Cbl,EA | 50um OM3 36 Fiber Indoor-Outdoor Stranded Tube Cable, Plenum (OFNP), 250um Fibers | MF | 1000 | 1640 | 1 | 1 | 12841.42
07498378760 | FONPX72Y | 72-Fiber,OM3,10GbE,MM,PLEM,In/Out,Cbl,EA | 50um OM3 72 Fiber Indoor-Outdoor Stranded Tube Cable, Plenum (OFNP), 250um Fibers | MF | 1000 | 1640 | 1 | 1 | 14977.02
07498378761 | FONPX96Y | 96-Fiber,OM3,10GbE,MM,PLEM,In/Out,Cbl,EA | 50um OM3 96 Fiber Indoor-Outdoor Stranded Tube Cable, Plenum (OFNP), 250um Fibers | MF | 1000 | 1640 | 1 | 1 | 20022.26
07498320617 | FONPZ1AY | 144-Fiber,OM4,10GbE,PLEM,Strd,Cbl,EA | 50um OM4 144 Fiber Indoor-Outdoor Stranded Tube Cable, Plenum (OFNP), 250um Fibers | MF | 1000 | 1640 | 1 | 1 | 39784.26
07498320621 | FONPZ72Y | 72-Fiber,OM4,10GbE,PLEM,Strd,Cbl,EA | 50um OM4 72 Fiber Indoor-Outdoor Stranded Tube Cable, Plenum (OFNP), 250um Fibers | MF | 1000 | 1640 | 1 | 1 | 20375.96
07498320622 | FONPZ96Y | 96-Fiber,OM4,10GbE,PLEM,Strd,Cbl,EA | 50um OM4 96 Fiber Indoor-Outdoor Stranded Tube Cable, Plenum (OFNP), 250um Fibers | MF | 1000 | 1640 | 1 | 1 | 27220.84
07498304878 | FONRX72Y | 72-Fiber,OM3,10GbE,MM,Cbl,Risr,EA | 50um OM3 72 Fiber Indoor-Outdoor Stranded Tube Cable, Riser (OFNR), 250um Fibers | MF | 1000 | 1640 | 1 | 1 | 12527.5
07498320601 | FONRZ1AY | 144-Fiber,OM4,10GbE,Risr,Strd,Cbl,EA | 50um OM4 144 Fiber Indoor-Outdoor Stranded Tube Cable, Riser (OFNR), 250um Fibers | MF | 1000 | 1640 | 1 | 1 | 35369.04
07498320605 | FONRZ72Y | 72-Fiber,OM4,10GbE,Risr,Strd,Cbl,EA | 50um OM4 72 Fiber Indoor-Outdoor Stranded Tube Cable, Riser (OFNR), 250um Fibers | MF | 1000 | 1640 | 1 | 1 | 17926.44
07498320606 | FONRZ96Y | 96-Fiber,OM4,10GbE,Risr,Strd,Cbl,EA | 50um OM4 96 Fiber Indoor-Outdoor Stranded Tube Cable, Riser (OFNR), 250um Fibers | MF | 1000 | 1640 | 1 | 1 | 23928.36
07498304882 | FOPPX1AY | Fiber Ind Armd Cable OFCP OM3 144 Fibers | 50um OM3 144 Fiber Indoor Armored Cable, Plenum (OFCP), 900um Buffered Fibers | MF | 1000 | 1640 | 1 | 1 | 52617.04
07498304886 | FOPPX72Y | Fiber Ind Armd Cable OFCP OM3 72 Fibers | 50um OM3 72 Fiber Indoor Armored Cable, Plenum (OFCP), 900um Buffered Fibers | MF | 1000 | 1640 | 1 | 1 | 28111.9
07498304887 | FOPPX96Y | Fiber Ind Armd Cable OFCP OM3 96 Fibers | 50um OM3 96 Fiber Indoor Armored Cable, Plenum (OFCP), 900um Buffered Fibers | MF | 1000 | 1640 | 1 | 1 | 38684.82
07498320691 | FOPPZ1AY | Fiber Ind Armd Cable OFCP OM4 144 Fibers | 50um OM4 144 Fiber Indoor Armored Cable, Plenum (OFCP), 900um Buffered Fibers | MF | 1000 | 1640 | 1 | 1 | 63414.9
07498320689 | FOPPZ72Y | Fiber Ind Armd Cable OFCP OM4 72 Fibers | 50um OM4 72 Fiber Indoor Armored Cable, Plenum (OFCP), 900um Buffered Fibers | MF | 1000 | 1640 | 1 | 1 | 33510.84
07498320690 | FOPPZ96Y | Fiber Ind Armd Cable OFCP OM4 96 Fibers | 50um OM4 96 Fiber Indoor Armored Cable, Plenum (OFCP), 900um Buffered Fibers | MF | 1000 | 1640 | 1 | 1 | 45883.38
07498304890 | FOPRX1AY | Fiber Ind Armd Cable OFCR OM3 144 Fibers | 50um OM3 144 Fiber Indoor Armored Cable, Riser (OFCR), 900um Buffered Fibers | MF | 1000 | 1640 | 1 | 1 | 45126.04
07498304894 | FOPRX72Y | Fiber Ind Armd Cable OFCR OM3 72 Fibers | 50um OM3 72 Fiber Indoor Armored Cable, Riser (OFCR), 900um Buffered Fibers | MF | 1000 | 1640 | 1 | 1 | 23950.24
07498304895 | FOPRX96Y | Fiber Ind Armd Cable OFCR OM3 96 Fibers | 50um OM3 96 Fiber Indoor Armored Cable, Riser (OFCR), 900um Buffered Fibers | MF | 1000 | 1640 | 1 | 1 | 32858.46
07498320687 | FOPRZ1AY | Fiber Ind Armd Cable OFCR OM4 144 Fibers | 50um OM4 144 Fiber Indoor Armored Cable, Riser (OFCR), 900um Buffered Fibers | MF | 1000 | 1640 | 1 | 1 | 55923.88
07498320685 | FOPRZ72Y | Fiber Ind Armd Cable OFCR OM4 72 Fibers | 50um OM4 72 Fiber Indoor Armored Cable, Riser (OFCR), 900um Buffered Fibers | MF | 1000 | 1640 | 1 | 1 | 29349.18
07498320686 | FOPRZ96Y | Fiber Ind Armd Cable OFCR OM4 96 Fibers | 50um OM4 96 Fiber Indoor Armored Cable, Riser (OFCR), 900um Buffered Fibers | MF | 1000 | 1640 | 1 | 1 | 40057.04
07498381311 | FOTNX1A | Fiber OSP ST Cable OM3 144 Fibers | 50um OM3 144 Fiber Outside Plant Non-Armored Cable, Non-Rated, 250um Fibers | MF | 1000 | 3280 | 1 | 1 | 21601.72
07498381308 | FOTNX48 | Fiber OSP ST Cable OM3 48 Fibers | 50um OM3 48 Fiber Outside Plant Non-Armored Cable, Non-Rated, 250um Fibers | MF | 1000 | 3280 | 1 | 1 | 7318.54
07498381309 | FOTNX72 | Fiber OSP ST Cable OM3 72 Fibers | 50um OM3 72 Fiber Outside Plant Non-Armored Cable, Non-Rated, 250um Fibers | MF | 1000 | 3280 | 1 | 1 | 10777.86
07498381310 | FOTNX96 | Fiber OSP ST Cable OM3 96 Fibers | 50um OM3 96 Fiber Outside Plant Non-Armored Cable, Non-Rated, 250um Fibers | MF | 1000 | 3280 | 1 | 1 | 14187.18
07498320704 | FOTNZ1A | Fiber OSP ST Cable OM4 144 Fibers | 50um OM4 144 Fiber Outside Plant Non-Armored Cable, Non-Rated, 250um Fibers | MF | 1000 | 3280 | 1 | 1 | 32399.56
07498320707 | FOTNZ48 | Fiber OSP ST Cable OM4 48 Fibers | 50um OM4 48 Fiber Outside Plant Non-Armored Cable, Non-Rated, 250um Fibers | MF | 1000 | 3280 | 1 | 1 | 10917.84
07498320708 | FOTNZ72 | Fiber OSP ST Cable OM4 72 Fibers | 50um OM4 72 Fiber Outside Plant Non-Armored Cable, Non-Rated, 250um Fibers | MF | 1000 | 3280 | 1 | 1 | 16176.78
07498320709 | FOTNZ96 | Fiber OSP ST Cable OM4 96 Fibers | 50um OM4 96 Fiber Outside Plant Non-Armored Cable, Non-Rated, 250um Fibers | MF | 1000 | 3280 | 1 | 1 | 21385.74
07498381345 | FOWNX1A | Fiber OSP SASJ Cable OM3 144 Fibers | 50um OM3 144 Fiber Outside Plant Armored (Single Armor, Single Jacket) Cable, Non-Rated, 250um Fibers | MF | 1000 | 3280 | 1 | 1 | 22324.56
07498381342 | FOWNX48 | Fiber OSP SASJ Cable OM3 48 Fibers | 50um OM3 48 Fiber Outside Plant Armored (Single Armor, Single Jacket) Cable, Non-Rated, 250um Fibers | MF | 1000 | 3280 | 1 | 1 | 7618.48
07498381343 | FOWNX72 | Fiber OSP SASJ Cable OM3 72 Fibers | 50um OM3 72 Fiber Outside Plant Armored (Single Armor, Single Jacket) Cable, Non-Rated, 250um Fibers | MF | 1000 | 3280 | 1 | 1 | 11127.8
07498381344 | FOWNX96 | Fiber OSP SASJ Cable OM3 96 Fibers | 50um OM3 96 Fiber Outside Plant Armored (Single Armor, Single Jacket) Cable, Non-Rated, 250um Fibers | MF | 1000 | 3280 | 1 | 1 | 14562.1
07498320665 | FOWNZ1A | Fiber OSP SASJ Cable OM4 144 Fibers | 50um OM4 144 Fiber Outside Plant Armored (Single Armor, Single Jacket) Cable, Non-Rated, 250um Fibers | MF | 1000 | 3280 | 1 | 1 | 33122.42
07498320668 | FOWNZ48 | Fiber OSP SASJ Cable OM4 48 Fibers | 50um OM4 48 Fiber Outside Plant Armored (Single Armor, Single Jacket) Cable, Non-Rated, 250um Fibers | MF | 1000 | 3280 | 1 | 1 | 11217.78
07498320671 | FOWNZ72 | 50um OM4 72 Fiber Outside Plant Armored | 50um OM4 72 Fiber Outside Plant Armored (Single Armor, Single Jacket) Cable, Non-Rated, 250um Fibers | MF | 1000 | 3280 | 1 | 1 | 16526.72
07498320673 | FOWNZ96 | Fiber OSP SASJ Cable OM4 96 Fibers | 50um OM4 96 Fiber Outside Plant Armored (Single Armor, Single Jacket) Cable, Non-Rated, 250um Fibers | MF | 1000 | 3280 | 1 | 1 | 21760.66
07498337631 | FPWIRE | PianoWire,EA | Piano wire. | PC | 1 | 10 | 1 | 1 | 47.14
61305676679 | FR24X4LBL10 | Channel, 24" x 4" (600mm x 100mm), 10', | The FiberRunner® 24x4 Channel is used to carry the cables horizontally throughout the routing system. The channel is 10 feet. | FT | 1 | 10 | 10 | 1 | 113.42
07498383088 | FR38DR | Tool, 3/8 Inch Nut Driver,EA | Used to dissassemble 4x4, 6x4, and 12x4 FiberRunner® QuikLock™ Couplers when required. | PC | 1 | 1 | 1 | 1 | 23.88
61305676684 | FR4X4LYL2 | Channel, 4" x 4" (100mm x 100mm), 2m, Fi | The FiberRunner® 4x4 Channel is used to carry the cables horizontally throughout the routing system. The channel is 2mm. | MR | 1 | 8 | 8 | 1 | 88.08
07498391154 | FR516DR | Tool, 5/16 Inch Nut Driver,EA | Used to disassemble 2x2 FiberRunner® QuikLock™ Couplers when required. | PC | 1 | 1 | 1 | 1 | 23.88
07498385282 | FR6TB38M | Bracket,16mmRod,Trapeze,4x4-6x4,EA | The FiberRunner® QuikLock™ Trapeze Bracket is used to support the 6x4 and 4x4 systems by spanning two threaded rod drops that are 18 inches apart. It can be installed from above or below. It is used for a 0.5 inch threaded rod. The trapeze bracket is secu | PC | 1 | 20 | 1 | 1 | 63.46
07498382968 | FR6TRBN12M | Bracket,New12mmRod,QuickLock,4x4-6x4,EA | The FiberRunner® QuikLock™ New Threaded Rod Bracket is used to support the 6x4 and 4x4 systems from any new threaded rod installation. It is secured to a threaded rod with two split nuts. It is used for a 0.5 inch threaded rod. The pre-assembled slide cla | PC | 1 | 20 | 1 | 1 | 39.36
07498382969 | FR6TRBN58M | Bracket,New16mmRod,QuickLock,4x4-6x4,EA | Used to support the 6x4 and 4x4 systems from any new threaded rod installations. Bracket is secured to threaded rod with two nuts. The pre-assembled slide clamps enable fast assembly to channel. Use 7/16" nut driver on slide clamps, For 16mm Threaded Rod. | PC | 1 | 20 | 1 | 1 | 39.36
61305676756 | FRA2X2LBL | Fitting and Cover, Horizontal 90o Angle, | The FiberRunner® 2x2 Horizontal Right-Angle Fitting attaches to a channel to create a 90° horizontal turn from a straight horizontal run. The cover is included. | PC | 1 | 1 | 1 | 1 | 137.06
07498358199 | FRAFC58 | Bracket,2pcFramingKit,5/8Rod,EA | Two-piece framing clip attaches to auxiliary framing bars. Framing clip halves slide into position and interlock on the auxiliary framing bars, allowing easier assembly of the threaded rod to bars. Contains two-piece framing clip and hardware for attachin | PC | 1 | 1 | 1 | 1 | 24.68
61305676759 | FRBC24X4LBL | Coupler, 24" x 4" (600mm x 100mm), Fiber | Pre-assembled 24in x 4in QuikLock™ coupler quickly joins two sections of channel and/or fittings. Mechanically attaches without tightening bolts. Bolts release using 3/8in nut driver to allow coupler to be removed if necessary, Black, 1 piece. | PC | 1 | 5 | 1 | 1 | 159.2
61305682484 | FRH456X4LBL | Fitting, Horizontal 45o Angle, 6" x 4" ( |  | PC | 1 | 1 | 1 | 1 | 135.8
07498378402 | FRHC6OR6 | FiberRunner,Cover,6x4,OR,6Ft | Optional snap-on hinged cover for channel FR6X4OR6. Hinge feature enables positioning of cover at angles between 30° and 90°. | FT | 1 | 6 | 6 | 1 | 25.48
07498376156 | FRME144SBL | RackMountFiberSpliceenclosure,EA | Opticom™ (144) Fiber Optic Splice Enclosure. Holds up to (12) splice trays (FST6). Dimensions 6.83"H x 11.77"D x 19.0"W (173.5mm x 298.9mm x 465.1mm) | PC | 1 | 1 | 1 | 1 | 644.46
07498362450 | FRME22U | RackMountFiberEnclosure,22RU,EA | Enclosure consists of 5 shelves, each with the capacity to mount 16 front loading QuickNet™ MPO cassettes or Opticom® FAPs ( 80 cassettes or FAPs per FRME22U). Dual hinged, removable front and rear doors improve front access to patch cords and connectors | PC | 1 | 1 | 1 | 1 | 4023.12
07498378807 | FRME72SBL | Rack Mount Fiber Splice Drawer | Opticom™ (72) Fiber Optic Splice Enclosure. Holds up to (6) splice trays (FST6). Includes a slide out drawer for easy access. Dimensions 3.45"H x 11.77"D x 19.0"W (87.6mm x 289.6mm x 465.0mm) | PC | 1 | 1 | 1 | 1 | 516.08
07498345081 | FRNWT128 | FR,Fitting,Adapter,12x4-8x4 system,BL,EA | The fitting transitions from the Tyton 8x4 Lightguide Channel, Newton 8x4 Channel, or Ditel 8x4 Lightrax Channel to the Panduit 12x4 FiberRunner® System. It is black and made of metal. Attachment hardware is included. | PC | 1 | 1 | 1 | 1 | 112.68
07498306749 | FRSPJ4X4OR | SpillOver,Fittingw/4x4Exit,OR,EA | Assembles onto 4x4, 6x4, 12x4, or 24x4 FiberRunner® Channel, spilling over the side into a 4x4 vertical exit. Requires coupler to attach 4x4 FiberRunner® Channel and fittings to the vertical exit. Mounts directly to existing installation with no alteratio | PC | 1 | 1 | 1 | 1 | 364.64
07498311819 | FRT12X4W4OR | FR,Fitting,HorzTeew/4x4E,12x4,OR,EA | Attaches to 12x4 channel and/or fittings to create a 90° horizontal branch with a 4x4 exit from straight horizontal run. Accepts optional split cover FRTSC12W4OR. | PC | 1 | 1 | 1 | 1 | 289.76
61305676816 | FRT24X4W12LBL | Fitting, Horizontal Tee, 24x4, (600mm x1 | The FiberRunner® 24x4 Horizontal Tee creates a 90° horizontal branch with a 12x4 exit from a straight horizontal run. The horizontal tee provides versatility due to multiple spillout options that include spill-over fittings and the vertical tee which acce | PC | 1 | 1 | 1 | 1 | 619.24
07498384241 | FRTR4X4OR | Fitting,3-SideBRCTrumpetSpill,4x4,OR,EA | Used to limit the bend of the fiber cable to 2 (50.4 mm) when exiting from 4x4 FiberRunner® Channel or a FiberRunner® Horizontal Tee, Orange. | PC | 1 | 1 | 1 | 1 | 126.26
07498383975 | FRTYT68 | FR,Fitting,Adapter,6x4 to 8x4,BL,EA | Fitting that transitions from Tyton 8x4 Lightguide Channel, Newton 8x4 Channel, or Ditel 8x4 Lightrax Channel to 6x4 FiberRunner® System. Fitting has a black finish and is made from metal. Attachment hardware is included. | PC | 1 | 1 | 1 | 1 | 110.42
07498378916 | FRUIB-X | FR,Bracket,Universal Innerduct,PK10 | Used to secure any size corrugated tubing or inner-duct to any surface including equipment racks and channel or fittings. Two 1/4 (6.3mm) holes must be drilled through to secure brackets. | PC | 1 | 10 | 10 | 1 | 8.34
61305676847 | FRY126LBL | Fittting, Y-Reducer From 12" x 4" to Two | The FiberRunner® Reducer Fitting attaches any 12x4 FiberRunner® Fitting or Channel to two 6x4 FiberRunner® Channels. | PC | 1 | 1 | 1 | 1 | 243.28
61305674304 | FS2RLUNUNNNM0.5 | OM4+ 2f 2mm PC LSZH LC Uniboot /LC Unibo | OM4+ 2f 2mm PC LSZH LC Uniboot /LC Uniboot Std Polarity Ult IL 0.5m | PC | 1 | 10 | 1 | 1 | 55.26
61305674309 | FS2RLUNUNNNM001 | OM4+ 2f 2mm PC LSZH LC Uniboot /LC Unibo | OM4+ 2f 2mm PC LSZH LC Uniboot /LC Uniboot Std Polarity Ult IL 1m | PC | 1 | 1 | 1 | 1 | 56.82
61305674312 | FS2RLUNUNNNM002 | OM4+ 2f 2mm PC LSZH LC Uniboot /LC Unibo | OM4+ 2f 2mm PC LSZH LC Uniboot /LC Uniboot Std Polarity Ult IL 2m | PC | 1 | 10 | 1 | 1 | 59.94
61305674314 | FS2RLUNUNNNM003 | OM4+ 2f 2mm PC LSZH LC Uniboot /LC Unibo | OM4+ 2f 2mm PC LSZH LC Uniboot /LC Uniboot Std Polarity Ult IL 3m | PC | 1 | 10 | 1 | 1 | 63.08
61305674316 | FS2RLUNUNNNM004 | OM4+ 2f 2mm PC LSZH LC Uniboot /LC Unibo | OM4+ 2f 2mm PC LSZH LC Uniboot /LC Uniboot Std Polarity Ult IL 4m | PC | 1 | 10 | 1 | 1 | 66.2
61305674324 | FS2RLUNUNNNM005 | OM4+ 2f 2mm PC LSZH LC Uniboot /LC Unibo | OM4+ 2f 2mm PC LSZH LC Uniboot /LC Uniboot Std Polarity Ult IL 5m | PC | 1 | 10 | 1 | 1 | 69.32
61305674328 | FS2RLUNUNNNM006 | OM4+ 2f 2mm PC LSZH LC Uniboot /LC Unibo | OM4+ 2f 2mm PC LSZH LC Uniboot /LC Uniboot Std Polarity Ult IL 6m | PC | 1 | 10 | 1 | 1 | 72.46
61305674333 | FS2RLUNUNNNM007 | OM4+ 2f 2mm PC LSZH LC Uniboot /LC Unibo | OM4+ 2f 2mm PC LSZH LC Uniboot /LC Uniboot Std Polarity Ult IL 7m | PC | 1 | 10 | 1 | 1 | 75.58
61305674337 | FS2RLUNUNNNM008 | OM4+ 2f 2mm PC LSZH LC Uniboot /LC Unibo | OM4+ 2f 2mm PC LSZH LC Uniboot /LC Uniboot Std Polarity Ult IL 8m | PC | 1 | 10 | 1 | 1 | 78.7
61305674342 | FS2RLUNUNNNM009 | OM4+ 2f 2mm PC LSZH LC Uniboot /LC Unibo | OM4+ 2f 2mm PC LSZH LC Uniboot /LC Uniboot Std Polarity Ult IL 9m | PC | 1 | 10 | 1 | 1 | 81.84
61305674344 | FS2RLUNUNNNM010 | OM4+ 2f 2mm PC LSZH LC Uniboot /LC Unibo | OM4+ 2f 2mm PC LSZH LC Uniboot /LC Uniboot Std Polarity Ult IL 10m | PC | 1 | 10 | 1 | 1 | 84.96
61305674346 | FS2RLUNUNNNM011 | OM4+ 2f 2mm PC LSZH LC Uniboot /LC Unibo | OM4+ 2f 2mm PC LSZH LC Uniboot /LC Uniboot Std Polarity Ult IL 11m | PC | 1 | 1 | 1 | 1 | 88.08
61305674348 | FS2RLUNUNNNM012 | OM4+ 2f 2mm PC LSZH LC Uniboot /LC Unibo | OM4+ 2f 2mm PC LSZH LC Uniboot /LC Uniboot Std Polarity Ult IL 12m | PC | 1 | 1 | 1 | 1 | 91.22
61305674350 | FS2RLUNUNNNM013 | OM4+ 2f 2mm PC LSZH LC Uniboot /LC Unibo | OM4+ 2f 2mm PC LSZH LC Uniboot /LC Uniboot Std Polarity Ult IL 13m | PC | 1 | 1 | 1 | 1 | 94.34
61305674352 | FS2RLUNUNNNM014 | OM4+ 2f 2mm PC LSZH LC Uniboot /LC Unibo | OM4+ 2f 2mm PC LSZH LC Uniboot /LC Uniboot Std Polarity Ult IL 14m | PC | 1 | 1 | 1 | 1 | 97.46
61305674354 | FS2RLUNUNNNM015 | OM4+ 2f 2mm PC LSZH LC Uniboot /LC Unibo | OM4+ 2f 2mm PC LSZH LC Uniboot /LC Uniboot Std Polarity Ult IL 15m | PC | 1 | 1 | 1 | 1 | 100.6
61305674358 | FS2RLUNUNNNM016 | OM4+ 2f 2mm PC LSZH LC Uniboot /LC Unibo | OM4+ 2f 2mm PC LSZH LC Uniboot /LC Uniboot Std Polarity Ult IL 16m | PC | 1 | 1 | 1 | 1 | 103.72
61305674359 | FS2RLUNUNNNM017 | OM4+ 2f 2mm PC LSZH LC Uniboot /LC Unibo | OM4+ 2f 2mm PC LSZH LC Uniboot /LC Uniboot Std Polarity Ult IL 17m | PC | 1 | 1 | 1 | 1 | 106.84
61305674361 | FS2RLUNUNNNM018 | OM4+ 2f 2mm PC LSZH LC Uniboot /LC Unibo | OM4+ 2f 2mm PC LSZH LC Uniboot /LC Uniboot Std Polarity Ult IL 18m | PC | 1 | 1 | 1 | 1 | 110
61305674363 | FS2RLUNUNNNM019 | OM4+ 2f 2mm PC LSZH LC Uniboot /LC Unibo | OM4+ 2f 2mm PC LSZH LC Uniboot /LC Uniboot Std Polarity Ult IL 19m | PC | 1 | 1 | 1 | 1 | 113.12
61305674365 | FS2RLUNUNNNM020 | OM4+ 2f 2mm PC LSZH LC Uniboot /LC Unibo | OM4+ 2f 2mm PC LSZH LC Uniboot /LC Uniboot Std Polarity Ult IL 20m | PC | 1 | 1 | 1 | 1 | 116.24
61305674367 | FS2RLUNUNNNM021 | OM4+ 2f 2mm PC LSZH LC Uniboot /LC Unibo | OM4+ 2f 2mm PC LSZH LC Uniboot /LC Uniboot Std Polarity Ult IL 21m | PC | 1 | 1 | 1 | 1 | 119.38
61305674369 | FS2RLUNUNNNM022 | OM4+ 2f 2mm PC LSZH LC Uniboot /LC Unibo | OM4+ 2f 2mm PC LSZH LC Uniboot /LC Uniboot Std Polarity Ult IL 22m | PC | 1 | 1 | 1 | 1 | 122.5
61305674371 | FS2RLUNUNNNM023 | OM4+ 2f 2mm PC LSZH LC Uniboot /LC Unibo | OM4+ 2f 2mm PC LSZH LC Uniboot /LC Uniboot Std Polarity Ult IL 23m | PC | 1 | 1 | 1 | 1 | 125.62
61305674375 | FS2RLUNUNNNM024 | OM4+ 2f 2mm PC LSZH LC Uniboot /LC Unibo | OM4+ 2f 2mm PC LSZH LC Uniboot /LC Uniboot Std Polarity Ult IL 24m | PC | 1 | 1 | 1 | 1 | 128.76
61305674377 | FS2RLUNUNNNM025 | OM4+ 2f 2mm PC LSZH LC Uniboot /LC Unibo | OM4+ 2f 2mm PC LSZH LC Uniboot /LC Uniboot Std Polarity Ult IL 25m | PC | 1 | 1 | 1 | 1 | 131.88
61305674379 | FS2RLUNUNNNM026 | OM4+ 2f 2mm PC LSZH LC Uniboot /LC Unibo | OM4+ 2f 2mm PC LSZH LC Uniboot /LC Uniboot Std Polarity Ult IL 26m | PC | 1 | 1 | 1 | 1 | 135
61305674381 | FS2RLUNUNNNM027 | OM4+ 2f 2mm PC LSZH LC Uniboot /LC Unibo | OM4+ 2f 2mm PC LSZH LC Uniboot /LC Uniboot Std Polarity Ult IL 27m | PC | 1 | 1 | 1 | 1 | 138.14
61305674384 | FS2RLUNUNNNM028 | OM4+ 2f 2mm PC LSZH LC Uniboot /LC Unibo | OM4+ 2f 2mm PC LSZH LC Uniboot /LC Uniboot Std Polarity Ult IL 28m | PC | 1 | 1 | 1 | 1 | 141.26
61305674386 | FS2RLUNUNNNM029 | OM4+ 2f 2mm PC LSZH LC Uniboot /LC Unibo | OM4+ 2f 2mm PC LSZH LC Uniboot /LC Uniboot Std Polarity Ult IL 29m | PC | 1 | 1 | 1 | 1 | 144.38
61305674387 | FS2RLUNUNNNM030 | OM4+ 2f 2mm PC LSZH LC Uniboot /LC Unibo | OM4+ 2f 2mm PC LSZH LC Uniboot /LC Uniboot Std Polarity Ult IL 30m | PC | 1 | 1 | 1 | 1 | 147.52
61305674389 | FS2RLUNUNNNM031 | OM4+ 2f 2mm PC LSZH LC Uniboot /LC Unibo | OM4+ 2f 2mm PC LSZH LC Uniboot /LC Uniboot Std Polarity Ult IL 31m | PC | 1 | 1 | 1 | 1 | 150.64
61305674390 | FS2RLUNUNNNM032 | OM4+ 2f 2mm PC LSZH LC Uniboot /LC Unibo | OM4+ 2f 2mm PC LSZH LC Uniboot /LC Uniboot Std Polarity Ult IL 32m | PC | 1 | 1 | 1 | 1 | 153.76
61305674393 | FS2RLUNUNNNM033 | OM4+ 2f 2mm PC LSZH LC Uniboot /LC Unibo | OM4+ 2f 2mm PC LSZH LC Uniboot /LC Uniboot Std Polarity Ult IL 33m | PC | 1 | 1 | 1 | 1 | 156.9
61305674395 | FS2RLUNUNNNM034 | OM4+ 2f 2mm PC LSZH LC Uniboot /LC Unibo | OM4+ 2f 2mm PC LSZH LC Uniboot /LC Uniboot Std Polarity Ult IL 34m | PC | 1 | 1 | 1 | 1 | 160.02
61305674397 | FS2RLUNUNNNM035 | OM4+ 2f 2mm PC LSZH LC Uniboot /LC Unibo | OM4+ 2f 2mm PC LSZH LC Uniboot /LC Uniboot Std Polarity Ult IL 35m | PC | 1 | 1 | 1 | 1 | 163.14
61305674398 | FS2RLUNUNNNM036 | OM4+ 2f 2mm PC LSZH LC Uniboot /LC Unibo | OM4+ 2f 2mm PC LSZH LC Uniboot /LC Uniboot Std Polarity Ult IL 36m | PC | 1 | 1 | 1 | 1 | 166.28
61305674401 | FS2RLUNUNNNM037 | OM4+ 2f 2mm PC LSZH LC Uniboot /LC Unibo | OM4+ 2f 2mm PC LSZH LC Uniboot /LC Uniboot Std Polarity Ult IL 37m | PC | 1 | 1 | 1 | 1 | 169.4
61305674403 | FS2RLUNUNNNM038 | OM4+ 2f 2mm PC LSZH LC Uniboot /LC Unibo | OM4+ 2f 2mm PC LSZH LC Uniboot /LC Uniboot Std Polarity Ult IL 38m | PC | 1 | 1 | 1 | 1 | 172.52
61305674405 | FS2RLUNUNNNM039 | OM4+ 2f 2mm PC LSZH LC Uniboot /LC Unibo | OM4+ 2f 2mm PC LSZH LC Uniboot /LC Uniboot Std Polarity Ult IL 39m | PC | 1 | 1 | 1 | 1 | 175.66
61305674409 | FS2RLUNUNNNM040 | OM4+ 2f 2mm PC LSZH LC Uniboot /LC Unibo | OM4+ 2f 2mm PC LSZH LC Uniboot /LC Uniboot Std Polarity Ult IL 40m | PC | 1 | 1 | 1 | 1 | 178.78
61305674411 | FS2RLUNUNNNM041 | OM4+ 2f 2mm PC LSZH LC Uniboot /LC Unibo | OM4+ 2f 2mm PC LSZH LC Uniboot /LC Uniboot Std Polarity Ult IL 41m | PC | 1 | 1 | 1 | 1 | 181.9
61305674412 | FS2RLUNUNNNM042 | OM4+ 2f 2mm PC LSZH LC Uniboot /LC Unibo | OM4+ 2f 2mm PC LSZH LC Uniboot /LC Uniboot Std Polarity Ult IL 42m | PC | 1 | 1 | 1 | 1 | 185.04
61305674414 | FS2RLUNUNNNM043 | OM4+ 2f 2mm PC LSZH LC Uniboot /LC Unibo | OM4+ 2f 2mm PC LSZH LC Uniboot /LC Uniboot Std Polarity Ult IL 43m | PC | 1 | 1 | 1 | 1 | 188.16
61305674416 | FS2RLUNUNNNM044 | OM4+ 2f 2mm PC LSZH LC Uniboot /LC Unibo | OM4+ 2f 2mm PC LSZH LC Uniboot /LC Uniboot Std Polarity Ult IL 44m | PC | 1 | 1 | 1 | 1 | 191.28
61305674418 | FS2RLUNUNNNM045 | OM4+ 2f 2mm PC LSZH LC Uniboot /LC Unibo | OM4+ 2f 2mm PC LSZH LC Uniboot /LC Uniboot Std Polarity Ult IL 45m | PC | 1 | 1 | 1 | 1 | 194.42
61305674420 | FS2RLUNUNNNM046 | OM4+ 2f 2mm PC LSZH LC Uniboot /LC Unibo | OM4+ 2f 2mm PC LSZH LC Uniboot /LC Uniboot Std Polarity Ult IL 46m | PC | 1 | 1 | 1 | 1 | 197.54
61305674421 | FS2RLUNUNNNM047 | OM4+ 2f 2mm PC LSZH LC Uniboot /LC Unibo | OM4+ 2f 2mm PC LSZH LC Uniboot /LC Uniboot Std Polarity Ult IL 47m | PC | 1 | 1 | 1 | 1 | 200.66
61305674428 | FS2RLUNUNNNM048 | OM4+ 2f 2mm PC LSZH LC Uniboot /LC Unibo | OM4+ 2f 2mm PC LSZH LC Uniboot /LC Uniboot Std Polarity Ult IL 48m | PC | 1 | 1 | 1 | 1 | 203.8
61305674430 | FS2RLUNUNNNM049 | OM4+ 2f 2mm PC LSZH LC Uniboot /LC Unibo | OM4+ 2f 2mm PC LSZH LC Uniboot /LC Uniboot Std Polarity Ult IL 49m | PC | 1 | 1 | 1 | 1 | 206.92
61305674432 | FS2RLUNUNNNM050 | OM4+ 2f 2mm PC LSZH LC Uniboot /LC Unibo | OM4+ 2f 2mm PC LSZH LC Uniboot /LC Uniboot Std Polarity Ult IL 50m | PC | 1 | 1 | 1 | 1 | 210.04
61305674311 | FS2RLUNUNNNM1.5 | OM4+ 2f 2mm PC LSZH LC Uniboot /LC Unibo | OM4+ 2f 2mm PC LSZH LC Uniboot /LC Uniboot Std Polarity Ult IL 1.5m | PC | 1 | 10 | 1 | 1 | 58.38
61305674313 | FS2RLUNUNNNM2.5 | OM4+ 2f 2mm PC LSZH LC Uniboot /LC Unibo | OM4+ 2f 2mm PC LSZH LC Uniboot /LC Uniboot Std Polarity Ult IL 2.5m | PC | 1 | 10 | 1 | 1 | 61.52
61305674315 | FS2RLUNUNNNM3.5 | OM4+ 2f 2mm PC LSZH LC Uniboot /LC Unibo | OM4+ 2f 2mm PC LSZH LC Uniboot /LC Uniboot Std Polarity Ult IL 3.5m | PC | 1 | 10 | 1 | 1 | 64.64
61305674317 | FS2RLUNUNNNM4.5 | OM4+ 2f 2mm PC LSZH LC Uniboot /LC Unibo | OM4+ 2f 2mm PC LSZH LC Uniboot /LC Uniboot Std Polarity Ult IL 4.5m | PC | 1 | 10 | 1 | 1 | 67.76
61305674326 | FS2RLUNUNNNM5.5 | OM4+ 2f 2mm PC LSZH LC Uniboot /LC Unibo | OM4+ 2f 2mm PC LSZH LC Uniboot /LC Uniboot Std Polarity Ult IL 5.5m | PC | 1 | 10 | 1 | 1 | 70.9
61305674330 | FS2RLUNUNNNM6.5 | OM4+ 2f 2mm PC LSZH LC Uniboot /LC Unibo | OM4+ 2f 2mm PC LSZH LC Uniboot /LC Uniboot Std Polarity Ult IL 6.5m | PC | 1 | 10 | 1 | 1 | 74.02
61305674335 | FS2RLUNUNNNM7.5 | OM4+ 2f 2mm PC LSZH LC Uniboot /LC Unibo | OM4+ 2f 2mm PC LSZH LC Uniboot /LC Uniboot Std Polarity Ult IL 7.5m | PC | 1 | 10 | 1 | 1 | 77.14
61305674339 | FS2RLUNUNNNM8.5 | OM4+ 2f 2mm PC LSZH LC Uniboot /LC Unibo | OM4+ 2f 2mm PC LSZH LC Uniboot /LC Uniboot Std Polarity Ult IL 8.5m | PC | 1 | 10 | 1 | 1 | 80.28
61305674343 | FS2RLUNUNNNM9.5 | OM4+ 2f 2mm PC LSZH LC Uniboot /LC Unibo | OM4+ 2f 2mm PC LSZH LC Uniboot /LC Uniboot Std Polarity Ult IL 9.5m | PC | 1 | 10 | 1 | 1 | 83.4
61305674274 | FS2RPUNUNNNF001 | OM4+ 2f 2mm PC OFNP LC Uniboot /LC Unibo | OM4+ 2f 2mm PC OFNP LC Uniboot /LC Uniboot Std Polarity Ult IL 1f | PC | 1 | 10 | 1 | 1 | 54.7
61305674275 | FS2RPUNUNNNF002 | OM4+ 2f 2mm PC OFNP LC Uniboot /LC Unibo | OM4+ 2f 2mm PC OFNP LC Uniboot /LC Uniboot Std Polarity Ult IL 2f | PC | 1 | 10 | 1 | 1 | 55.7
61305674279 | FS2RPUNUNNNF003 | OM4+ 2f 2mm PC OFNP LC Uniboot /LC Unibo | OM4+ 2f 2mm PC OFNP LC Uniboot /LC Uniboot Std Polarity Ult IL 3f | PC | 1 | 10 | 1 | 1 | 56.7
61305674280 | FS2RPUNUNNNF004 | OM4+ 2f 2mm PC OFNP LC Uniboot /LC Unibo | OM4+ 2f 2mm PC OFNP LC Uniboot /LC Uniboot Std Polarity Ult IL 4f | PC | 1 | 10 | 1 | 1 | 57.7
61305674281 | FS2RPUNUNNNF005 | OM4+ 2f 2mm PC OFNP LC Uniboot /LC Unibo | OM4+ 2f 2mm PC OFNP LC Uniboot /LC Uniboot Std Polarity Ult IL 5f | PC | 1 | 10 | 1 | 1 | 58.7
61305674282 | FS2RPUNUNNNF006 | OM4+ 2f 2mm PC OFNP LC Uniboot /LC Unibo | OM4+ 2f 2mm PC OFNP LC Uniboot /LC Uniboot Std Polarity Ult IL 6f | PC | 1 | 10 | 1 | 1 | 59.7
61305674283 | FS2RPUNUNNNF007 | OM4+ 2f 2mm PC OFNP LC Uniboot /LC Unibo | OM4+ 2f 2mm PC OFNP LC Uniboot /LC Uniboot Std Polarity Ult IL 7f | PC | 1 | 10 | 1 | 1 | 60.7
61305674284 | FS2RPUNUNNNF008 | OM4+ 2f 2mm PC OFNP LC Uniboot /LC Unibo | OM4+ 2f 2mm PC OFNP LC Uniboot /LC Uniboot Std Polarity Ult IL 8f | PC | 1 | 10 | 1 | 1 | 61.7
61305674285 | FS2RPUNUNNNF009 | OM4+ 2f 2mm PC OFNP LC Uniboot /LC Unibo | OM4+ 2f 2mm PC OFNP LC Uniboot /LC Uniboot Std Polarity Ult IL 9f | PC | 1 | 10 | 1 | 1 | 62.7
61305674286 | FS2RPUNUNNNF010 | OM4+ 2f 2mm PC OFNP LC Uniboot /LC Unibo | OM4+ 2f 2mm PC OFNP LC Uniboot /LC Uniboot Std Polarity Ult IL 10f | PC | 1 | 10 | 1 | 1 | 63.68
61305674287 | FS2RPUNUNNNF011 | OM4+ 2f 2mm PC OFNP LC Uniboot /LC Unibo | OM4+ 2f 2mm PC OFNP LC Uniboot /LC Uniboot Std Polarity Ult IL 11f | PC | 1 | 1 | 1 | 1 | 64.68
61305674288 | FS2RPUNUNNNF012 | OM4+ 2f 2mm PC OFNP LC Uniboot /LC Unibo | OM4+ 2f 2mm PC OFNP LC Uniboot /LC Uniboot Std Polarity Ult IL 12f | PC | 1 | 1 | 1 | 1 | 65.68
61305674289 | FS2RPUNUNNNF013 | OM4+ 2f 2mm PC OFNP LC Uniboot /LC Unibo | OM4+ 2f 2mm PC OFNP LC Uniboot /LC Uniboot Std Polarity Ult IL 13f | PC | 1 | 1 | 1 | 1 | 66.68
61305674290 | FS2RPUNUNNNF014 | OM4+ 2f 2mm PC OFNP LC Uniboot /LC Unibo | OM4+ 2f 2mm PC OFNP LC Uniboot /LC Uniboot Std Polarity Ult IL 14f | PC | 1 | 1 | 1 | 1 | 67.68
61305674291 | FS2RPUNUNNNF015 | OM4+ 2f 2mm PC OFNP LC Uniboot /LC Unibo | OM4+ 2f 2mm PC OFNP LC Uniboot /LC Uniboot Std Polarity Ult IL 15f | PC | 1 | 1 | 1 | 1 | 68.68
61305674292 | FS2RPUNUNNNF016 | OM4+ 2f 2mm PC OFNP LC Uniboot /LC Unibo | OM4+ 2f 2mm PC OFNP LC Uniboot /LC Uniboot Std Polarity Ult IL 16f | PC | 1 | 1 | 1 | 1 | 69.68
61305674293 | FS2RPUNUNNNF017 | OM4+ 2f 2mm PC OFNP LC Uniboot /LC Unibo | OM4+ 2f 2mm PC OFNP LC Uniboot /LC Uniboot Std Polarity Ult IL 17f | PC | 1 | 1 | 1 | 1 | 70.68
61305674294 | FS2RPUNUNNNF018 | OM4+ 2f 2mm PC OFNP LC Uniboot /LC Unibo | OM4+ 2f 2mm PC OFNP LC Uniboot /LC Uniboot Std Polarity Ult IL 18f | PC | 1 | 1 | 1 | 1 | 71.68
61305674295 | FS2RPUNUNNNF019 | OM4+ 2f 2mm PC OFNP LC Uniboot /LC Unibo | OM4+ 2f 2mm PC OFNP LC Uniboot /LC Uniboot Std Polarity Ult IL 19f | PC | 1 | 1 | 1 | 1 | 72.68
61305674296 | FS2RPUNUNNNF020 | OM4+ 2f 2mm PC OFNP LC Uniboot /LC Unibo | OM4+ 2f 2mm PC OFNP LC Uniboot /LC Uniboot Std Polarity Ult IL 20f | PC | 1 | 1 | 1 | 1 | 73.68
61305674297 | FS2RPUNUNNNF021 | OM4+ 2f 2mm PC OFNP LC Uniboot /LC Unibo | OM4+ 2f 2mm PC OFNP LC Uniboot /LC Uniboot Std Polarity Ult IL 21f | PC | 1 | 1 | 1 | 1 | 74.68
61305674298 | FS2RPUNUNNNF022 | OM4+ 2f 2mm PC OFNP LC Uniboot /LC Unibo | OM4+ 2f 2mm PC OFNP LC Uniboot /LC Uniboot Std Polarity Ult IL 22f | PC | 1 | 1 | 1 | 1 | 75.68
61305674299 | FS2RPUNUNNNF023 | OM4+ 2f 2mm PC OFNP LC Uniboot /LC Unibo | OM4+ 2f 2mm PC OFNP LC Uniboot /LC Uniboot Std Polarity Ult IL 23f | PC | 1 | 1 | 1 | 1 | 76.66
61305674300 | FS2RPUNUNNNF024 | OM4+ 2f 2mm PC OFNP LC Uniboot /LC Unibo | OM4+ 2f 2mm PC OFNP LC Uniboot /LC Uniboot Std Polarity Ult IL 24f | PC | 1 | 1 | 1 | 1 | 77.66
61305674302 | FS2RPUNUNNNF025 | OM4+ 2f 2mm PC OFNP LC Uniboot /LC Unibo | OM4+ 2f 2mm PC OFNP LC Uniboot /LC Uniboot Std Polarity Ult IL 25f | PC | 1 | 1 | 1 | 1 | 78.66
61305673976 | FS2RPUNUNNNM0.5 | OM4+ 2f 2mm PC OFNP LC Uniboot /LC Unibo | OM4+ 2f 2mm PC OFNP LC Uniboot /LC Uniboot Std Polarity Ult IL 0.5m | PC | 1 | 10 | 1 | 1 | 55.32
61305674199 | FS2RPUNUNNNM001 | OM4+ 2f 2mm PC OFNP LC Uniboot /LC Unibo | OM4+ 2f 2mm PC OFNP LC Uniboot /LC Uniboot Std Polarity Ult IL 1m | PC | 1 | 10 | 1 | 1 | 56.98
61305674203 | FS2RPUNUNNNM002 | OM4+ 2f 2mm PC OFNP LC Uniboot /LC Unibo | OM4+ 2f 2mm PC OFNP LC Uniboot /LC Uniboot Std Polarity Ult IL 2m | PC | 1 | 10 | 1 | 1 | 60.26
61305674207 | FS2RPUNUNNNM003 | OM4+ 2f 2mm PC OFNP LC Uniboot /LC Unibo | OM4+ 2f 2mm PC OFNP LC Uniboot /LC Uniboot Std Polarity Ult IL 3m | PC | 1 | 10 | 1 | 1 | 63.52
61305674209 | FS2RPUNUNNNM004 | OM4+ 2f 2mm PC OFNP LC Uniboot /LC Unibo | OM4+ 2f 2mm PC OFNP LC Uniboot /LC Uniboot Std Polarity Ult IL 4m | PC | 1 | 10 | 1 | 1 | 66.8
61305674221 | FS2RPUNUNNNM005 | OM4+ 2f 2mm PC OFNP LC Uniboot /LC Unibo | OM4+ 2f 2mm PC OFNP LC Uniboot /LC Uniboot Std Polarity Ult IL 5m | PC | 1 | 10 | 1 | 1 | 70.08
61305674225 | FS2RPUNUNNNM006 | OM4+ 2f 2mm PC OFNP LC Uniboot /LC Unibo | OM4+ 2f 2mm PC OFNP LC Uniboot /LC Uniboot Std Polarity Ult IL 6m | PC | 1 | 10 | 1 | 1 | 73.36
61305674227 | FS2RPUNUNNNM007 | OM4+ 2f 2mm PC OFNP LC Uniboot /LC Unibo | OM4+ 2f 2mm PC OFNP LC Uniboot /LC Uniboot Std Polarity Ult IL 7m | PC | 1 | 10 | 1 | 1 | 76.62
61305674230 | FS2RPUNUNNNM008 | OM4+ 2f 2mm PC OFNP LC Uniboot /LC Unibo | OM4+ 2f 2mm PC OFNP LC Uniboot /LC Uniboot Std Polarity Ult IL 8m | PC | 1 | 10 | 1 | 1 | 79.92
61305674216 | FS2RPUNUNNNM009 | OM4+ 2f 2mm PC OFNP LC Uniboot /LC Unibo | OM4+ 2f 2mm PC OFNP LC Uniboot /LC Uniboot Std Polarity Ult IL 9m | PC | 1 | 10 | 1 | 1 | 83.18
61305674231 | FS2RPUNUNNNM010 | OM4+ 2f 2mm PC OFNP LC Uniboot /LC Unibo | OM4+ 2f 2mm PC OFNP LC Uniboot /LC Uniboot Std Polarity Ult IL 10m | PC | 1 | 10 | 1 | 1 | 86.46
61305674232 | FS2RPUNUNNNM011 | OM4+ 2f 2mm PC OFNP LC Uniboot /LC Unibo | OM4+ 2f 2mm PC OFNP LC Uniboot /LC Uniboot Std Polarity Ult IL 11m | PC | 1 | 1 | 1 | 1 | 89.74
61305674233 | FS2RPUNUNNNM012 | OM4+ 2f 2mm PC OFNP LC Uniboot /LC Unibo | OM4+ 2f 2mm PC OFNP LC Uniboot /LC Uniboot Std Polarity Ult IL 12m | PC | 1 | 1 | 1 | 1 | 93.02
61305673983 | FS2RPUNUNNNM013 | OM4+ 2f 2mm PC OFNP LC Uniboot /LC Unibo | OM4+ 2f 2mm PC OFNP LC Uniboot /LC Uniboot Std Polarity Ult IL 13m | PC | 1 | 1 | 1 | 1 | 96.28
61305674234 | FS2RPUNUNNNM014 | OM4+ 2f 2mm PC OFNP LC Uniboot /LC Unibo | OM4+ 2f 2mm PC OFNP LC Uniboot /LC Uniboot Std Polarity Ult IL 14m | PC | 1 | 1 | 1 | 1 | 99.56
61305674235 | FS2RPUNUNNNM015 | OM4+ 2f 2mm PC OFNP LC Uniboot /LC Unibo | OM4+ 2f 2mm PC OFNP LC Uniboot /LC Uniboot Std Polarity Ult IL 15m | PC | 1 | 1 | 1 | 1 | 102.84
61305674236 | FS2RPUNUNNNM016 | OM4+ 2f 2mm PC OFNP LC Uniboot /LC Unibo | OM4+ 2f 2mm PC OFNP LC Uniboot /LC Uniboot Std Polarity Ult IL 16m | PC | 1 | 1 | 1 | 1 | 106.12
61305674237 | FS2RPUNUNNNM017 | OM4+ 2f 2mm PC OFNP LC Uniboot /LC Unibo | OM4+ 2f 2mm PC OFNP LC Uniboot /LC Uniboot Std Polarity Ult IL 17m | PC | 1 | 1 | 1 | 1 | 109.38
61305674238 | FS2RPUNUNNNM018 | OM4+ 2f 2mm PC OFNP LC Uniboot /LC Unibo | OM4+ 2f 2mm PC OFNP LC Uniboot /LC Uniboot Std Polarity Ult IL 18m | PC | 1 | 1 | 1 | 1 | 112.68
61305674239 | FS2RPUNUNNNM019 | OM4+ 2f 2mm PC OFNP LC Uniboot /LC Unibo | OM4+ 2f 2mm PC OFNP LC Uniboot /LC Uniboot Std Polarity Ult IL 19m | PC | 1 | 1 | 1 | 1 | 115.94
61305674240 | FS2RPUNUNNNM020 | OM4+ 2f 2mm PC OFNP LC Uniboot /LC Unibo | OM4+ 2f 2mm PC OFNP LC Uniboot /LC Uniboot Std Polarity Ult IL 20m | PC | 1 | 1 | 1 | 1 | 119.2
61305673985 | FS2RPUNUNNNM021 | OM4+ 2f 2mm PC OFNP LC Uniboot /LC Unibo | OM4+ 2f 2mm PC OFNP LC Uniboot /LC Uniboot Std Polarity Ult IL 21m | PC | 1 | 1 | 1 | 1 | 122.5
61305674241 | FS2RPUNUNNNM022 | OM4+ 2f 2mm PC OFNP LC Uniboot /LC Unibo | OM4+ 2f 2mm PC OFNP LC Uniboot /LC Uniboot Std Polarity Ult IL 22m | PC | 1 | 1 | 1 | 1 | 125.76
61305674242 | FS2RPUNUNNNM023 | OM4+ 2f 2mm PC OFNP LC Uniboot /LC Unibo | OM4+ 2f 2mm PC OFNP LC Uniboot /LC Uniboot Std Polarity Ult IL 23m | PC | 1 | 1 | 1 | 1 | 129.04
61305674243 | FS2RPUNUNNNM024 | OM4+ 2f 2mm PC OFNP LC Uniboot /LC Unibo | OM4+ 2f 2mm PC OFNP LC Uniboot /LC Uniboot Std Polarity Ult IL 24m | PC | 1 | 1 | 1 | 1 | 132.3
61305674244 | FS2RPUNUNNNM025 | OM4+ 2f 2mm PC OFNP LC Uniboot /LC Unibo | OM4+ 2f 2mm PC OFNP LC Uniboot /LC Uniboot Std Polarity Ult IL 25m | PC | 1 | 1 | 1 | 1 | 135.6
61305674245 | FS2RPUNUNNNM026 | OM4+ 2f 2mm PC OFNP LC Uniboot /LC Unibo | OM4+ 2f 2mm PC OFNP LC Uniboot /LC Uniboot Std Polarity Ult IL 26m | PC | 1 | 1 | 1 | 1 | 138.86
61305674248 | FS2RPUNUNNNM027 | OM4+ 2f 2mm PC OFNP LC Uniboot /LC Unibo | OM4+ 2f 2mm PC OFNP LC Uniboot /LC Uniboot Std Polarity Ult IL 27m | PC | 1 | 1 | 1 | 1 | 142.14
61305674246 | FS2RPUNUNNNM028 | OM4+ 2f 2mm PC OFNP LC Uniboot /LC Unibo | OM4+ 2f 2mm PC OFNP LC Uniboot /LC Uniboot Std Polarity Ult IL 28m | PC | 1 | 1 | 1 | 1 | 145.42
61305674247 | FS2RPUNUNNNM029 | OM4+ 2f 2mm PC OFNP LC Uniboot /LC Unibo | OM4+ 2f 2mm PC OFNP LC Uniboot /LC Uniboot Std Polarity Ult IL 29m | PC | 1 | 1 | 1 | 1 | 148.7
61305674249 | FS2RPUNUNNNM030 | OM4+ 2f 2mm PC OFNP LC Uniboot /LC Unibo | OM4+ 2f 2mm PC OFNP LC Uniboot /LC Uniboot Std Polarity Ult IL 30m | PC | 1 | 1 | 1 | 1 | 151.96
61305674250 | FS2RPUNUNNNM031 | OM4+ 2f 2mm PC OFNP LC Uniboot /LC Unibo | OM4+ 2f 2mm PC OFNP LC Uniboot /LC Uniboot Std Polarity Ult IL 31m | PC | 1 | 1 | 1 | 1 | 155.26
61305674251 | FS2RPUNUNNNM032 | OM4+ 2f 2mm PC OFNP LC Uniboot /LC Unibo | OM4+ 2f 2mm PC OFNP LC Uniboot /LC Uniboot Std Polarity Ult IL 32m | PC | 1 | 1 | 1 | 1 | 158.52
61305674252 | FS2RPUNUNNNM033 | OM4+ 2f 2mm PC OFNP LC Uniboot /LC Unibo | OM4+ 2f 2mm PC OFNP LC Uniboot /LC Uniboot Std Polarity Ult IL 33m | PC | 1 | 1 | 1 | 1 | 161.8
61305674253 | FS2RPUNUNNNM034 | OM4+ 2f 2mm PC OFNP LC Uniboot /LC Unibo | OM4+ 2f 2mm PC OFNP LC Uniboot /LC Uniboot Std Polarity Ult IL 34m | PC | 1 | 1 | 1 | 1 | 165.06
61305674254 | FS2RPUNUNNNM035 | OM4+ 2f 2mm PC OFNP LC Uniboot /LC Unibo | OM4+ 2f 2mm PC OFNP LC Uniboot /LC Uniboot Std Polarity Ult IL 35m | PC | 1 | 1 | 1 | 1 | 168.36
61305673987 | FS2RPUNUNNNM036 | OM4+ 2f 2mm PC OFNP LC Uniboot /LC Unibo | OM4+ 2f 2mm PC OFNP LC Uniboot /LC Uniboot Std Polarity Ult IL 36m | PC | 1 | 1 | 1 | 1 | 171.62
61305674255 | FS2RPUNUNNNM037 | OM4+ 2f 2mm PC OFNP LC Uniboot /LC Unibo | OM4+ 2f 2mm PC OFNP LC Uniboot /LC Uniboot Std Polarity Ult IL 37m | PC | 1 | 1 | 1 | 1 | 174.9
61305674256 | FS2RPUNUNNNM038 | OM4+ 2f 2mm PC OFNP LC Uniboot /LC Unibo | OM4+ 2f 2mm PC OFNP LC Uniboot /LC Uniboot Std Polarity Ult IL 38m | PC | 1 | 1 | 1 | 1 | 178.18
61305674257 | FS2RPUNUNNNM039 | OM4+ 2f 2mm PC OFNP LC Uniboot /LC Unibo | OM4+ 2f 2mm PC OFNP LC Uniboot /LC Uniboot Std Polarity Ult IL 39m | PC | 1 | 1 | 1 | 1 | 181.46
61305674258 | FS2RPUNUNNNM040 | OM4+ 2f 2mm PC OFNP LC Uniboot /LC Unibo | OM4+ 2f 2mm PC OFNP LC Uniboot /LC Uniboot Std Polarity Ult IL 40m | PC | 1 | 1 | 1 | 1 | 184.72
61305674259 | FS2RPUNUNNNM041 | OM4+ 2f 2mm PC OFNP LC Uniboot /LC Unibo | OM4+ 2f 2mm PC OFNP LC Uniboot /LC Uniboot Std Polarity Ult IL 41m | PC | 1 | 1 | 1 | 1 | 188.02
61305674260 | FS2RPUNUNNNM042 | OM4+ 2f 2mm PC OFNP LC Uniboot /LC Unibo | OM4+ 2f 2mm PC OFNP LC Uniboot /LC Uniboot Std Polarity Ult IL 42m | PC | 1 | 1 | 1 | 1 | 191.28
61305674261 | FS2RPUNUNNNM043 | OM4+ 2f 2mm PC OFNP LC Uniboot /LC Unibo | OM4+ 2f 2mm PC OFNP LC Uniboot /LC Uniboot Std Polarity Ult IL 43m | PC | 1 | 1 | 1 | 1 | 194.56
61305674262 | FS2RPUNUNNNM044 | OM4+ 2f 2mm PC OFNP LC Uniboot /LC Unibo | OM4+ 2f 2mm PC OFNP LC Uniboot /LC Uniboot Std Polarity Ult IL 44m | PC | 1 | 1 | 1 | 1 | 197.82
61305674263 | FS2RPUNUNNNM045 | OM4+ 2f 2mm PC OFNP LC Uniboot /LC Unibo | OM4+ 2f 2mm PC OFNP LC Uniboot /LC Uniboot Std Polarity Ult IL 45m | PC | 1 | 1 | 1 | 1 | 201.12
61305674264 | FS2RPUNUNNNM046 | OM4+ 2f 2mm PC OFNP LC Uniboot /LC Unibo | OM4+ 2f 2mm PC OFNP LC Uniboot /LC Uniboot Std Polarity Ult IL 46m | PC | 1 | 1 | 1 | 1 | 204.38
61305674266 | FS2RPUNUNNNM047 | OM4+ 2f 2mm PC OFNP LC Uniboot /LC Unibo | OM4+ 2f 2mm PC OFNP LC Uniboot /LC Uniboot Std Polarity Ult IL 47m | PC | 1 | 1 | 1 | 1 | 207.66
61305674268 | FS2RPUNUNNNM048 | OM4+ 2f 2mm PC OFNP LC Uniboot /LC Unibo | OM4+ 2f 2mm PC OFNP LC Uniboot /LC Uniboot Std Polarity Ult IL 48m | PC | 1 | 1 | 1 | 1 | 210.94
61305674270 | FS2RPUNUNNNM049 | OM4+ 2f 2mm PC OFNP LC Uniboot /LC Unibo | OM4+ 2f 2mm PC OFNP LC Uniboot /LC Uniboot Std Polarity Ult IL 49m | PC | 1 | 1 | 1 | 1 | 214.22
61305674272 | FS2RPUNUNNNM050 | OM4+ 2f 2mm PC OFNP LC Uniboot /LC Unibo | OM4+ 2f 2mm PC OFNP LC Uniboot /LC Uniboot Std Polarity Ult IL 50m | PC | 1 | 1 | 1 | 1 | 217.48
61305674201 | FS2RPUNUNNNM1.5 | OM4+ 2f 2mm PC OFNP LC Uniboot /LC Unibo | OM4+ 2f 2mm PC OFNP LC Uniboot /LC Uniboot Std Polarity Ult IL 1.5m | PC | 1 | 10 | 1 | 1 | 58.62
61305674205 | FS2RPUNUNNNM2.5 | OM4+ 2f 2mm PC OFNP LC Uniboot /LC Unibo | OM4+ 2f 2mm PC OFNP LC Uniboot /LC Uniboot Std Polarity Ult IL 2.5m | PC | 1 | 10 | 1 | 1 | 61.88
61305673978 | FS2RPUNUNNNM3.5 | OM4+ 2f 2mm PC OFNP LC Uniboot /LC Unibo | OM4+ 2f 2mm PC OFNP LC Uniboot /LC Uniboot Std Polarity Ult IL 3.5m | PC | 1 | 10 | 1 | 1 | 65.16
61305674211 | FS2RPUNUNNNM4.5 | OM4+ 2f 2mm PC OFNP LC Uniboot /LC Unibo | OM4+ 2f 2mm PC OFNP LC Uniboot /LC Uniboot Std Polarity Ult IL 4.5m | PC | 1 | 10 | 1 | 1 | 68.44
61305674223 | FS2RPUNUNNNM5.5 | OM4+ 2f 2mm PC OFNP LC Uniboot /LC Unibo | OM4+ 2f 2mm PC OFNP LC Uniboot /LC Uniboot Std Polarity Ult IL 5.5m | PC | 1 | 10 | 1 | 1 | 71.72
61305673980 | FS2RPUNUNNNM6.5 | OM4+ 2f 2mm PC OFNP LC Uniboot /LC Unibo | OM4+ 2f 2mm PC OFNP LC Uniboot /LC Uniboot Std Polarity Ult IL 6.5m | PC | 1 | 10 | 1 | 1 | 74.98
61305674229 | FS2RPUNUNNNM7.5 | OM4+ 2f 2mm PC OFNP LC Uniboot /LC Unibo | OM4+ 2f 2mm PC OFNP LC Uniboot /LC Uniboot Std Polarity Ult IL 7.5m | PC | 1 | 10 | 1 | 1 | 78.28
61305673982 | FS2RPUNUNNNM8.5 | OM4+ 2f 2mm PC OFNP LC Uniboot /LC Unibo | OM4+ 2f 2mm PC OFNP LC Uniboot /LC Uniboot Std Polarity Ult IL 8.5m | PC | 1 | 10 | 1 | 1 | 81.54
61305674219 | FS2RPUNUNNNM9.5 | OM4+ 2f 2mm PC OFNP LC Uniboot /LC Unibo | OM4+ 2f 2mm PC OFNP LC Uniboot /LC Uniboot Std Polarity Ult IL 9.5m | PC | 1 | 10 | 1 | 1 | 84.82
07498312685 | FSCBT3AQ-X | SC Pot & Polish Boot for OM3/4 | SC Boot for Pot & Polish Connectors; 3.0mm; Aqua | PC | 1 | 100 | 10 | 1 | .4
07498312686 | FSCBT3EI-X | SC Pot & Polish Boot for OM1 | SC Boot for Pot & Polish Connectors; 3.0mm; Electric Ivory | PC | 1 | 100 | 10 | 1 | .4
07498312684 | FSCBT900EI-X | SC Pot & Polish Boot for OM3/4 | SC Boot for Pot & Polish Connectors; 900um; Electric Ivory | PC | 1 | 100 | 10 | 1 | .4
07498331922 | FSCDM2.0AQ-C | 100 Pack MM Pot and Polish SC Duplex Con | 100 Pack MM Pot and Polish SC Duplex Connectors with 2mm Aqua Boots | PC | 1 | 100 | 100 | 1 | 29.76
07498344421 | FSCDMM | SC multimode duplex connector, black boo | SC multimode duplex fiber optic connector for 3.0mm jacketed cable installation. | PC | 1 | 10 | 1 | 1 | 70.3
07498344423 | FSCDMM50 | SCmultimode duplex connectors | SC multimode duplex fiber optic connector for 3.0mm jacketed cable installation. | PC | 1 | 10 | 1 | 1 | 70.3
07498361673 | FSCM-C | SC MM Simpl Connector No Boots (100 pack | SC multimode simplex fiber optic connector for 3.0mm jacketed cable or 900µm buffered fiber installation. | PC | 1 | 100 | 100 | 1 | 10.36
07498357731 | FSCM2.0RD | SC Splx Conn, Pot & Polish for OM2 | Field Polish SC Simplex Pot & Polish Style OM2 Connector, Electric Ivory Housing with 900um/3.0mm Red Boots | PC | 1 | 10 | 1 | 1 | 13.52
07498383255 | FSCMM50RD | Pre-Polished SC Simplex Crimp Style OM2 | Pre-Polished SC Simplex Crimp Style OM2 Connector, Electric Ivory Housing with 900um/3.0mm Red Boots | PC | 1 | 1 | 1 | 1 | 32.66
07498383254 | FSCMMBL | Pre-Polished SC Simplex Crimp Style OM1 | Pre-Polished SC Simplex Crimp Style OM1 Connector, Electric Ivory Housing with 900um/3.0mm Black Boots | PC | 1 | 1 | 1 | 1 | 32.66
07498364494 | FSCP | F.O. Inspection Microscope | Fiber inspection microscope. | PC | 1 | 1 | 1 | 1 | 336.64
07498337637 | FSCRBLD | ReplacementBlade,EA | Replacement blade for carbide scribe. | PC | 1 | 10 | 1 | 1 | 275.24
07498321469 | FSCSCBU | SC9/125µm,SM,SMPLX,Conn,BUBoot,EA | SC 9/125µm singlemode simplex connector for 900µm tight-buffered fiber installation. | PC | 1 | 1 | 1 | 1 | 27.2
07498305004 | FSIP602Y | Fiber Ind 29mm Cable OFNP OM1 2 Fibers | 62.5um OM1 2 Fiber Indoor 1.9mm Duplex (Zipcord) Cable, Plenum (OFNP), 900um Buffered Fibers | MF | 1000 | 1640 | 1 | 1 | 457.58
07498384762 | FSKP624 | 24-Fiber,OM1,MM,PLEM,I/O,Cable | 62.5um OM1 24 Fiber Indoor-Outdoor Tight Buffered Cable, Plenum (OFNP), 900um Buffered Fibers | MF | 1000 | 1640 | 1 | 1 | 5354.6
07498384772 | FSKR624 | 24-Fiber,OM1,MM,Riser,I/O,Cable | 62.5um OM1 24 Fiber Indoor-Outdoor Tight Buffered Cable, Riser (OFNR), 900um Buffered Fibers | MF | 1000 | 1640 | 1 | 1 | 4263.98
07498383937 | FSKR904 | 4-Fiber,OS2,SM,Riser,I/O,Cable | 9um OS2 4 Fiber Indoor-Outdoor Tight Buffered Cable, Riser (OFNR), 900um Buffered Fibers | MF | 1000 | 1640 | 1 | 1 | 600.98
07498384285 | FSLP624 | 24-Fiber,OM1,MM,Interlocking,AL,Cable | 62.5um OM1 24 Fiber Indoor-Outdoor Armored Tight Buffer Cable, Plenum (OFCP), 900um Buffered Fibers | MF | 1000 | 1640 | 1 | 1 | 9219.16
07498384263 | FSLR624 | 24-Fiber,OM1,MM,R,Interlocking,AL,Cable | 62.5um OM1 24 Fiber Indoor-Outdoor Armored Tight Buffer Cable, Riser (OFCR), 900um Buffered Fibers | MF | 1000 | 1640 | 1 | 1 | 7673.1
07498305048 | FSMR91AY | 144-Fiber,OS2,SM,Riser,I/O,Cable | 9um OS2 144 Fiber Indoor-Outdoor Armored Stranded Cable, Riser (OFCR), 250um Fibers | MF | 1000 | 1640 | 1 | 1 | 13473.42
07498305052 | FSMR972Y | 72-Fiber,OS2,SM,R,I/O,ARM,Strand Cable | 9um OS2 72 Fiber Indoor-Outdoor Armored Stranded Cable, Riser (OFCR), 250um Fibers | MF | 1000 | 1640 | 1 | 1 | 8112
07498305053 | FSMR996Y | 96-Fiber,OS2,SM,R,I/O,ARM,Strand Cable | 9um OS2 96 Fiber Indoor-Outdoor Armored Stranded Cable, Riser (OFCR), 250um Fibers | MF | 1000 | 1640 | 1 | 1 | 9848.12
07498378741 | FSNP624Y | 24-Fiber,OM1,MM,PLEM,I/O,Strand,Cable | 62.5um OM1 24 Fiber Indoor-Outdoor Stranded Tube Cable, Plenum (OFNP), 250um Fibers | MF | 1000 | 1640 | 1 | 1 | 6718.68
07498305065 | FSNR624Y | FSNR624Y | 62.5um OM1 24 Fiber Indoor-Outdoor Stranded Tube Cable, Riser (OFNR), 250um Fibers | MF | 1000 | 1640 | 1 | 1 | 4619.08
07498305120 | FSPR91AY | Fiber Ind Armd Cable OFCR OS2 144 Fibers | 9um OS2 144 Fiber Indoor Armored Cable, Riser (OFCR), 900um Buffered Fibers | MF | 1000 | 1640 | 1 | 1 | 27489.52
07498305124 | FSPR972Y | Fiber Ind Armd Cable OFCR OS2 72 Fibers | 9um OS2 72 Fiber Indoor Armored Cable, Riser (OFCR), 900um Buffered Fibers | MF | 1000 | 1640 | 1 | 1 | 15132
07498305125 | FSPR996Y | Fiber Ind Armd Cable OFCR OS2 96 Fibers | 9um OS2 96 Fiber Indoor Armored Cable, Riser (OFCR), 900um Buffered Fibers | MF | 1000 | 1640 | 1 | 1 | 21100.8
07498376607 | FSTHW | FbrSplTrayHLDRForWallMntEncl,EA | Holds 4 splice trays. Can be mounted with the use of adhesive strips or mounting screws included in the kit. Splice trays held in place with Panduit ™ Tak-Ty® Cable Ties. This stacking unit can secure up to 4 splice trays. Dimensions: 1.75"H x 4.56"W x 8 | PC | 1 | 1 | 1 | 1 | 33.6
07498383252 | FSTMM50BL | ST Splx Conn, Crimp for OM2 | Pre-Polished ST Simplex Crimp Style OM2 Connector, with 900um/3.0mm Black Boots | PC | 1 | 1 | 1 | 1 | 32.66
07498383250 | FSTMMBL | ST Splx Conn, Crimp for OM1 | Pre-Polished ST Simplex Crimp Style OM1 Connector, with 900um/3.0mm Black Boots | PC | 1 | 1 | 1 | 1 | 32.66
07498342503 | FSTY | Fiber Optic Clean Up Book, Sticky Vinyl | Fiber optic clean-up book,17 pgs/book. | BK | 1 | 1 | 1 | 1 | 18.88
61305648770 | FSTYL7575KAM020 | OM4+ 12f Trunk LSZH PanMPO F/PanMPO F HD |  | PC | 1 | 1 | 1 | 1 | 1131.54
61305648783 | FSTYL7575KAM025 | OM4+ 12f Trunk LSZH PanMPO F/PanMPO F HD |  | PC | 1 | 1 | 1 | 1 | 1228.46
61305648788 | FSTYL7575KAM030 | OM4+ 12f Trunk LSZH PanMPO F/PanMPO F HD |  | PC | 1 | 1 | 1 | 1 | 1325.48
07498381324 | FSWN624 | Fiber OSP SASJ Cable OM1 24 Fibers | 62.5um OM1 24 Fiber Outside Plant Armored (Single Armor, Single Jacket) Cable, Non-Rated, 250um Fibers | MF | 1000 | 3280 | 1 | 1 | 3419.32
07498383609 | FTR2X2OR | Fitting,3-SidedBRCTrumpet,2x2E,OR,EA | Used to limit the bend radius of the cable to 2 (50.8mm) when exiting from a Spill-Over Junction with a 2x2 exit or from 2x2 Fiber-Duct Channel, Orange. | PC | 1 | 1 | 1 | 1 | 82.54
07498375776 | FTRBE12M | FD,Bracket,Existing12mmRod,2x2-4x4,EA | Used for supporting the 2x2 and 4x4 Fiber-Duct™ Systems from existing threaded rod installations. Bracket is secured to threaded rod with two split nuts. Contains hardware for attaching to threaded rods and hardware for mounting channel to bracket. For 12 | PC | 1 | 10 | 1 | 1 | 44.7
07498375777 | FTRBN12M | FD,Bracket,New12mmRod,2x2-4x4,EA | Used for supporting the 2x2 and 4x4 Fiber-Duct™ Systems from new threaded rod installations. Bracket is secured to threaded rod with two nuts. Contains hardware for attaching to threaded rods and hardware for mounting channel to bracket. For 12mm Threaded | PC | 1 | 10 | 1 | 1 | 20.02
07498364501 | FWBTL | Squirt Bottle | Water bottle (empty). | PC | 1 | 10 | 1 | 1 | 9.3
61305645471 | FX2ELQ1SNSNM001 | OM3 2f 1.6mm PC LSZH PushPull LC/SC Dup |  | PC | 1 | 10 | 1 | 1 | 46.38
61305645473 | FX2ELQ1SNSNM002 | OM3 2f 1.6mm PC LSZH PushPull LC/SC Dup |  | PC | 1 | 10 | 1 | 1 | 48.26
61305645475 | FX2ELQ1SNSNM003 | OM3 2f 1.6mm PC LSZH PushPull LC/SC Dup |  | PC | 1 | 10 | 1 | 1 | 50.14
61305645542 | FX2ELQ1SNSNM004 | OM3 2f 1.6mm PC LSZH PushPull LC/SC Dup |  | PC | 1 | 10 | 1 | 1 | 52.02
61305645544 | FX2ELQ1SNSNM005 | OM3 2f 1.6mm PC LSZH PushPull LC/SC Dup |  | PC | 1 | 10 | 1 | 1 | 53.9
61305645546 | FX2ELQ1SNSNM006 | OM3 2f 1.6mm PC LSZH PushPull LC/SC Dup |  | PC | 1 | 10 | 1 | 1 | 55.78
61305645614 | FX2ELQ1SNSNM007 | OM3 2f 1.6mm PC LSZH PushPull LC/SC Dup |  | PC | 1 | 10 | 1 | 1 | 57.66
61305645616 | FX2ELQ1SNSNM008 | OM3 2f 1.6mm PC LSZH PushPull LC/SC Dup |  | PC | 1 | 10 | 1 | 1 | 59.54
61305645661 | FX2ELQ1SNSNM009 | OM3 2f 1.6mm PC LSZH PushPull LC/SC Dup |  | PC | 1 | 10 | 1 | 1 | 61.42
61305645663 | FX2ELQ1SNSNM010 | OM3 2f 1.6mm PC LSZH PushPull LC/SC Dup |  | PC | 1 | 10 | 1 | 1 | 63.3
61305600869 | FX2ERLNLNONM001 | OM3 2f 1.6mm PC OFNR LC Dup/LC Dup Std P |  | PC | 1 | 1 | 1 | 1 | 49.24
61305600894 | FX2ERLNLNONM002 | OM3 2f 1.6mm PC OFNR LC Dup/LC Dup Std P |  | PC | 1 | 1 | 1 | 1 | 51.1
61305600895 | FX2ERLNLNONM003 | OM3 2f 1.6mm PC OFNR LC Dup/LC Dup Std P |  | PC | 1 | 1 | 1 | 1 | 52.98
61305644267 | FX2ERLNSNSNF001 | OM3 2f 1.6mm PC OFNR LC Dup/SC Dup Std P |  | PC | 1 | 10 | 1 | 1 | 44.08
61305644268 | FX2ERLNSNSNF002 | OM3 2f 1.6mm PC OFNR LC Dup/SC Dup Std P |  | PC | 1 | 10 | 1 | 1 | 44.64
61305644270 | FX2ERLNSNSNF004 | OM3 2f 1.6mm PC OFNR LC Dup/SC Dup Std P |  | PC | 1 | 10 | 1 | 1 | 45.8
61305644272 | FX2ERLNSNSNF006 | OM3 2f 1.6mm PC OFNR LC Dup/SC Dup Std P |  | PC | 1 | 10 | 1 | 1 | 46.94
61305644273 | FX2ERLNSNSNF007 | OM3 2f 1.6mm PC OFNR LC Dup/SC Dup Std P |  | PC | 1 | 10 | 1 | 1 | 47.52
61305644274 | FX2ERLNSNSNF008 | OM3 2f 1.6mm PC OFNR LC Dup/SC Dup Std P |  | PC | 1 | 10 | 1 | 1 | 48.08
61305644275 | FX2ERLNSNSNF009 | OM3 2f 1.6mm PC OFNR LC Dup/SC Dup Std P |  | PC | 1 | 10 | 1 | 1 | 48.66
61305645454 | FX2ERQ1SNSNM001 | OM3 2f 1.6mm PC OFNR PushPull LC/SC Dup |  | PC | 1 | 10 | 1 | 1 | 46.78
61305645456 | FX2ERQ1SNSNM002 | OM3 2f 1.6mm PC OFNR PushPull LC/SC Dup |  | PC | 1 | 10 | 1 | 1 | 48.66
61305645459 | FX2ERQ1SNSNM004 | OM3 2f 1.6mm PC OFNR PushPull LC/SC Dup |  | PC | 1 | 10 | 1 | 1 | 52.42
61305645461 | FX2ERQ1SNSNM005 | OM3 2f 1.6mm PC OFNR PushPull LC/SC Dup |  | PC | 1 | 10 | 1 | 1 | 54.3
61305645463 | FX2ERQ1SNSNM006 | OM3 2f 1.6mm PC OFNR PushPull LC/SC Dup |  | PC | 1 | 10 | 1 | 1 | 56.18
61305645465 | FX2ERQ1SNSNM007 | OM3 2f 1.6mm PC OFNR PushPull LC/SC Dup |  | PC | 1 | 10 | 1 | 1 | 58.06
61305645467 | FX2ERQ1SNSNM008 | OM3 2f 1.6mm PC OFNR PushPull LC/SC Dup |  | PC | 1 | 10 | 1 | 1 | 59.94
61305645469 | FX2ERQ1SNSNM009 | OM3 2f 1.6mm PC OFNR PushPull LC/SC Dup |  | PC | 1 | 10 | 1 | 1 | 61.82
61305645657 | FX2ERQ1SNSNM010 | OM3 2f 1.6mm PC OFNR PushPull LC/SC Dup |  | PC | 1 | 10 | 1 | 1 | 63.7
07498348518 | FXNLCMLE2RM001 | mSFP to LC, OM3, Duplex, Riser, 1.6mm ja | mSFP to LC, OM3, duplex, riser rated, 1.6mm jacketed cable patch cord enables mating to the mSFP form factor transceiver. | PC | 1 | 10 | 1 | 1 | 79.94
07498348526 | FXNLCMLE2RM002 | mSFP to LC, OM3, Duplex, Riser, 1.6mm ja | mSFP to LC, OM3, duplex, riser rated, 1.6mm jacketed cable patch cord enables mating to the mSFP form factor transceiver. | PC | 1 | 10 | 1 | 1 | 82.3
07498348515 | FXNLCMLE2RM003 | mSFP to LC, OM3, Duplex, Riser, 1.6mm ja | mSFP to LC, OM3, duplex, riser rated, 1.6mm jacketed cable patch cord enables mating to the mSFP form factor transceiver. | PC | 1 | 10 | 1 | 1 | 84.68
07498348516 | FXNLCMLE2RM005 | mSFP to LC, OM3, Duplex, Riser, 1.6mm ja | mSFP to LC, OM3, duplex, riser rated, 1.6mm jacketed cable patch cord enables mating to the mSFP form factor transceiver. | PC | 1 | 10 | 1 | 1 | 89.4
07498348517 | FXNLCMLE2RM010 | mSFP to LC, OM3, Duplex, Riser, 1.6mm ja | mSFP to LC, OM3, duplex, riser rated, 1.6mm jacketed cable patch cord enables mating to the mSFP form factor transceiver. | PC | 1 | 10 | 1 | 1 | 101.22
07498348514 | FXNMLMLE2RM001 | mSFP to mSFP, OM3, Duplex, Riser, 1.6mm | mSFP to mSFP, OM3, duplex, riser rated, 1.6mm jacketed cable patch cord enables mating to the mSFP form factor transceiver. | PC | 1 | 10 | 1 | 1 | 79.96
07498348513 | FXNMLMLE2RM002 | mSFP to mSFP, OM3, Duplex, Riser, 1.6mm | mSFP to mSFP, OM3, duplex, riser rated, 1.6mm jacketed cable patch cord enables mating to the mSFP form factor transceiver. | PC | 1 | 10 | 1 | 1 | 82.3
61305680090 | FY9AP77Y006M005 | Singlemode 144-Fiber, Indoor Small Diame |  | PC | 1 | 1 | 1
61305680099 | FY9TP77B001F075 | Singlemode 12-Fiber, HD Flex Indoor Smal |  | PC | 1 | 1 | 1
61305680097 | FY9TP77B001F078 | Singlemode 12-Fiber, HD Flex Indoor Smal |  | PC | 1 | 1 | 1
61305680091 | FY9TP77B001F081 | Singlemode 12-Fiber, HD Flex Indoor Smal |  | PC | 1 | 1 | 1
61305680092 | FY9TP77B001F084 | Singlemode 12-Fiber, HD Flex Indoor Smal |  | PC | 1 | 1 | 1
61305680093 | FY9TP77B001F087 | Singlemode 12-Fiber, HD Flex Indoor Smal |  | PC | 1 | 1 | 1
61305680094 | FY9TP77B001F090 | Singlemode 12-Fiber, HD Flex Indoor Smal |  | PC | 1 | 1 | 1
61305680095 | FY9TP77B001F093 | Singlemode 12-Fiber, HD Flex Indoor Smal |  | PC | 1 | 1 | 1
61305680096 | FY9TP77B001F096 | Singlemode 12-Fiber, HD Flex Indoor Smal |  | PC | 1 | 1 | 1
61305680100 | FYZTP77Y001F069 | OM4 12-Fiber, HD Flex Indoor Small Diame |  | PC | 1 | 1 | 1
61305680098 | FYZTP77Y001F072 | OM4 12-Fiber, HD Flex Indoor Small Diame |  | PC | 1 | 1 | 1
61305680081 | FYZTP77Y001F075 | OM4 12-Fiber, HD Flex Indoor Small Diame |  | PC | 1 | 1 | 1
61305680080 | FYZTP77Y001F078 | OM4 12-Fiber, HD Flex Indoor Small Diame |  | PC | 1 | 1 | 1
61305680082 | FYZTP77Y001F081 | OM4 12-Fiber, HD Flex Indoor Small Diame |  | PC | 1 | 1 | 1
61305680083 | FYZTP77Y001F084 | OM4 12-Fiber, HD Flex Indoor Small Diame |  | PC | 1 | 1 | 1
61305680084 | FYZTP77Y001F087 | OM4 12-Fiber, HD Flex Indoor Small Diame |  | PC | 1 | 1 | 1
61305680085 | FYZTP77Y001F090 | OM4 12-Fiber, HD Flex Indoor Small Diame |  | PC | 1 | 1 | 1
61305680086 | FYZTP77Y001F093 | OM4 12-Fiber, HD Flex Indoor Small Diame |  | PC | 1 | 1 | 1
61305680087 | FYZTP77Y001F096 | OM4 12-Fiber, HD Flex Indoor Small Diame |  | PC | 1 | 1 | 1
61305680088 | FYZTP77Y001F099 | OM4 12-Fiber, HD Flex Indoor Small Diame |  | PC | 1 | 1 | 1
61305680089 | FYZTP77Y001F102 | OM4 12-Fiber, HD Flex Indoor Small Diame |  | PC | 1 | 1 | 1
07498306614 | FZ2ELQ1Q1ONM001 | OM4,2-Fbr,1.6mm,PC,LSZH,OptIl,1M | 2 fiber OM4 patch cord, LC push pull to LC push pull, 16mm jacket, low smoke zero halogen (LSZH) rated, Optimized IL, 1m | PC | 1 | 1 | 1 | 1 | 50.3
07498306649 | FZ2ELQ1Q1ONM002 | OM4,2-Fbr,1.6mm,PC,LSZH,OptIl,2M | The duplex fiber patch cord is OM4 with a 1.6mm jacket. It is Low Smoke Zero Halogen (LSZH) rated and features LC Push Pull connectors. It has optimized insertion loss and is 2 meters in length. | PC | 1 | 1 | 1 | 1 | 53.24
07498306650 | FZ2ELQ1Q1ONM003 | OM4,2-Fbr,1.6mm,PC,LSZH,OptIl,3M | 2 fiber OM4 patch cord, LC push pull to LC push pull, 16mm jacket, low smoke zero halogen (LSZH) rated, Optimized IL, 3m | PC | 1 | 1 | 1 | 1 | 56.2
61305645515 | FZ2ELQ1SNSNM001 | OM4 2f 1.6mm PC LSZH PushPull LC/SC Dup |  | PC | 1 | 10 | 1 | 1 | 51.34
61305645517 | FZ2ELQ1SNSNM002 | OM4 2f 1.6mm PC LSZH PushPull LC/SC Dup |  | PC | 1 | 10 | 1 | 1 | 54.18
61305645519 | FZ2ELQ1SNSNM003 | OM4 2f 1.6mm PC LSZH PushPull LC/SC Dup |  | PC | 1 | 10 | 1 | 1 | 57.02
61305645586 | FZ2ELQ1SNSNM004 | OM4 2f 1.6mm PC LSZH PushPull LC/SC Dup |  | PC | 1 | 10 | 1 | 1 | 59.86
61305645588 | FZ2ELQ1SNSNM005 | OM4 2f 1.6mm PC LSZH PushPull LC/SC Dup |  | PC | 1 | 10 | 1 | 1 | 62.7
61305645590 | FZ2ELQ1SNSNM006 | OM4 2f 1.6mm PC LSZH PushPull LC/SC Dup |  | PC | 1 | 10 | 1 | 1 | 65.54
61305645640 | FZ2ELQ1SNSNM007 | OM4 2f 1.6mm PC LSZH PushPull LC/SC Dup |  | PC | 1 | 10 | 1 | 1 | 68.38
61305645642 | FZ2ELQ1SNSNM008 | OM4 2f 1.6mm PC LSZH PushPull LC/SC Dup |  | PC | 1 | 10 | 1 | 1 | 71.22
61305645685 | FZ2ELQ1SNSNM009 | OM4 2f 1.6mm PC LSZH PushPull LC/SC Dup |  | PC | 1 | 10 | 1 | 1 | 74.06
61305645687 | FZ2ELQ1SNSNM010 | OM4 2f 1.6mm PC LSZH PushPull LC/SC Dup |  | PC | 1 | 10 | 1 | 1 | 76.9
07498304722 | FZ2ERQ1Q1ONM001 | OM4,2-Fiber,1.6mm,PC,Risr,OptIL,1M | 2 fiber OM4 patch cord, LC push pull to LC push pull, 16mm jacket, riser (OFNR) rated, Optimized IL, 1m | PC | 1 | 1 | 1 | 1 | 50.16
07498304723 | FZ2ERQ1Q1ONM002 | OM4,2-Fbr,1.6mm,PC,Risr,OptIl,2M | 2 fiber OM4 patch cord, LC push pull to LC push pull, 16mm jacket, riser (OFNR) rated, Optimized IL, 2m | PC | 1 | 1 | 1 | 1 | 52.98
07498304724 | FZ2ERQ1Q1ONM003 | OM4,2-Fbr,1.6mm,PC,Risr,OptIl,3M | 2 fiber OM4 patch cord, LC push pull to LC push pull, 16mm jacket, riser (OFNR) rated, Optimized IL, 3m | PC | 1 | 1 | 1 | 1 | 55.8
07498304725 | FZ2ERQ1Q1ONM004 | OM4,2-Fbr,1.6mm,PC,Risr,OptIl,4M | 2 fiber OM4 patch cord, LC push pull to LC push pull, 16mm jacket, riser (OFNR) rated, Optimized IL, 4m | PC | 1 | 1 | 1 | 1 | 58.62
07498304726 | FZ2ERQ1Q1ONM005 | OM4,2-Fbr,1.6mm,PC,Risr,OptIl,5M | 2 fiber OM4 patch cord, LC push pull to LC push pull, 16mm jacket, riser (OFNR) rated, Optimized IL, 5m | PC | 1 | 1 | 1 | 1 | 61.44
07498304728 | FZ2ERQ1Q1ONM007 | OM4,2-Fbr,1.6mm,PC,Risr,OptIl,7M | 2 fiber OM4 patch cord, LC push pull to LC push pull, 16mm jacket, riser (OFNR) rated, Optimized IL, 7m | PC | 1 | 1 | 1 | 1 | 67.08
07498304731 | FZ2ERQ1Q1ONM010 | OM4,2-Fbr,1.6mm,PC,Risr,OptIl,10M | 2 fiber OM4 patch cord, LC push pull to LC push pull, 16mm jacket, riser (OFNR) rated, Optimized IL, 10m | PC | 1 | 1 | 1 | 1 | 75.52
61305645508 | FZ2ERQ1SNSNM0.5 | OM4 2f 1.6mm PC OFNR PushPull LC/SC Dup |  | PC | 1 | 10 | 1 | 1 | 50.82
61305645509 | FZ2ERQ1SNSNM001 | OM4 2f 1.6mm PC OFNR PushPull LC/SC Dup |  | PC | 1 | 10 | 1 | 1 | 52.24
61305645511 | FZ2ERQ1SNSNM002 | OM4 2f 1.6mm PC OFNR PushPull LC/SC Dup |  | PC | 1 | 10 | 1 | 1 | 55.08
61305645513 | FZ2ERQ1SNSNM003 | OM4 2f 1.6mm PC OFNR PushPull LC/SC Dup |  | PC | 1 | 10 | 1 | 1 | 57.92
61305645580 | FZ2ERQ1SNSNM004 | OM4 2f 1.6mm PC OFNR PushPull LC/SC Dup |  | PC | 1 | 10 | 1 | 1 | 60.76
61305645582 | FZ2ERQ1SNSNM005 | OM4 2f 1.6mm PC OFNR PushPull LC/SC Dup |  | PC | 1 | 10 | 1 | 1 | 63.6
61305645584 | FZ2ERQ1SNSNM006 | OM4 2f 1.6mm PC OFNR PushPull LC/SC Dup |  | PC | 1 | 10 | 1 | 1 | 66.44
61305645636 | FZ2ERQ1SNSNM007 | OM4 2f 1.6mm PC OFNR PushPull LC/SC Dup |  | PC | 1 | 10 | 1 | 1 | 69.28
61305645638 | FZ2ERQ1SNSNM008 | OM4 2f 1.6mm PC OFNR PushPull LC/SC Dup |  | PC | 1 | 10 | 1 | 1 | 72.12
61305645679 | FZ2ERQ1SNSNM009 | OM4 2f 1.6mm PC OFNR PushPull LC/SC Dup |  | PC | 1 | 10 | 1 | 1 | 74.96
61305645681 | FZ2ERQ1SNSNM010 | OM4 2f 1.6mm PC OFNR PushPull LC/SC Dup |  | PC | 1 | 10 | 1 | 1 | 77.8
61305673833 | FZ2RLUNUNNNM0.5 | OM4 2f 2mm PC LSZH LC Uniboot /LC Uniboo | OM4 2f 2mm PC LSZH LC Uniboot /LC Uniboot Std Polarity Ult IL 0.5m | PC | 1 | 10 | 1 | 1 | 55.18
61305673834 | FZ2RLUNUNNNM001 | OM4 2f 2mm PC LSZH LC Uniboot /LC Uniboo | The duplex Uniboot fiber patch cord is OM4 with a unitary 2mm jacket. It is Low Smoke Zero Halogen (LSZH) rated and features LC Uniboot connectors. It has ultra insertion loss and is 1 meter in length. | PC | 1 | 10 | 1 | 1 | 56.68
61305673836 | FZ2RLUNUNNNM002 | OM4 2f 2mm PC LSZH LC Uniboot /LC Uniboo | OM4 2f 2mm PC LSZH LC Uniboot /LC Uniboot Std Polarity Ult IL 2m | PC | 1 | 10 | 1 | 1 | 59.66
61305673838 | FZ2RLUNUNNNM003 | OM4 2f 2mm PC LSZH LC Uniboot /LC Uniboo | The duplex Uniboot fiber patch cord is OM4 with a unitary 2mm jacket. It is Low Smoke Zero Halogen (LSZH) rated and features LC Uniboot connectors. It has ultra insertion loss and is 3 meters in length. | PC | 1 | 10 | 1 | 1 | 62.62
61305673927 | FZ2RLUNUNNNM004 | OM4 2f 2mm PC LSZH LC Uniboot /LC Uniboo | OM4 2f 2mm PC LSZH LC Uniboot /LC Uniboot Std Polarity Ult IL 4m | PC | 1 | 10 | 1 | 1 | 65.6
61305673929 | FZ2RLUNUNNNM005 | OM4 2f 2mm PC LSZH LC Uniboot /LC Uniboo | OM4 2f 2mm PC LSZH LC Uniboot /LC Uniboot Std Polarity Ult IL 5m | PC | 1 | 10 | 1 | 1 | 68.6
61305673931 | FZ2RLUNUNNNM006 | OM4 2f 2mm PC LSZH LC Uniboot /LC Uniboo | OM4 2f 2mm PC LSZH LC Uniboot /LC Uniboot Std Polarity Ult IL 6m | PC | 1 | 10 | 1 | 1 | 71.58
61305673995 | FZ2RLUNUNNNM007 | OM4 2f 2mm PC LSZH LC Uniboot /LC Uniboo | OM4 2f 2mm PC LSZH LC Uniboot /LC Uniboot Std Polarity Ult IL 7m | PC | 1 | 10 | 1 | 1 | 74.54
61305673997 | FZ2RLUNUNNNM008 | OM4 2f 2mm PC LSZH LC Uniboot /LC Uniboo | OM4 2f 2mm PC LSZH LC Uniboot /LC Uniboot Std Polarity Ult IL 8m | PC | 1 | 10 | 1 | 1 | 77.52
61305674086 | FZ2RLUNUNNNM009 | OM4 2f 2mm PC LSZH LC Uniboot /LC Uniboo | OM4 2f 2mm PC LSZH LC Uniboot /LC Uniboot Std Polarity Ult IL 9m | PC | 1 | 10 | 1 | 1 | 80.5
61305674090 | FZ2RLUNUNNNM010 | OM4 2f 2mm PC LSZH LC Uniboot /LC Uniboo | OM4 2f 2mm PC LSZH LC Uniboot /LC Uniboot Std Polarity Ult IL 10m | PC | 1 | 10 | 1 | 1 | 83.48
61305674092 | FZ2RLUNUNNNM011 | OM4 2f 2mm PC LSZH LC Uniboot /LC Uniboo | OM4 2f 2mm PC LSZH LC Uniboot /LC Uniboot Std Polarity Ult IL 11m | PC | 1 | 1 | 1 | 1 | 86.46
61305674093 | FZ2RLUNUNNNM012 | OM4 2f 2mm PC LSZH LC Uniboot /LC Uniboo | OM4 2f 2mm PC LSZH LC Uniboot /LC Uniboot Std Polarity Ult IL 12m | PC | 1 | 1 | 1 | 1 | 89.44
61305674228 | FZ2RLUNUNNNM013 | OM4 2f 2mm PC LSZH LC Uniboot /LC Uniboo | OM4 2f 2mm PC LSZH LC Uniboot /LC Uniboot Std Polarity Ult IL 13m | PC | 1 | 1 | 1 | 1 | 92.42
61305674265 | FZ2RLUNUNNNM014 | OM4 2f 2mm PC LSZH LC Uniboot /LC Uniboo | OM4 2f 2mm PC LSZH LC Uniboot /LC Uniboot Std Polarity Ult IL 14m | PC | 1 | 1 | 1 | 1 | 95.38
61305674267 | FZ2RLUNUNNNM015 | OM4 2f 2mm PC LSZH LC Uniboot /LC Uniboo | OM4 2f 2mm PC LSZH LC Uniboot /LC Uniboot Std Polarity Ult IL 15m | PC | 1 | 1 | 1 | 1 | 98.36
61305674269 | FZ2RLUNUNNNM016 | OM4 2f 2mm PC LSZH LC Uniboot /LC Uniboo | OM4 2f 2mm PC LSZH LC Uniboot /LC Uniboot Std Polarity Ult IL 16m | PC | 1 | 1 | 1 | 1 | 101.34
61305674271 | FZ2RLUNUNNNM017 | OM4 2f 2mm PC LSZH LC Uniboot /LC Uniboo | OM4 2f 2mm PC LSZH LC Uniboot /LC Uniboot Std Polarity Ult IL 17m | PC | 1 | 1 | 1 | 1 | 104.34
61305674273 | FZ2RLUNUNNNM018 | OM4 2f 2mm PC LSZH LC Uniboot /LC Uniboo | OM4 2f 2mm PC LSZH LC Uniboot /LC Uniboot Std Polarity Ult IL 18m | PC | 1 | 1 | 1 | 1 | 107.3
61305674276 | FZ2RLUNUNNNM019 | OM4 2f 2mm PC LSZH LC Uniboot /LC Uniboo | OM4 2f 2mm PC LSZH LC Uniboot /LC Uniboot Std Polarity Ult IL 19m | PC | 1 | 1 | 1 | 1 | 110.28
61305674277 | FZ2RLUNUNNNM020 | OM4 2f 2mm PC LSZH LC Uniboot /LC Uniboo | OM4 2f 2mm PC LSZH LC Uniboot /LC Uniboot Std Polarity Ult IL 20m | PC | 1 | 1 | 1 | 1 | 113.26
61305674499 | FZ2RLUNUNNNM021 | OM4 2f 2mm PC LSZH LC Uniboot /LC Uniboo | OM4 2f 2mm PC LSZH LC Uniboot /LC Uniboot Std Polarity Ult IL 21m | PC | 1 | 1 | 1 | 1 | 116.24
61305674502 | FZ2RLUNUNNNM022 | OM4 2f 2mm PC LSZH LC Uniboot /LC Uniboo | OM4 2f 2mm PC LSZH LC Uniboot /LC Uniboot Std Polarity Ult IL 22m | PC | 1 | 1 | 1 | 1 | 119.2
61305674504 | FZ2RLUNUNNNM023 | OM4 2f 2mm PC LSZH LC Uniboot /LC Uniboo | OM4 2f 2mm PC LSZH LC Uniboot /LC Uniboot Std Polarity Ult IL 23m | PC | 1 | 1 | 1 | 1 | 122.2
61305674506 | FZ2RLUNUNNNM024 | OM4 2f 2mm PC LSZH LC Uniboot /LC Uniboo | OM4 2f 2mm PC LSZH LC Uniboot /LC Uniboot Std Polarity Ult IL 24m | PC | 1 | 1 | 1 | 1 | 125.18
61305674507 | FZ2RLUNUNNNM025 | OM4 2f 2mm PC LSZH LC Uniboot /LC Uniboo | OM4 2f 2mm PC LSZH LC Uniboot /LC Uniboot Std Polarity Ult IL 25m | PC | 1 | 1 | 1 | 1 | 128.14
61305674508 | FZ2RLUNUNNNM026 | OM4 2f 2mm PC LSZH LC Uniboot /LC Uniboo | OM4 2f 2mm PC LSZH LC Uniboot /LC Uniboot Std Polarity Ult IL 26m | PC | 1 | 1 | 1 | 1 | 131.12
61305674509 | FZ2RLUNUNNNM027 | OM4 2f 2mm PC LSZH LC Uniboot /LC Uniboo | OM4 2f 2mm PC LSZH LC Uniboot /LC Uniboot Std Polarity Ult IL 27m | PC | 1 | 1 | 1 | 1 | 134.1
61305674519 | FZ2RLUNUNNNM028 | OM4 2f 2mm PC LSZH LC Uniboot /LC Uniboo | OM4 2f 2mm PC LSZH LC Uniboot /LC Uniboot Std Polarity Ult IL 28m | PC | 1 | 1 | 1 | 1 | 137.1
61305674521 | FZ2RLUNUNNNM029 | OM4 2f 2mm PC LSZH LC Uniboot /LC Uniboo | OM4 2f 2mm PC LSZH LC Uniboot /LC Uniboot Std Polarity Ult IL 29m | PC | 1 | 1 | 1 | 1 | 140.06
61305674523 | FZ2RLUNUNNNM030 | OM4 2f 2mm PC LSZH LC Uniboot /LC Uniboo | OM4 2f 2mm PC LSZH LC Uniboot /LC Uniboot Std Polarity Ult IL 30m | PC | 1 | 1 | 1 | 1 | 143.04
61305674525 | FZ2RLUNUNNNM031 | OM4 2f 2mm PC LSZH LC Uniboot /LC Uniboo | OM4 2f 2mm PC LSZH LC Uniboot /LC Uniboot Std Polarity Ult IL 31m | PC | 1 | 1 | 1 | 1 | 146.02
61305674527 | FZ2RLUNUNNNM032 | OM4 2f 2mm PC LSZH LC Uniboot /LC Uniboo | OM4 2f 2mm PC LSZH LC Uniboot /LC Uniboot Std Polarity Ult IL 32m | PC | 1 | 1 | 1 | 1 | 149
61305674529 | FZ2RLUNUNNNM033 | OM4 2f 2mm PC LSZH LC Uniboot /LC Uniboo | OM4 2f 2mm PC LSZH LC Uniboot /LC Uniboot Std Polarity Ult IL 33m | PC | 1 | 1 | 1 | 1 | 151.96
61305674531 | FZ2RLUNUNNNM034 | OM4 2f 2mm PC LSZH LC Uniboot /LC Uniboo | OM4 2f 2mm PC LSZH LC Uniboot /LC Uniboot Std Polarity Ult IL 34m | PC | 1 | 1 | 1 | 1 | 154.96
61305674533 | FZ2RLUNUNNNM035 | OM4 2f 2mm PC LSZH LC Uniboot /LC Uniboo | OM4 2f 2mm PC LSZH LC Uniboot /LC Uniboot Std Polarity Ult IL 35m | PC | 1 | 1 | 1 | 1 | 157.94
61305674727 | FZ2RLUNUNNNM036 | OM4 2f 2mm PC LSZH LC Uniboot /LC Uniboo | OM4 2f 2mm PC LSZH LC Uniboot /LC Uniboot Std Polarity Ult IL 36m | PC | 1 | 1 | 1 | 1 | 160.9
61305674729 | FZ2RLUNUNNNM037 | OM4 2f 2mm PC LSZH LC Uniboot /LC Uniboo | OM4 2f 2mm PC LSZH LC Uniboot /LC Uniboot Std Polarity Ult IL 37m | PC | 1 | 1 | 1 | 1 | 163.88
61305674730 | FZ2RLUNUNNNM038 | OM4 2f 2mm PC LSZH LC Uniboot /LC Uniboo | OM4 2f 2mm PC LSZH LC Uniboot /LC Uniboot Std Polarity Ult IL 38m | PC | 1 | 1 | 1 | 1 | 166.86
61305674731 | FZ2RLUNUNNNM039 | OM4 2f 2mm PC LSZH LC Uniboot /LC Uniboo | OM4 2f 2mm PC LSZH LC Uniboot /LC Uniboot Std Polarity Ult IL 39m | PC | 1 | 1 | 1 | 1 | 169.84
61305674732 | FZ2RLUNUNNNM040 | OM4 2f 2mm PC LSZH LC Uniboot /LC Uniboo | OM4 2f 2mm PC LSZH LC Uniboot /LC Uniboot Std Polarity Ult IL 40m | PC | 1 | 1 | 1 | 1 | 172.82
61305674734 | FZ2RLUNUNNNM041 | OM4 2f 2mm PC LSZH LC Uniboot /LC Uniboo | OM4 2f 2mm PC LSZH LC Uniboot /LC Uniboot Std Polarity Ult IL 41m | PC | 1 | 1 | 1 | 1 | 175.8
61305674736 | FZ2RLUNUNNNM042 | OM4 2f 2mm PC LSZH LC Uniboot /LC Uniboo | OM4 2f 2mm PC LSZH LC Uniboot /LC Uniboot Std Polarity Ult IL 42m | PC | 1 | 1 | 1 | 1 | 178.78
61305674733 | FZ2RLUNUNNNM043 | OM4 2f 2mm PC LSZH LC Uniboot /LC Uniboo | OM4 2f 2mm PC LSZH LC Uniboot /LC Uniboot Std Polarity Ult IL 43m | PC | 1 | 1 | 1 | 1 | 181.76
61305674735 | FZ2RLUNUNNNM044 | OM4 2f 2mm PC LSZH LC Uniboot /LC Uniboo | OM4 2f 2mm PC LSZH LC Uniboot /LC Uniboot Std Polarity Ult IL 44m | PC | 1 | 1 | 1 | 1 | 184.72
61305674737 | FZ2RLUNUNNNM045 | OM4 2f 2mm PC LSZH LC Uniboot /LC Uniboo | OM4 2f 2mm PC LSZH LC Uniboot /LC Uniboot Std Polarity Ult IL 45m | PC | 1 | 1 | 1 | 1 | 187.7
61305674738 | FZ2RLUNUNNNM046 | OM4 2f 2mm PC LSZH LC Uniboot /LC Uniboo | OM4 2f 2mm PC LSZH LC Uniboot /LC Uniboot Std Polarity Ult IL 46m | PC | 1 | 1 | 1 | 1 | 190.7
61305674739 | FZ2RLUNUNNNM047 | OM4 2f 2mm PC LSZH LC Uniboot /LC Uniboo | OM4 2f 2mm PC LSZH LC Uniboot /LC Uniboot Std Polarity Ult IL 47m | PC | 1 | 1 | 1 | 1 | 193.66
61305674740 | FZ2RLUNUNNNM048 | OM4 2f 2mm PC LSZH LC Uniboot /LC Uniboo | OM4 2f 2mm PC LSZH LC Uniboot /LC Uniboot Std Polarity Ult IL 48m | PC | 1 | 1 | 1 | 1 | 196.64
61305674741 | FZ2RLUNUNNNM049 | OM4 2f 2mm PC LSZH LC Uniboot /LC Uniboo | OM4 2f 2mm PC LSZH LC Uniboot /LC Uniboot Std Polarity Ult IL 49m | PC | 1 | 1 | 1 | 1 | 199.62
61305674742 | FZ2RLUNUNNNM050 | OM4 2f 2mm PC LSZH LC Uniboot /LC Uniboo | OM4 2f 2mm PC LSZH LC Uniboot /LC Uniboot Std Polarity Ult IL 50m | PC | 1 | 1 | 1 | 1 | 202.6
61305673835 | FZ2RLUNUNNNM1.5 | OM4 2f 2mm PC LSZH LC Uniboot /LC Uniboo | OM4 2f 2mm PC LSZH LC Uniboot /LC Uniboot Std Polarity Ult IL 1.5m | PC | 1 | 10 | 1 | 1 | 58.16
61305673837 | FZ2RLUNUNNNM2.5 | OM4 2f 2mm PC LSZH LC Uniboot /LC Uniboo | OM4 2f 2mm PC LSZH LC Uniboot /LC Uniboot Std Polarity Ult IL 2.5m | PC | 1 | 10 | 1 | 1 | 61.16
61305673926 | FZ2RLUNUNNNM3.5 | OM4 2f 2mm PC LSZH LC Uniboot /LC Uniboo | OM4 2f 2mm PC LSZH LC Uniboot /LC Uniboot Std Polarity Ult IL 3.5m | PC | 1 | 10 | 1 | 1 | 64.12
61305673928 | FZ2RLUNUNNNM4.5 | OM4 2f 2mm PC LSZH LC Uniboot /LC Uniboo | OM4 2f 2mm PC LSZH LC Uniboot /LC Uniboot Std Polarity Ult IL 4.5m | PC | 1 | 10 | 1 | 1 | 67.1
61305673930 | FZ2RLUNUNNNM5.5 | OM4 2f 2mm PC LSZH LC Uniboot /LC Uniboo | OM4 2f 2mm PC LSZH LC Uniboot /LC Uniboot Std Polarity Ult IL 5.5m | PC | 1 | 10 | 1 | 1 | 70.08
61305673994 | FZ2RLUNUNNNM6.5 | OM4 2f 2mm PC LSZH LC Uniboot /LC Uniboo | OM4 2f 2mm PC LSZH LC Uniboot /LC Uniboot Std Polarity Ult IL 6.5m | PC | 1 | 10 | 1 | 1 | 73.04
61305673996 | FZ2RLUNUNNNM7.5 | OM4 2f 2mm PC LSZH LC Uniboot /LC Uniboo | OM4 2f 2mm PC LSZH LC Uniboot /LC Uniboot Std Polarity Ult IL 7.5m | PC | 1 | 10 | 1 | 1 | 76.04
61305674084 | FZ2RLUNUNNNM8.5 | OM4 2f 2mm PC LSZH LC Uniboot /LC Uniboo | OM4 2f 2mm PC LSZH LC Uniboot /LC Uniboot Std Polarity Ult IL 8.5m | PC | 1 | 10 | 1 | 1 | 79.02
61305674088 | FZ2RLUNUNNNM9.5 | OM4 2f 2mm PC LSZH LC Uniboot /LC Uniboo | OM4 2f 2mm PC LSZH LC Uniboot /LC Uniboot Std Polarity Ult IL 9.5m | PC | 1 | 10 | 1 | 1 | 82
61305673829 | FZ2RLUNUNONM0.5 | OM4 2f 2mm PC LSZH LC Uniboot /LC Uniboo | OM4 2f 2mm PC LSZH LC Uniboot /LC Uniboot Std Polarity Opt IL 0.5m | PC | 1 | 10 | 1 | 1 | 52.62
61305673830 | FZ2RLUNUNONM001 | OM4 2f 2mm PC LSZH LC Uniboot /LC Uniboo | The duplex Uniboot fiber patch cord is OM4 with a unitary 2mm jacket. It is Low Smoke Zero Halogen (LSZH) rated and features LC Uniboot connectors. It has optimized insertion loss and is 1 meter in length. | PC | 1 | 10 | 1 | 1 | 54.12
61305656949 | FZ2RLUNUNONM002 | OM4 2f 2mm PC LSZH LC Uniboot /LC Uniboo | The duplex Uniboot fiber patch cord is OM4 with a unitary 2mm jacket. It is Low Smoke Zero Halogen (LSZH) rated and features LC Uniboot connectors. It has optimized insertion loss and is 2 meters in length. | PC | 1 | 10 | 1 | 1 | 57.1
61305656950 | FZ2RLUNUNONM003 | OM4 2f 2mm PC LSZH LC Uniboot /LC Uniboo | OM4 2f 2mm PC LSZH LC Uniboot /LC Uniboot Std Polarity Opt IL 3m | PC | 1 | 10 | 1 | 1 | 60.08
61305673922 | FZ2RLUNUNONM004 | OM4 2f 2mm PC LSZH LC Uniboot /LC Uniboo | OM4 2f 2mm PC LSZH LC Uniboot /LC Uniboot Std Polarity Opt IL 4m | PC | 1 | 10 | 1 | 1 | 63.04
61305656951 | FZ2RLUNUNONM005 | OM4 2f 2mm PC LSZH LC Uniboot /LC Uniboo | OM4 2f 2mm PC LSZH LC Uniboot /LC Uniboot Std Polarity Opt IL 5m | PC | 1 | 10 | 1 | 1 | 66.04
61305673925 | FZ2RLUNUNONM006 | OM4 2f 2mm PC LSZH LC Uniboot /LC Uniboo | OM4 2f 2mm PC LSZH LC Uniboot /LC Uniboot Std Polarity Opt IL 6m | PC | 1 | 10 | 1 | 1 | 69.02
61305673979 | FZ2RLUNUNONM007 | OM4 2f 2mm PC LSZH LC Uniboot /LC Uniboo | OM4 2f 2mm PC LSZH LC Uniboot /LC Uniboot Std Polarity Opt IL 7m | PC | 1 | 10 | 1 | 1 | 71.98
61305673993 | FZ2RLUNUNONM008 | OM4 2f 2mm PC LSZH LC Uniboot /LC Uniboo | OM4 2f 2mm PC LSZH LC Uniboot /LC Uniboot Std Polarity Opt IL 8m | PC | 1 | 10 | 1 | 1 | 74.96
61305674048 | FZ2RLUNUNONM009 | OM4 2f 2mm PC LSZH LC Uniboot /LC Uniboo | OM4 2f 2mm PC LSZH LC Uniboot /LC Uniboot Std Polarity Opt IL 9m | PC | 1 | 10 | 1 | 1 | 77.94
61305674052 | FZ2RLUNUNONM010 | OM4 2f 2mm PC LSZH LC Uniboot /LC Uniboo | OM4 2f 2mm PC LSZH LC Uniboot /LC Uniboot Std Polarity Opt IL 10m | PC | 1 | 10 | 1 | 1 | 80.92
61305674054 | FZ2RLUNUNONM011 | OM4 2f 2mm PC LSZH LC Uniboot /LC Uniboo | OM4 2f 2mm PC LSZH LC Uniboot /LC Uniboot Std Polarity Opt IL 11m | PC | 1 | 1 | 1 | 1 | 83.9
61305674055 | FZ2RLUNUNONM012 | OM4 2f 2mm PC LSZH LC Uniboot /LC Uniboo | OM4 2f 2mm PC LSZH LC Uniboot /LC Uniboot Std Polarity Opt IL 12m | PC | 1 | 1 | 1 | 1 | 86.88
61305674217 | FZ2RLUNUNONM013 | OM4 2f 2mm PC LSZH LC Uniboot /LC Uniboo | OM4 2f 2mm PC LSZH LC Uniboot /LC Uniboot Std Polarity Opt IL 13m | PC | 1 | 1 | 1 | 1 | 89.86
61305674213 | FZ2RLUNUNONM014 | OM4 2f 2mm PC LSZH LC Uniboot /LC Uniboo | OM4 2f 2mm PC LSZH LC Uniboot /LC Uniboot Std Polarity Opt IL 14m | PC | 1 | 1 | 1 | 1 | 92.84
61305674215 | FZ2RLUNUNONM015 | OM4 2f 2mm PC LSZH LC Uniboot /LC Uniboo | OM4 2f 2mm PC LSZH LC Uniboot /LC Uniboot Std Polarity Opt IL 15m | PC | 1 | 1 | 1 | 1 | 95.8
61305674218 | FZ2RLUNUNONM016 | OM4 2f 2mm PC LSZH LC Uniboot /LC Uniboo | OM4 2f 2mm PC LSZH LC Uniboot /LC Uniboot Std Polarity Opt IL 16m | PC | 1 | 1 | 1 | 1 | 98.8
61305674220 | FZ2RLUNUNONM017 | OM4 2f 2mm PC LSZH LC Uniboot /LC Uniboo | OM4 2f 2mm PC LSZH LC Uniboot /LC Uniboot Std Polarity Opt IL 17m | PC | 1 | 1 | 1 | 1 | 101.78
61305674222 | FZ2RLUNUNONM018 | OM4 2f 2mm PC LSZH LC Uniboot /LC Uniboo | OM4 2f 2mm PC LSZH LC Uniboot /LC Uniboot Std Polarity Opt IL 18m | PC | 1 | 1 | 1 | 1 | 104.74
61305674224 | FZ2RLUNUNONM019 | OM4 2f 2mm PC LSZH LC Uniboot /LC Uniboo | OM4 2f 2mm PC LSZH LC Uniboot /LC Uniboot Std Polarity Opt IL 19m | PC | 1 | 1 | 1 | 1 | 107.72
61305674226 | FZ2RLUNUNONM020 | OM4 2f 2mm PC LSZH LC Uniboot /LC Uniboo | OM4 2f 2mm PC LSZH LC Uniboot /LC Uniboot Std Polarity Opt IL 20m | PC | 1 | 1 | 1 | 1 | 110.7
61305674472 | FZ2RLUNUNONM021 | OM4 2f 2mm PC LSZH LC Uniboot /LC Uniboo | OM4 2f 2mm PC LSZH LC Uniboot /LC Uniboot Std Polarity Opt IL 21m | PC | 1 | 1 | 1 | 1 | 113.68
61305674473 | FZ2RLUNUNONM022 | OM4 2f 2mm PC LSZH LC Uniboot /LC Uniboo | OM4 2f 2mm PC LSZH LC Uniboot /LC Uniboot Std Polarity Opt IL 22m | PC | 1 | 1 | 1 | 1 | 116.66
61305674474 | FZ2RLUNUNONM023 | OM4 2f 2mm PC LSZH LC Uniboot /LC Uniboo | OM4 2f 2mm PC LSZH LC Uniboot /LC Uniboot Std Polarity Opt IL 23m | PC | 1 | 1 | 1 | 1 | 119.64
61305674475 | FZ2RLUNUNONM024 | OM4 2f 2mm PC LSZH LC Uniboot /LC Uniboo | OM4 2f 2mm PC LSZH LC Uniboot /LC Uniboot Std Polarity Opt IL 24m | PC | 1 | 1 | 1 | 1 | 122.62
61305674478 | FZ2RLUNUNONM025 | OM4 2f 2mm PC LSZH LC Uniboot /LC Uniboo | OM4 2f 2mm PC LSZH LC Uniboot /LC Uniboot Std Polarity Opt IL 25m | PC | 1 | 1 | 1 | 1 | 125.6
61305674480 | FZ2RLUNUNONM026 | OM4 2f 2mm PC LSZH LC Uniboot /LC Uniboo | OM4 2f 2mm PC LSZH LC Uniboot /LC Uniboot Std Polarity Opt IL 26m | PC | 1 | 1 | 1 | 1 | 128.56
61305674483 | FZ2RLUNUNONM027 | OM4 2f 2mm PC LSZH LC Uniboot /LC Uniboo | OM4 2f 2mm PC LSZH LC Uniboot /LC Uniboot Std Polarity Opt IL 27m | PC | 1 | 1 | 1 | 1 | 131.54
61305674485 | FZ2RLUNUNONM028 | OM4 2f 2mm PC LSZH LC Uniboot /LC Uniboo | OM4 2f 2mm PC LSZH LC Uniboot /LC Uniboot Std Polarity Opt IL 28m | PC | 1 | 1 | 1 | 1 | 134.54
61305674487 | FZ2RLUNUNONM029 | OM4 2f 2mm PC LSZH LC Uniboot /LC Uniboo | OM4 2f 2mm PC LSZH LC Uniboot /LC Uniboot Std Polarity Opt IL 29m | PC | 1 | 1 | 1 | 1 | 137.5
61305674489 | FZ2RLUNUNONM030 | OM4 2f 2mm PC LSZH LC Uniboot /LC Uniboo | OM4 2f 2mm PC LSZH LC Uniboot /LC Uniboot Std Polarity Opt IL 30m | PC | 1 | 1 | 1 | 1 | 140.48
61305674490 | FZ2RLUNUNONM031 | OM4 2f 2mm PC LSZH LC Uniboot /LC Uniboo | OM4 2f 2mm PC LSZH LC Uniboot /LC Uniboot Std Polarity Opt IL 31m | PC | 1 | 1 | 1 | 1 | 143.46
61305674491 | FZ2RLUNUNONM032 | OM4 2f 2mm PC LSZH LC Uniboot /LC Uniboo | OM4 2f 2mm PC LSZH LC Uniboot /LC Uniboot Std Polarity Opt IL 32m | PC | 1 | 1 | 1 | 1 | 146.44
61305674492 | FZ2RLUNUNONM033 | OM4 2f 2mm PC LSZH LC Uniboot /LC Uniboo | OM4 2f 2mm PC LSZH LC Uniboot /LC Uniboot Std Polarity Opt IL 33m | PC | 1 | 1 | 1 | 1 | 149.4
61305674493 | FZ2RLUNUNONM034 | OM4 2f 2mm PC LSZH LC Uniboot /LC Uniboo | OM4 2f 2mm PC LSZH LC Uniboot /LC Uniboot Std Polarity Opt IL 34m | PC | 1 | 1 | 1 | 1 | 152.4
61305674497 | FZ2RLUNUNONM035 | OM4 2f 2mm PC LSZH LC Uniboot /LC Uniboo | OM4 2f 2mm PC LSZH LC Uniboot /LC Uniboot Std Polarity Opt IL 35m | PC | 1 | 1 | 1 | 1 | 155.38
61305674713 | FZ2RLUNUNONM036 | OM4 2f 2mm PC LSZH LC Uniboot /LC Uniboo | OM4 2f 2mm PC LSZH LC Uniboot /LC Uniboot Std Polarity Opt IL 36m | PC | 1 | 1 | 1 | 1 | 158.36
61305674714 | FZ2RLUNUNONM037 | OM4 2f 2mm PC LSZH LC Uniboot /LC Uniboo | OM4 2f 2mm PC LSZH LC Uniboot /LC Uniboot Std Polarity Opt IL 37m | PC | 1 | 1 | 1 | 1 | 161.32
61305674715 | FZ2RLUNUNONM038 | OM4 2f 2mm PC LSZH LC Uniboot /LC Uniboo | OM4 2f 2mm PC LSZH LC Uniboot /LC Uniboot Std Polarity Opt IL 38m | PC | 1 | 1 | 1 | 1 | 164.3
61305674717 | FZ2RLUNUNONM039 | OM4 2f 2mm PC LSZH LC Uniboot /LC Uniboo | OM4 2f 2mm PC LSZH LC Uniboot /LC Uniboot Std Polarity Opt IL 39m | PC | 1 | 1 | 1 | 1 | 167.28
61305674719 | FZ2RLUNUNONM040 | OM4 2f 2mm PC LSZH LC Uniboot /LC Uniboo | OM4 2f 2mm PC LSZH LC Uniboot /LC Uniboot Std Polarity Opt IL 40m | PC | 1 | 1 | 1 | 1 | 170.26
61305674721 | FZ2RLUNUNONM041 | OM4 2f 2mm PC LSZH LC Uniboot /LC Uniboo | OM4 2f 2mm PC LSZH LC Uniboot /LC Uniboot Std Polarity Opt IL 41m | PC | 1 | 1 | 1 | 1 | 173.24
61305674716 | FZ2RLUNUNONM042 | OM4 2f 2mm PC LSZH LC Uniboot /LC Uniboo | OM4 2f 2mm PC LSZH LC Uniboot /LC Uniboot Std Polarity Opt IL 42m | PC | 1 | 1 | 1 | 1 | 176.22
61305674718 | FZ2RLUNUNONM043 | OM4 2f 2mm PC LSZH LC Uniboot /LC Uniboo | OM4 2f 2mm PC LSZH LC Uniboot /LC Uniboot Std Polarity Opt IL 43m | PC | 1 | 1 | 1 | 1 | 179.2
61305674720 | FZ2RLUNUNONM044 | OM4 2f 2mm PC LSZH LC Uniboot /LC Uniboo | OM4 2f 2mm PC LSZH LC Uniboot /LC Uniboot Std Polarity Opt IL 44m | PC | 1 | 1 | 1 | 1 | 182.16
61305674722 | FZ2RLUNUNONM045 | OM4 2f 2mm PC LSZH LC Uniboot /LC Uniboo | OM4 2f 2mm PC LSZH LC Uniboot /LC Uniboot Std Polarity Opt IL 45m | PC | 1 | 1 | 1 | 1 | 185.14
61305674723 | FZ2RLUNUNONM046 | OM4 2f 2mm PC LSZH LC Uniboot /LC Uniboo | OM4 2f 2mm PC LSZH LC Uniboot /LC Uniboot Std Polarity Opt IL 46m | PC | 1 | 1 | 1 | 1 | 188.14
61305674724 | FZ2RLUNUNONM047 | OM4 2f 2mm PC LSZH LC Uniboot /LC Uniboo | OM4 2f 2mm PC LSZH LC Uniboot /LC Uniboot Std Polarity Opt IL 47m | PC | 1 | 1 | 1 | 1 | 191.12
61305674726 | FZ2RLUNUNONM048 | OM4 2f 2mm PC LSZH LC Uniboot /LC Uniboo | OM4 2f 2mm PC LSZH LC Uniboot /LC Uniboot Std Polarity Opt IL 48m | PC | 1 | 1 | 1 | 1 | 194.08
61305674728 | FZ2RLUNUNONM049 | OM4 2f 2mm PC LSZH LC Uniboot /LC Uniboo | OM4 2f 2mm PC LSZH LC Uniboot /LC Uniboot Std Polarity Opt IL 49m | PC | 1 | 1 | 1 | 1 | 197.06
61305674725 | FZ2RLUNUNONM050 | OM4 2f 2mm PC LSZH LC Uniboot /LC Uniboo | OM4 2f 2mm PC LSZH LC Uniboot /LC Uniboot Std Polarity Opt IL 50m | PC | 1 | 1 | 1 | 1 | 200.04
61305673831 | FZ2RLUNUNONM1.5 | OM4 2f 2mm PC LSZH LC Uniboot /LC Uniboo | OM4 2f 2mm PC LSZH LC Uniboot /LC Uniboot Std Polarity Opt IL 1.5m | PC | 1 | 10 | 1 | 1 | 55.62
61305673832 | FZ2RLUNUNONM2.5 | OM4 2f 2mm PC LSZH LC Uniboot /LC Uniboo | OM4 2f 2mm PC LSZH LC Uniboot /LC Uniboot Std Polarity Opt IL 2.5m | PC | 1 | 10 | 1 | 1 | 58.6
61305673921 | FZ2RLUNUNONM3.5 | OM4 2f 2mm PC LSZH LC Uniboot /LC Uniboo | OM4 2f 2mm PC LSZH LC Uniboot /LC Uniboot Std Polarity Opt IL 3.5m | PC | 1 | 10 | 1 | 1 | 61.56
61305673923 | FZ2RLUNUNONM4.5 | OM4 2f 2mm PC LSZH LC Uniboot /LC Uniboo | OM4 2f 2mm PC LSZH LC Uniboot /LC Uniboot Std Polarity Opt IL 4.5m | PC | 1 | 10 | 1 | 1 | 64.54
61305673924 | FZ2RLUNUNONM5.5 | OM4 2f 2mm PC LSZH LC Uniboot /LC Uniboo | OM4 2f 2mm PC LSZH LC Uniboot /LC Uniboot Std Polarity Opt IL 5.5m | PC | 1 | 10 | 1 | 1 | 67.52
61305673977 | FZ2RLUNUNONM6.5 | OM4 2f 2mm PC LSZH LC Uniboot /LC Uniboo | OM4 2f 2mm PC LSZH LC Uniboot /LC Uniboot Std Polarity Opt IL 6.5m | PC | 1 | 10 | 1 | 1 | 70.5
61305674047 | FZ2RLUNUNONM8.5 | OM4 2f 2mm PC LSZH LC Uniboot /LC Uniboo | OM4 2f 2mm PC LSZH LC Uniboot /LC Uniboot Std Polarity Opt IL 8.5m | PC | 1 | 10 | 1 | 1 | 76.46
61305674050 | FZ2RLUNUNONM9.5 | OM4 2f 2mm PC LSZH LC Uniboot /LC Uniboo | OM4 2f 2mm PC LSZH LC Uniboot /LC Uniboot Std Polarity Opt IL 9.5m | PC | 1 | 10 | 1 | 1 | 79.44
61305673819 | FZ2RPUNUNNNF001 | OM4 2f 2mm PC OFNP LC Uniboot /LC Uniboo | OM4 2f 2mm PC OFNP LC Uniboot /LC Uniboot Std Polarity Ult IL 1f | PC | 1 | 10 | 1 | 1 | 54.64
61305673820 | FZ2RPUNUNNNF002 | OM4 2f 2mm PC OFNP LC Uniboot /LC Uniboo | OM4 2f 2mm PC OFNP LC Uniboot /LC Uniboot Std Polarity Ult IL 2f | PC | 1 | 10 | 1 | 1 | 55.6
61305673821 | FZ2RPUNUNNNF003 | OM4 2f 2mm PC OFNP LC Uniboot /LC Uniboo | OM4 2f 2mm PC OFNP LC Uniboot /LC Uniboot Std Polarity Ult IL 3f | PC | 1 | 10 | 1 | 1 | 56.56
61305673822 | FZ2RPUNUNNNF004 | OM4 2f 2mm PC OFNP LC Uniboot /LC Uniboo | OM4 2f 2mm PC OFNP LC Uniboot /LC Uniboot Std Polarity Ult IL 4f | PC | 1 | 10 | 1 | 1 | 57.52
61305673823 | FZ2RPUNUNNNF005 | OM4 2f 2mm PC OFNP LC Uniboot /LC Uniboo | OM4 2f 2mm PC OFNP LC Uniboot /LC Uniboot Std Polarity Ult IL 5f | PC | 1 | 10 | 1 | 1 | 58.44
61305673824 | FZ2RPUNUNNNF006 | OM4 2f 2mm PC OFNP LC Uniboot /LC Uniboo | OM4 2f 2mm PC OFNP LC Uniboot /LC Uniboot Std Polarity Ult IL 6f | PC | 1 | 10 | 1 | 1 | 59.4
61305673825 | FZ2RPUNUNNNF007 | OM4 2f 2mm PC OFNP LC Uniboot /LC Uniboo | OM4 2f 2mm PC OFNP LC Uniboot /LC Uniboot Std Polarity Ult IL 7f | PC | 1 | 10 | 1 | 1 | 60.36
61305673826 | FZ2RPUNUNNNF008 | OM4 2f 2mm PC OFNP LC Uniboot /LC Uniboo | OM4 2f 2mm PC OFNP LC Uniboot /LC Uniboot Std Polarity Ult IL 8f | PC | 1 | 10 | 1 | 1 | 61.32
61305673827 | FZ2RPUNUNNNF009 | OM4 2f 2mm PC OFNP LC Uniboot /LC Uniboo | OM4 2f 2mm PC OFNP LC Uniboot /LC Uniboot Std Polarity Ult IL 9f | PC | 1 | 10 | 1 | 1 | 62.26
61305673828 | FZ2RPUNUNNNF010 | OM4 2f 2mm PC OFNP LC Uniboot /LC Uniboo | OM4 2f 2mm PC OFNP LC Uniboot /LC Uniboot Std Polarity Ult IL 10f | PC | 1 | 10 | 1 | 1 | 63.22
61305673911 | FZ2RPUNUNNNF011 | OM4 2f 2mm PC OFNP LC Uniboot /LC Uniboo | OM4 2f 2mm PC OFNP LC Uniboot /LC Uniboot Std Polarity Ult IL 11f | PC | 1 | 10 | 1 | 1 | 64.16
61305673912 | FZ2RPUNUNNNF012 | OM4 2f 2mm PC OFNP LC Uniboot /LC Uniboo | OM4 2f 2mm PC OFNP LC Uniboot /LC Uniboot Std Polarity Ult IL 12f | PC | 1 | 10 | 1 | 1 | 65.1
61305673913 | FZ2RPUNUNNNF013 | OM4 2f 2mm PC OFNP LC Uniboot /LC Uniboo | OM4 2f 2mm PC OFNP LC Uniboot /LC Uniboot Std Polarity Ult IL 13f | PC | 1 | 10 | 1 | 1 | 66.06
61305673914 | FZ2RPUNUNNNF014 | OM4 2f 2mm PC OFNP LC Uniboot /LC Uniboo | OM4 2f 2mm PC OFNP LC Uniboot /LC Uniboot Std Polarity Ult IL 14f | PC | 1 | 10 | 1 | 1 | 67.02
61305673915 | FZ2RPUNUNNNF015 | OM4 2f 2mm PC OFNP LC Uniboot /LC Uniboo | OM4 2f 2mm PC OFNP LC Uniboot /LC Uniboot Std Polarity Ult IL 15f | PC | 1 | 10 | 1 | 1 | 67.98
61305673916 | FZ2RPUNUNNNF016 | OM4 2f 2mm PC OFNP LC Uniboot /LC Uniboo | OM4 2f 2mm PC OFNP LC Uniboot /LC Uniboot Std Polarity Ult IL 16f | PC | 1 | 10 | 1 | 1 | 68.92
61305673917 | FZ2RPUNUNNNF017 | OM4 2f 2mm PC OFNP LC Uniboot /LC Uniboo | OM4 2f 2mm PC OFNP LC Uniboot /LC Uniboot Std Polarity Ult IL 17f | PC | 1 | 10 | 1 | 1 | 69.86
61305673918 | FZ2RPUNUNNNF018 | OM4 2f 2mm PC OFNP LC Uniboot /LC Uniboo | OM4 2f 2mm PC OFNP LC Uniboot /LC Uniboot Std Polarity Ult IL 18f | PC | 1 | 10 | 1 | 1 | 70.82
61305673919 | FZ2RPUNUNNNF019 | OM4 2f 2mm PC OFNP LC Uniboot /LC Uniboo | OM4 2f 2mm PC OFNP LC Uniboot /LC Uniboot Std Polarity Ult IL 19f | PC | 1 | 10 | 1 | 1 | 71.78
61305673920 | FZ2RPUNUNNNF020 | OM4 2f 2mm PC OFNP LC Uniboot /LC Uniboo | OM4 2f 2mm PC OFNP LC Uniboot /LC Uniboot Std Polarity Ult IL 20f | PC | 1 | 10 | 1 | 1 | 72.72
61305673968 | FZ2RPUNUNNNF021 | OM4 2f 2mm PC OFNP LC Uniboot /LC Uniboo | OM4 2f 2mm PC OFNP LC Uniboot /LC Uniboot Std Polarity Ult IL 21f | PC | 1 | 10 | 1 | 1 | 73.68
61305673970 | FZ2RPUNUNNNF022 | OM4 2f 2mm PC OFNP LC Uniboot /LC Uniboo | OM4 2f 2mm PC OFNP LC Uniboot /LC Uniboot Std Polarity Ult IL 22f | PC | 1 | 10 | 1 | 1 | 74.64
61305673972 | FZ2RPUNUNNNF023 | OM4 2f 2mm PC OFNP LC Uniboot /LC Uniboo | OM4 2f 2mm PC OFNP LC Uniboot /LC Uniboot Std Polarity Ult IL 23f | PC | 1 | 10 | 1 | 1 | 75.56
61305673974 | FZ2RPUNUNNNF024 | OM4 2f 2mm PC OFNP LC Uniboot /LC Uniboo | OM4 2f 2mm PC OFNP LC Uniboot /LC Uniboot Std Polarity Ult IL 24f | PC | 1 | 10 | 1 | 1 | 76.52
61305673975 | FZ2RPUNUNNNF025 | OM4 2f 2mm PC OFNP LC Uniboot /LC Uniboo | OM4 2f 2mm PC OFNP LC Uniboot /LC Uniboot Std Polarity Ult IL 25f | PC | 1 | 10 | 1 | 1 | 77.48
61305673814 | FZ2RPUNUNNNM0.5 | OM4 2f 2mm PC OFNP LC Uniboot /LC Uniboo | OM4 2f 2mm PC OFNP LC Uniboot /LC Uniboot Std Polarity Ult IL 0.5m | PC | 1 | 10 | 1 | 1 | 55.26
61305673815 | FZ2RPUNUNNNM001 | OM4 2f 2mm PC OFNP LC Uniboot /LC Uniboo | OM4 2f 2mm PC OFNP LC Uniboot /LC Uniboot Std Polarity Ult IL 1m | PC | 1 | 10 | 1 | 1 | 56.82
61305673817 | FZ2RPUNUNNNM002 | OM4 2f 2mm PC OFNP LC Uniboot /LC Uniboo | OM4 2f 2mm PC OFNP LC Uniboot /LC Uniboot Std Polarity Ult IL 2m | PC | 1 | 10 | 1 | 1 | 59.94
61305636803 | FZ2RPUNUNNNM003 | OM4 2f 2mm PC OFNP LC Uniboot /LC Uniboo | OM4 2f 2mm PC OFNP LC Uniboot /LC Uniboot Std Polarity Ult IL 3m | PC | 1 | 10 | 1 | 1 | 63.06
61305673906 | FZ2RPUNUNNNM004 | OM4 2f 2mm PC OFNP LC Uniboot /LC Uniboo | OM4 2f 2mm PC OFNP LC Uniboot /LC Uniboot Std Polarity Ult IL 4m | PC | 1 | 10 | 1 | 1 | 66.18
61305673908 | FZ2RPUNUNNNM005 | OM4 2f 2mm PC OFNP LC Uniboot /LC Uniboo | OM4 2f 2mm PC OFNP LC Uniboot /LC Uniboot Std Polarity Ult IL 5m | PC | 1 | 10 | 1 | 1 | 69.3
61305673910 | FZ2RPUNUNNNM006 | OM4 2f 2mm PC OFNP LC Uniboot /LC Uniboo | OM4 2f 2mm PC OFNP LC Uniboot /LC Uniboot Std Polarity Ult IL 6m | PC | 1 | 10 | 1 | 1 | 72.42
61305673969 | FZ2RPUNUNNNM007 | OM4 2f 2mm PC OFNP LC Uniboot /LC Uniboo | OM4 2f 2mm PC OFNP LC Uniboot /LC Uniboot Std Polarity Ult IL 7m | PC | 1 | 10 | 1 | 1 | 75.54
61305673973 | FZ2RPUNUNNNM008 | OM4 2f 2mm PC OFNP LC Uniboot /LC Uniboo | OM4 2f 2mm PC OFNP LC Uniboot /LC Uniboot Std Polarity Ult IL 8m | PC | 1 | 10 | 1 | 1 | 78.66
61305674037 | FZ2RPUNUNNNM009 | OM4 2f 2mm PC OFNP LC Uniboot /LC Uniboo | OM4 2f 2mm PC OFNP LC Uniboot /LC Uniboot Std Polarity Ult IL 9m | PC | 1 | 10 | 1 | 1 | 81.78
61305674041 | FZ2RPUNUNNNM010 | OM4 2f 2mm PC OFNP LC Uniboot /LC Uniboo | OM4 2f 2mm PC OFNP LC Uniboot /LC Uniboot Std Polarity Ult IL 10m | PC | 1 | 10 | 1 | 1 | 84.9
61305674043 | FZ2RPUNUNNNM011 | OM4 2f 2mm PC OFNP LC Uniboot /LC Uniboo | OM4 2f 2mm PC OFNP LC Uniboot /LC Uniboot Std Polarity Ult IL 11m | PC | 1 | 1 | 1 | 1 | 88.02
61305674045 | FZ2RPUNUNNNM012 | OM4 2f 2mm PC OFNP LC Uniboot /LC Uniboo | OM4 2f 2mm PC OFNP LC Uniboot /LC Uniboot Std Polarity Ult IL 12m | PC | 1 | 1 | 1 | 1 | 91.14
61305674200 | FZ2RPUNUNNNM013 | OM4 2f 2mm PC OFNP LC Uniboot /LC Uniboo | OM4 2f 2mm PC OFNP LC Uniboot /LC Uniboot Std Polarity Ult IL 13m | PC | 1 | 1 | 1 | 1 | 94.26
61305674202 | FZ2RPUNUNNNM014 | OM4 2f 2mm PC OFNP LC Uniboot /LC Uniboo | OM4 2f 2mm PC OFNP LC Uniboot /LC Uniboot Std Polarity Ult IL 14m | PC | 1 | 1 | 1 | 1 | 97.38
61305674204 | FZ2RPUNUNNNM015 | OM4 2f 2mm PC OFNP LC Uniboot /LC Uniboo | OM4 2f 2mm PC OFNP LC Uniboot /LC Uniboot Std Polarity Ult IL 15m | PC | 1 | 1 | 1 | 1 | 100.5
61305674206 | FZ2RPUNUNNNM016 | OM4 2f 2mm PC OFNP LC Uniboot /LC Uniboo | OM4 2f 2mm PC OFNP LC Uniboot /LC Uniboot Std Polarity Ult IL 16m | PC | 1 | 1 | 1 | 1 | 103.62
61305674208 | FZ2RPUNUNNNM017 | OM4 2f 2mm PC OFNP LC Uniboot /LC Uniboo | OM4 2f 2mm PC OFNP LC Uniboot /LC Uniboot Std Polarity Ult IL 17m | PC | 1 | 1 | 1 | 1 | 106.74
61305674210 | FZ2RPUNUNNNM018 | OM4 2f 2mm PC OFNP LC Uniboot /LC Uniboo | OM4 2f 2mm PC OFNP LC Uniboot /LC Uniboot Std Polarity Ult IL 18m | PC | 1 | 1 | 1 | 1 | 109.86
61305674212 | FZ2RPUNUNNNM019 | OM4 2f 2mm PC OFNP LC Uniboot /LC Uniboo | OM4 2f 2mm PC OFNP LC Uniboot /LC Uniboot Std Polarity Ult IL 19m | PC | 1 | 1 | 1 | 1 | 112.98
61305674214 | FZ2RPUNUNNNM020 | OM4 2f 2mm PC OFNP LC Uniboot /LC Uniboo | OM4 2f 2mm PC OFNP LC Uniboot /LC Uniboot Std Polarity Ult IL 20m | PC | 1 | 1 | 1 | 1 | 116.1
61305674441 | FZ2RPUNUNNNM021 | OM4 2f 2mm PC OFNP LC Uniboot /LC Uniboo | OM4 2f 2mm PC OFNP LC Uniboot /LC Uniboot Std Polarity Ult IL 21m | PC | 1 | 1 | 1 | 1 | 119.2
61305674442 | FZ2RPUNUNNNM022 | OM4 2f 2mm PC OFNP LC Uniboot /LC Uniboo | OM4 2f 2mm PC OFNP LC Uniboot /LC Uniboot Std Polarity Ult IL 22m | PC | 1 | 1 | 1 | 1 | 122.32
61305674444 | FZ2RPUNUNNNM023 | OM4 2f 2mm PC OFNP LC Uniboot /LC Uniboo | OM4 2f 2mm PC OFNP LC Uniboot /LC Uniboot Std Polarity Ult IL 23m | PC | 1 | 1 | 1 | 1 | 125.44
61305674446 | FZ2RPUNUNNNM024 | OM4 2f 2mm PC OFNP LC Uniboot /LC Uniboo | OM4 2f 2mm PC OFNP LC Uniboot /LC Uniboot Std Polarity Ult IL 24m | PC | 1 | 1 | 1 | 1 | 128.56
61305674448 | FZ2RPUNUNNNM025 | OM4 2f 2mm PC OFNP LC Uniboot /LC Uniboo | OM4 2f 2mm PC OFNP LC Uniboot /LC Uniboot Std Polarity Ult IL 25m | PC | 1 | 1 | 1 | 1 | 131.68
61305674454 | FZ2RPUNUNNNM026 | OM4 2f 2mm PC OFNP LC Uniboot /LC Uniboo | OM4 2f 2mm PC OFNP LC Uniboot /LC Uniboot Std Polarity Ult IL 26m | PC | 1 | 1 | 1 | 1 | 134.8
61305674455 | FZ2RPUNUNNNM027 | OM4 2f 2mm PC OFNP LC Uniboot /LC Uniboo | OM4 2f 2mm PC OFNP LC Uniboot /LC Uniboot Std Polarity Ult IL 27m | PC | 1 | 1 | 1 | 1 | 137.92
61305674456 | FZ2RPUNUNNNM028 | OM4 2f 2mm PC OFNP LC Uniboot /LC Uniboo | OM4 2f 2mm PC OFNP LC Uniboot /LC Uniboot Std Polarity Ult IL 28m | PC | 1 | 1 | 1 | 1 | 141.04
61305674457 | FZ2RPUNUNNNM029 | OM4 2f 2mm PC OFNP LC Uniboot /LC Uniboo | OM4 2f 2mm PC OFNP LC Uniboot /LC Uniboot Std Polarity Ult IL 29m | PC | 1 | 1 | 1 | 1 | 144.16
61305674458 | FZ2RPUNUNNNM030 | OM4 2f 2mm PC OFNP LC Uniboot /LC Uniboo | OM4 2f 2mm PC OFNP LC Uniboot /LC Uniboot Std Polarity Ult IL 30m | PC | 1 | 1 | 1 | 1 | 147.28
61305674459 | FZ2RPUNUNNNM031 | OM4 2f 2mm PC OFNP LC Uniboot /LC Uniboo | OM4 2f 2mm PC OFNP LC Uniboot /LC Uniboot Std Polarity Ult IL 31m | PC | 1 | 1 | 1 | 1 | 150.4
61305674461 | FZ2RPUNUNNNM032 | OM4 2f 2mm PC OFNP LC Uniboot /LC Uniboo | OM4 2f 2mm PC OFNP LC Uniboot /LC Uniboot Std Polarity Ult IL 32m | PC | 1 | 1 | 1 | 1 | 153.52
61305674463 | FZ2RPUNUNNNM033 | OM4 2f 2mm PC OFNP LC Uniboot /LC Uniboo | OM4 2f 2mm PC OFNP LC Uniboot /LC Uniboot Std Polarity Ult IL 33m | PC | 1 | 1 | 1 | 1 | 156.64
61305674469 | FZ2RPUNUNNNM034 | OM4 2f 2mm PC OFNP LC Uniboot /LC Uniboo | OM4 2f 2mm PC OFNP LC Uniboot /LC Uniboot Std Polarity Ult IL 34m | PC | 1 | 1 | 1 | 1 | 159.76
61305674471 | FZ2RPUNUNNNM035 | OM4 2f 2mm PC OFNP LC Uniboot /LC Uniboo | OM4 2f 2mm PC OFNP LC Uniboot /LC Uniboot Std Polarity Ult IL 35m | PC | 1 | 1 | 1 | 1 | 162.88
61305674698 | FZ2RPUNUNNNM036 | OM4 2f 2mm PC OFNP LC Uniboot /LC Uniboo | OM4 2f 2mm PC OFNP LC Uniboot /LC Uniboot Std Polarity Ult IL 36m | PC | 1 | 1 | 1 | 1 | 166
61305674699 | FZ2RPUNUNNNM037 | OM4 2f 2mm PC OFNP LC Uniboot /LC Uniboo | OM4 2f 2mm PC OFNP LC Uniboot /LC Uniboot Std Polarity Ult IL 37m | PC | 1 | 1 | 1 | 1 | 169.12
61305674700 | FZ2RPUNUNNNM038 | OM4 2f 2mm PC OFNP LC Uniboot /LC Uniboo | OM4 2f 2mm PC OFNP LC Uniboot /LC Uniboot Std Polarity Ult IL 38m | PC | 1 | 1 | 1 | 1 | 172.24
61305674702 | FZ2RPUNUNNNM039 | OM4 2f 2mm PC OFNP LC Uniboot /LC Uniboo | OM4 2f 2mm PC OFNP LC Uniboot /LC Uniboot Std Polarity Ult IL 39m | PC | 1 | 1 | 1 | 1 | 175.36
61305674704 | FZ2RPUNUNNNM040 | OM4 2f 2mm PC OFNP LC Uniboot /LC Uniboo | OM4 2f 2mm PC OFNP LC Uniboot /LC Uniboot Std Polarity Ult IL 40m | PC | 1 | 1 | 1 | 1 | 178.48
61305674701 | FZ2RPUNUNNNM041 | OM4 2f 2mm PC OFNP LC Uniboot /LC Uniboo | OM4 2f 2mm PC OFNP LC Uniboot /LC Uniboot Std Polarity Ult IL 41m | PC | 1 | 1 | 1 | 1 | 181.6
61305674703 | FZ2RPUNUNNNM042 | OM4 2f 2mm PC OFNP LC Uniboot /LC Uniboo | OM4 2f 2mm PC OFNP LC Uniboot /LC Uniboot Std Polarity Ult IL 42m | PC | 1 | 1 | 1 | 1 | 184.72
61305674705 | FZ2RPUNUNNNM043 | OM4 2f 2mm PC OFNP LC Uniboot /LC Uniboo | OM4 2f 2mm PC OFNP LC Uniboot /LC Uniboot Std Polarity Ult IL 43m | PC | 1 | 1 | 1 | 1 | 187.84
61305674706 | FZ2RPUNUNNNM044 | OM4 2f 2mm PC OFNP LC Uniboot /LC Uniboo | OM4 2f 2mm PC OFNP LC Uniboot /LC Uniboot Std Polarity Ult IL 44m | PC | 1 | 1 | 1 | 1 | 190.96
61305674707 | FZ2RPUNUNNNM045 | OM4 2f 2mm PC OFNP LC Uniboot /LC Uniboo | OM4 2f 2mm PC OFNP LC Uniboot /LC Uniboot Std Polarity Ult IL 45m | PC | 1 | 1 | 1 | 1 | 194.08
61305674708 | FZ2RPUNUNNNM046 | OM4 2f 2mm PC OFNP LC Uniboot /LC Uniboo | OM4 2f 2mm PC OFNP LC Uniboot /LC Uniboot Std Polarity Ult IL 46m | PC | 1 | 1 | 1 | 1 | 197.2
61305674709 | FZ2RPUNUNNNM047 | OM4 2f 2mm PC OFNP LC Uniboot /LC Uniboo | OM4 2f 2mm PC OFNP LC Uniboot /LC Uniboot Std Polarity Ult IL 47m | PC | 1 | 1 | 1 | 1 | 200.32
61305674710 | FZ2RPUNUNNNM048 | OM4 2f 2mm PC OFNP LC Uniboot /LC Uniboo | OM4 2f 2mm PC OFNP LC Uniboot /LC Uniboot Std Polarity Ult IL 48m | PC | 1 | 1 | 1 | 1 | 203.44
61305674711 | FZ2RPUNUNNNM049 | OM4 2f 2mm PC OFNP LC Uniboot /LC Uniboo | OM4 2f 2mm PC OFNP LC Uniboot /LC Uniboot Std Polarity Ult IL 49m | PC | 1 | 1 | 1 | 1 | 206.56
61305674712 | FZ2RPUNUNNNM050 | OM4 2f 2mm PC OFNP LC Uniboot /LC Uniboo | OM4 2f 2mm PC OFNP LC Uniboot /LC Uniboot Std Polarity Ult IL 50m | PC | 1 | 1 | 1 | 1 | 209.68
61305673816 | FZ2RPUNUNNNM1.5 | OM4 2f 2mm PC OFNP LC Uniboot /LC Uniboo | OM4 2f 2mm PC OFNP LC Uniboot /LC Uniboot Std Polarity Ult IL 1.5m | PC | 1 | 10 | 1 | 1 | 58.38
61305673818 | FZ2RPUNUNNNM2.5 | OM4 2f 2mm PC OFNP LC Uniboot /LC Uniboo | OM4 2f 2mm PC OFNP LC Uniboot /LC Uniboot Std Polarity Ult IL 2.5m | PC | 1 | 10 | 1 | 1 | 61.5
61305673905 | FZ2RPUNUNNNM3.5 | OM4 2f 2mm PC OFNP LC Uniboot /LC Uniboo | OM4 2f 2mm PC OFNP LC Uniboot /LC Uniboot Std Polarity Ult IL 3.5m | PC | 1 | 10 | 1 | 1 | 64.62
61305673907 | FZ2RPUNUNNNM4.5 | OM4 2f 2mm PC OFNP LC Uniboot /LC Uniboo | OM4 2f 2mm PC OFNP LC Uniboot /LC Uniboot Std Polarity Ult IL 4.5m | PC | 1 | 10 | 1 | 1 | 67.74
61305673909 | FZ2RPUNUNNNM5.5 | OM4 2f 2mm PC OFNP LC Uniboot /LC Uniboo | OM4 2f 2mm PC OFNP LC Uniboot /LC Uniboot Std Polarity Ult IL 5.5m | PC | 1 | 10 | 1 | 1 | 70.86
61305673967 | FZ2RPUNUNNNM6.5 | OM4 2f 2mm PC OFNP LC Uniboot /LC Uniboo | OM4 2f 2mm PC OFNP LC Uniboot /LC Uniboot Std Polarity Ult IL 6.5m | PC | 1 | 10 | 1 | 1 | 73.98
61305673971 | FZ2RPUNUNNNM7.5 | OM4 2f 2mm PC OFNP LC Uniboot /LC Uniboo | OM4 2f 2mm PC OFNP LC Uniboot /LC Uniboot Std Polarity Ult IL 7.5m | PC | 1 | 10 | 1 | 1 | 77.1
61305674036 | FZ2RPUNUNNNM8.5 | OM4 2f 2mm PC OFNP LC Uniboot /LC Uniboo | OM4 2f 2mm PC OFNP LC Uniboot /LC Uniboot Std Polarity Ult IL 8.5m | PC | 1 | 10 | 1 | 1 | 80.22
61305674039 | FZ2RPUNUNNNM9.5 | OM4 2f 2mm PC OFNP LC Uniboot /LC Uniboo | OM4 2f 2mm PC OFNP LC Uniboot /LC Uniboot Std Polarity Ult IL 9.5m | PC | 1 | 10 | 1 | 1 | 83.34
61305673804 | FZ2RPUNUNONF001 | OM4 2f 2mm PC OFNP LC Uniboot /LC Uniboo | OM4 2f 2mm PC OFNP LC Uniboot /LC Uniboot Std Polarity Opt IL 1f | PC | 1 | 10 | 1 | 1 | 52.1
61305673805 | FZ2RPUNUNONF002 | OM4 2f 2mm PC OFNP LC Uniboot /LC Uniboo | OM4 2f 2mm PC OFNP LC Uniboot /LC Uniboot Std Polarity Opt IL 2f | PC | 1 | 10 | 1 | 1 | 53.04
61305673806 | FZ2RPUNUNONF003 | OM4 2f 2mm PC OFNP LC Uniboot /LC Uniboo | OM4 2f 2mm PC OFNP LC Uniboot /LC Uniboot Std Polarity Opt IL 3f | PC | 1 | 10 | 1 | 1 | 54
61305673807 | FZ2RPUNUNONF004 | OM4 2f 2mm PC OFNP LC Uniboot /LC Uniboo | OM4 2f 2mm PC OFNP LC Uniboot /LC Uniboot Std Polarity Opt IL 4f | PC | 1 | 10 | 1 | 1 | 54.96
61305673808 | FZ2RPUNUNONF005 | OM4 2f 2mm PC OFNP LC Uniboot /LC Uniboo | OM4 2f 2mm PC OFNP LC Uniboot /LC Uniboot Std Polarity Opt IL 5f | PC | 1 | 10 | 1 | 1 | 55.88
61305673809 | FZ2RPUNUNONF006 | OM4 2f 2mm PC OFNP LC Uniboot /LC Uniboo | OM4 2f 2mm PC OFNP LC Uniboot /LC Uniboot Std Polarity Opt IL 6f | PC | 1 | 10 | 1 | 1 | 56.84
61305673810 | FZ2RPUNUNONF007 | OM4 2f 2mm PC OFNP LC Uniboot /LC Uniboo | OM4 2f 2mm PC OFNP LC Uniboot /LC Uniboot Std Polarity Opt IL 7f | PC | 1 | 10 | 1 | 1 | 57.8
61305673811 | FZ2RPUNUNONF008 | OM4 2f 2mm PC OFNP LC Uniboot /LC Uniboo | OM4 2f 2mm PC OFNP LC Uniboot /LC Uniboot Std Polarity Opt IL 8f | PC | 1 | 10 | 1 | 1 | 58.76
61305673812 | FZ2RPUNUNONF009 | OM4 2f 2mm PC OFNP LC Uniboot /LC Uniboo | OM4 2f 2mm PC OFNP LC Uniboot /LC Uniboot Std Polarity Opt IL 9f | PC | 1 | 10 | 1 | 1 | 59.7
61305673813 | FZ2RPUNUNONF010 | OM4 2f 2mm PC OFNP LC Uniboot /LC Uniboo | OM4 2f 2mm PC OFNP LC Uniboot /LC Uniboot Std Polarity Opt IL 10f | PC | 1 | 10 | 1 | 1 | 60.66
61305673895 | FZ2RPUNUNONF011 | OM4 2f 2mm PC OFNP LC Uniboot /LC Uniboo | OM4 2f 2mm PC OFNP LC Uniboot /LC Uniboot Std Polarity Opt IL 11f | PC | 1 | 10 | 1 | 1 | 61.6
61305673896 | FZ2RPUNUNONF012 | OM4 2f 2mm PC OFNP LC Uniboot /LC Uniboo | OM4 2f 2mm PC OFNP LC Uniboot /LC Uniboot Std Polarity Opt IL 12f | PC | 1 | 10 | 1 | 1 | 62.56
61305673897 | FZ2RPUNUNONF013 | OM4 2f 2mm PC OFNP LC Uniboot /LC Uniboo | OM4 2f 2mm PC OFNP LC Uniboot /LC Uniboot Std Polarity Opt IL 13f | PC | 1 | 10 | 1 | 1 | 63.5
61305673898 | FZ2RPUNUNONF014 | OM4 2f 2mm PC OFNP LC Uniboot /LC Uniboo | OM4 2f 2mm PC OFNP LC Uniboot /LC Uniboot Std Polarity Opt IL 14f | PC | 1 | 10 | 1 | 1 | 64.46
61305673899 | FZ2RPUNUNONF015 | OM4 2f 2mm PC OFNP LC Uniboot /LC Uniboo | OM4 2f 2mm PC OFNP LC Uniboot /LC Uniboot Std Polarity Opt IL 15f | PC | 1 | 10 | 1 | 1 | 65.42
61305673900 | FZ2RPUNUNONF016 | OM4 2f 2mm PC OFNP LC Uniboot /LC Uniboo | OM4 2f 2mm PC OFNP LC Uniboot /LC Uniboot Std Polarity Opt IL 16f | PC | 1 | 10 | 1 | 1 | 66.36
61305673901 | FZ2RPUNUNONF017 | OM4 2f 2mm PC OFNP LC Uniboot /LC Uniboo | OM4 2f 2mm PC OFNP LC Uniboot /LC Uniboot Std Polarity Opt IL 17f | PC | 1 | 10 | 1 | 1 | 67.3
61305673902 | FZ2RPUNUNONF018 | OM4 2f 2mm PC OFNP LC Uniboot /LC Uniboo | OM4 2f 2mm PC OFNP LC Uniboot /LC Uniboot Std Polarity Opt IL 18f | PC | 1 | 10 | 1 | 1 | 68.26
61305673903 | FZ2RPUNUNONF019 | OM4 2f 2mm PC OFNP LC Uniboot /LC Uniboo | OM4 2f 2mm PC OFNP LC Uniboot /LC Uniboot Std Polarity Opt IL 19f | PC | 1 | 10 | 1 | 1 | 69.22
61305673904 | FZ2RPUNUNONF020 | OM4 2f 2mm PC OFNP LC Uniboot /LC Uniboo | OM4 2f 2mm PC OFNP LC Uniboot /LC Uniboot Std Polarity Opt IL 20f | PC | 1 | 10 | 1 | 1 | 70.16
61305673965 | FZ2RPUNUNONF021 | OM4 2f 2mm PC OFNP LC Uniboot /LC Uniboo | OM4 2f 2mm PC OFNP LC Uniboot /LC Uniboot Std Polarity Opt IL 21f | PC | 1 | 10 | 1 | 1 | 71.12
61305673960 | FZ2RPUNUNONF022 | OM4 2f 2mm PC OFNP LC Uniboot /LC Uniboo | OM4 2f 2mm PC OFNP LC Uniboot /LC Uniboot Std Polarity Opt IL 22f | PC | 1 | 10 | 1 | 1 | 72.08
61305673962 | FZ2RPUNUNONF023 | OM4 2f 2mm PC OFNP LC Uniboot /LC Uniboo | OM4 2f 2mm PC OFNP LC Uniboot /LC Uniboot Std Polarity Opt IL 23f | PC | 1 | 10 | 1 | 1 | 73.02
61305673964 | FZ2RPUNUNONF024 | OM4 2f 2mm PC OFNP LC Uniboot /LC Uniboo | OM4 2f 2mm PC OFNP LC Uniboot /LC Uniboot Std Polarity Opt IL 24f | PC | 1 | 10 | 1 | 1 | 73.96
61305673966 | FZ2RPUNUNONF025 | OM4 2f 2mm PC OFNP LC Uniboot /LC Uniboo | OM4 2f 2mm PC OFNP LC Uniboot /LC Uniboot Std Polarity Opt IL 25f | PC | 1 | 10 | 1 | 1 | 74.92
61305673798 | FZ2RPUNUNONM0.5 | OM4 2f 2mm PC OFNP LC Uniboot /LC Uniboo | OM4 2f 2mm PC OFNP LC Uniboot /LC Uniboot Std Polarity Opt IL 0.5m | PC | 1 | 10 | 1 | 1 | 52.7
61305673799 | FZ2RPUNUNONM001 | OM4 2f 2mm PC OFNP LC Uniboot /LC Uniboo | OM4 2f 2mm PC OFNP LC Uniboot /LC Uniboot Std Polarity Opt IL 1m | PC | 1 | 10 | 1 | 1 | 54.26
61305673801 | FZ2RPUNUNONM002 | OM4 2f 2mm PC OFNP LC Uniboot /LC Uniboo | The duplex Uniboot fiber patch cord is OM4 with a unitary 2mm jacket. It is Plenum (OFNP) rated and features LC Uniboot connectors. It has optimized insertion loss and is 2 meters in length. | PC | 1 | 10 | 1 | 1 | 57.38
61305673803 | FZ2RPUNUNONM003 | OM4 2f 2mm PC OFNP LC Uniboot /LC Uniboo | OM4 2f 2mm PC OFNP LC Uniboot /LC Uniboot Std Polarity Opt IL 3m | PC | 1 | 10 | 1 | 1 | 60.5
61305673890 | FZ2RPUNUNONM004 | OM4 2f 2mm PC OFNP LC Uniboot /LC Uniboo | OM4 2f 2mm PC OFNP LC Uniboot /LC Uniboot Std Polarity Opt IL 4m | PC | 1 | 10 | 1 | 1 | 63.62
61305673892 | FZ2RPUNUNONM005 | OM4 2f 2mm PC OFNP LC Uniboot /LC Uniboo | OM4 2f 2mm PC OFNP LC Uniboot /LC Uniboot Std Polarity Opt IL 5m | PC | 1 | 10 | 1 | 1 | 66.74
61305673894 | FZ2RPUNUNONM006 | OM4 2f 2mm PC OFNP LC Uniboot /LC Uniboo | OM4 2f 2mm PC OFNP LC Uniboot /LC Uniboot Std Polarity Opt IL 6m | PC | 1 | 10 | 1 | 1 | 69.86
61305673959 | FZ2RPUNUNONM007 | OM4 2f 2mm PC OFNP LC Uniboot /LC Uniboo | OM4 2f 2mm PC OFNP LC Uniboot /LC Uniboot Std Polarity Opt IL 7m | PC | 1 | 10 | 1 | 1 | 72.98
61305673963 | FZ2RPUNUNONM008 | OM4 2f 2mm PC OFNP LC Uniboot /LC Uniboo | OM4 2f 2mm PC OFNP LC Uniboot /LC Uniboot Std Polarity Opt IL 8m | PC | 1 | 10 | 1 | 1 | 76.1
61305674031 | FZ2RPUNUNONM009 | OM4 2f 2mm PC OFNP LC Uniboot /LC Uniboo | OM4 2f 2mm PC OFNP LC Uniboot /LC Uniboot Std Polarity Opt IL 9m | PC | 1 | 10 | 1 | 1 | 79.22
61305674033 | FZ2RPUNUNONM010 | OM4 2f 2mm PC OFNP LC Uniboot /LC Uniboo | OM4 2f 2mm PC OFNP LC Uniboot /LC Uniboot Std Polarity Opt IL 10m | PC | 1 | 10 | 1 | 1 | 82.34
61305674034 | FZ2RPUNUNONM011 | OM4 2f 2mm PC OFNP LC Uniboot /LC Uniboo | OM4 2f 2mm PC OFNP LC Uniboot /LC Uniboot Std Polarity Opt IL 11m | PC | 1 | 1 | 1 | 1 | 85.46
61305674035 | FZ2RPUNUNONM012 | OM4 2f 2mm PC OFNP LC Uniboot /LC Uniboo | OM4 2f 2mm PC OFNP LC Uniboot /LC Uniboot Std Polarity Opt IL 12m | PC | 1 | 1 | 1 | 1 | 88.58
61305674193 | FZ2RPUNUNONM013 | OM4 2f 2mm PC OFNP LC Uniboot /LC Uniboo | OM4 2f 2mm PC OFNP LC Uniboot /LC Uniboot Std Polarity Opt IL 13m | PC | 1 | 1 | 1 | 1 | 91.7
61305674190 | FZ2RPUNUNONM014 | OM4 2f 2mm PC OFNP LC Uniboot /LC Uniboo | OM4 2f 2mm PC OFNP LC Uniboot /LC Uniboot Std Polarity Opt IL 14m | PC | 1 | 1 | 1 | 1 | 94.82
61305674192 | FZ2RPUNUNONM015 | OM4 2f 2mm PC OFNP LC Uniboot /LC Uniboo | OM4 2f 2mm PC OFNP LC Uniboot /LC Uniboot Std Polarity Opt IL 15m | PC | 1 | 1 | 1 | 1 | 97.94
61305674194 | FZ2RPUNUNONM016 | OM4 2f 2mm PC OFNP LC Uniboot /LC Uniboo | OM4 2f 2mm PC OFNP LC Uniboot /LC Uniboot Std Polarity Opt IL 16m | PC | 1 | 1 | 1 | 1 | 101.06
61305674195 | FZ2RPUNUNONM017 | OM4 2f 2mm PC OFNP LC Uniboot /LC Uniboo | OM4 2f 2mm PC OFNP LC Uniboot /LC Uniboot Std Polarity Opt IL 17m | PC | 1 | 1 | 1 | 1 | 104.18
61305674196 | FZ2RPUNUNONM018 | OM4 2f 2mm PC OFNP LC Uniboot /LC Uniboo | OM4 2f 2mm PC OFNP LC Uniboot /LC Uniboot Std Polarity Opt IL 18m | PC | 1 | 1 | 1 | 1 | 107.3
61305674197 | FZ2RPUNUNONM019 | OM4 2f 2mm PC OFNP LC Uniboot /LC Uniboo | OM4 2f 2mm PC OFNP LC Uniboot /LC Uniboot Std Polarity Opt IL 19m | PC | 1 | 1 | 1 | 1 | 110.42
61305674198 | FZ2RPUNUNONM020 | OM4 2f 2mm PC OFNP LC Uniboot /LC Uniboo | OM4 2f 2mm PC OFNP LC Uniboot /LC Uniboot Std Polarity Opt IL 20m | PC | 1 | 1 | 1 | 1 | 113.54
61305674407 | FZ2RPUNUNONM021 | OM4 2f 2mm PC OFNP LC Uniboot /LC Uniboo | OM4 2f 2mm PC OFNP LC Uniboot /LC Uniboot Std Polarity Opt IL 21m | PC | 1 | 1 | 1 | 1 | 116.66
61305674408 | FZ2RPUNUNONM022 | OM4 2f 2mm PC OFNP LC Uniboot /LC Uniboo | OM4 2f 2mm PC OFNP LC Uniboot /LC Uniboot Std Polarity Opt IL 22m | PC | 1 | 1 | 1 | 1 | 119.78
61305674410 | FZ2RPUNUNONM023 | OM4 2f 2mm PC OFNP LC Uniboot /LC Uniboo | OM4 2f 2mm PC OFNP LC Uniboot /LC Uniboot Std Polarity Opt IL 23m | PC | 1 | 1 | 1 | 1 | 122.9
61305674413 | FZ2RPUNUNONM024 | OM4 2f 2mm PC OFNP LC Uniboot /LC Uniboo | OM4 2f 2mm PC OFNP LC Uniboot /LC Uniboot Std Polarity Opt IL 24m | PC | 1 | 1 | 1 | 1 | 126.02
61305674422 | FZ2RPUNUNONM025 | OM4 2f 2mm PC OFNP LC Uniboot /LC Uniboo | OM4 2f 2mm PC OFNP LC Uniboot /LC Uniboot Std Polarity Opt IL 25m | PC | 1 | 1 | 1 | 1 | 129.12
61305674423 | FZ2RPUNUNONM026 | OM4 2f 2mm PC OFNP LC Uniboot /LC Uniboo | OM4 2f 2mm PC OFNP LC Uniboot /LC Uniboot Std Polarity Opt IL 26m | PC | 1 | 1 | 1 | 1 | 132.24
61305674424 | FZ2RPUNUNONM027 | OM4 2f 2mm PC OFNP LC Uniboot /LC Uniboo | OM4 2f 2mm PC OFNP LC Uniboot /LC Uniboot Std Polarity Opt IL 27m | PC | 1 | 1 | 1 | 1 | 135.36
61305674425 | FZ2RPUNUNONM028 | OM4 2f 2mm PC OFNP LC Uniboot /LC Uniboo | OM4 2f 2mm PC OFNP LC Uniboot /LC Uniboot Std Polarity Opt IL 28m | PC | 1 | 1 | 1 | 1 | 138.48
61305674426 | FZ2RPUNUNONM029 | OM4 2f 2mm PC OFNP LC Uniboot /LC Uniboo | OM4 2f 2mm PC OFNP LC Uniboot /LC Uniboot Std Polarity Opt IL 29m | PC | 1 | 1 | 1 | 1 | 141.6
61305674427 | FZ2RPUNUNONM030 | OM4 2f 2mm PC OFNP LC Uniboot /LC Uniboo | OM4 2f 2mm PC OFNP LC Uniboot /LC Uniboot Std Polarity Opt IL 30m | PC | 1 | 1 | 1 | 1 | 144.72
61305674429 | FZ2RPUNUNONM031 | OM4 2f 2mm PC OFNP LC Uniboot /LC Uniboo | OM4 2f 2mm PC OFNP LC Uniboot /LC Uniboot Std Polarity Opt IL 31m | PC | 1 | 1 | 1 | 1 | 147.84
61305674431 | FZ2RPUNUNONM032 | OM4 2f 2mm PC OFNP LC Uniboot /LC Uniboo | OM4 2f 2mm PC OFNP LC Uniboot /LC Uniboot Std Polarity Opt IL 32m | PC | 1 | 1 | 1 | 1 | 150.96
61305674436 | FZ2RPUNUNONM033 | OM4 2f 2mm PC OFNP LC Uniboot /LC Uniboo | OM4 2f 2mm PC OFNP LC Uniboot /LC Uniboot Std Polarity Opt IL 33m | PC | 1 | 1 | 1 | 1 | 154.08
61305674438 | FZ2RPUNUNONM034 | OM4 2f 2mm PC OFNP LC Uniboot /LC Uniboo | OM4 2f 2mm PC OFNP LC Uniboot /LC Uniboot Std Polarity Opt IL 34m | PC | 1 | 1 | 1 | 1 | 157.2
61305674440 | FZ2RPUNUNONM035 | OM4 2f 2mm PC OFNP LC Uniboot /LC Uniboo | OM4 2f 2mm PC OFNP LC Uniboot /LC Uniboot Std Polarity Opt IL 35m | PC | 1 | 1 | 1 | 1 | 160.32
61305674683 | FZ2RPUNUNONM036 | OM4 2f 2mm PC OFNP LC Uniboot /LC Uniboo | OM4 2f 2mm PC OFNP LC Uniboot /LC Uniboot Std Polarity Opt IL 36m | PC | 1 | 1 | 1 | 1 | 163.44
61305674684 | FZ2RPUNUNONM037 | OM4 2f 2mm PC OFNP LC Uniboot /LC Uniboo | OM4 2f 2mm PC OFNP LC Uniboot /LC Uniboot Std Polarity Opt IL 37m | PC | 1 | 1 | 1 | 1 | 166.56
61305674685 | FZ2RPUNUNONM038 | OM4 2f 2mm PC OFNP LC Uniboot /LC Uniboo | OM4 2f 2mm PC OFNP LC Uniboot /LC Uniboot Std Polarity Opt IL 38m | PC | 1 | 1 | 1 | 1 | 169.68
61305674686 | FZ2RPUNUNONM039 | OM4 2f 2mm PC OFNP LC Uniboot /LC Uniboo | OM4 2f 2mm PC OFNP LC Uniboot /LC Uniboot Std Polarity Opt IL 39m | PC | 1 | 1 | 1 | 1 | 172.8
61305674687 | FZ2RPUNUNONM040 | OM4 2f 2mm PC OFNP LC Uniboot /LC Uniboo | OM4 2f 2mm PC OFNP LC Uniboot /LC Uniboot Std Polarity Opt IL 40m | PC | 1 | 1 | 1 | 1 | 175.92
61305674688 | FZ2RPUNUNONM041 | OM4 2f 2mm PC OFNP LC Uniboot /LC Uniboo | OM4 2f 2mm PC OFNP LC Uniboot /LC Uniboot Std Polarity Opt IL 41m | PC | 1 | 1 | 1 | 1 | 179.04
61305674689 | FZ2RPUNUNONM042 | OM4 2f 2mm PC OFNP LC Uniboot /LC Uniboo | OM4 2f 2mm PC OFNP LC Uniboot /LC Uniboot Std Polarity Opt IL 42m | PC | 1 | 1 | 1 | 1 | 182.16
61305674690 | FZ2RPUNUNONM043 | OM4 2f 2mm PC OFNP LC Uniboot /LC Uniboo | OM4 2f 2mm PC OFNP LC Uniboot /LC Uniboot Std Polarity Opt IL 43m | PC | 1 | 1 | 1 | 1 | 185.28
61305674691 | FZ2RPUNUNONM044 | OM4 2f 2mm PC OFNP LC Uniboot /LC Uniboo | OM4 2f 2mm PC OFNP LC Uniboot /LC Uniboot Std Polarity Opt IL 44m | PC | 1 | 1 | 1 | 1 | 188.4
61305674692 | FZ2RPUNUNONM045 | OM4 2f 2mm PC OFNP LC Uniboot /LC Uniboo | OM4 2f 2mm PC OFNP LC Uniboot /LC Uniboot Std Polarity Opt IL 45m | PC | 1 | 1 | 1 | 1 | 191.52
61305674693 | FZ2RPUNUNONM046 | OM4 2f 2mm PC OFNP LC Uniboot /LC Uniboo | OM4 2f 2mm PC OFNP LC Uniboot /LC Uniboot Std Polarity Opt IL 46m | PC | 1 | 1 | 1 | 1 | 194.64
61305674694 | FZ2RPUNUNONM047 | OM4 2f 2mm PC OFNP LC Uniboot /LC Uniboo | OM4 2f 2mm PC OFNP LC Uniboot /LC Uniboot Std Polarity Opt IL 47m | PC | 1 | 1 | 1 | 1 | 197.76
61305674695 | FZ2RPUNUNONM048 | OM4 2f 2mm PC OFNP LC Uniboot /LC Uniboo | OM4 2f 2mm PC OFNP LC Uniboot /LC Uniboot Std Polarity Opt IL 48m | PC | 1 | 1 | 1 | 1 | 200.88
61305674696 | FZ2RPUNUNONM049 | OM4 2f 2mm PC OFNP LC Uniboot /LC Uniboo | OM4 2f 2mm PC OFNP LC Uniboot /LC Uniboot Std Polarity Opt IL 49m | PC | 1 | 1 | 1 | 1 | 204
61305674697 | FZ2RPUNUNONM050 | OM4 2f 2mm PC OFNP LC Uniboot /LC Uniboo | OM4 2f 2mm PC OFNP LC Uniboot /LC Uniboot Std Polarity Opt IL 50m | PC | 1 | 1 | 1 | 1 | 207.12
61305673800 | FZ2RPUNUNONM1.5 | OM4 2f 2mm PC OFNP LC Uniboot /LC Uniboo | OM4 2f 2mm PC OFNP LC Uniboot /LC Uniboot Std Polarity Opt IL 1.5m | PC | 1 | 10 | 1 | 1 | 55.82
61305673802 | FZ2RPUNUNONM2.5 | OM4 2f 2mm PC OFNP LC Uniboot /LC Uniboo | OM4 2f 2mm PC OFNP LC Uniboot /LC Uniboot Std Polarity Opt IL 2.5m | PC | 1 | 10 | 1 | 1 | 58.94
61305673889 | FZ2RPUNUNONM3.5 | OM4 2f 2mm PC OFNP LC Uniboot /LC Uniboo | OM4 2f 2mm PC OFNP LC Uniboot /LC Uniboot Std Polarity Opt IL 3.5m | PC | 1 | 10 | 1 | 1 | 62.06
61305673891 | FZ2RPUNUNONM4.5 | OM4 2f 2mm PC OFNP LC Uniboot /LC Uniboo | OM4 2f 2mm PC OFNP LC Uniboot /LC Uniboot Std Polarity Opt IL 4.5m | PC | 1 | 10 | 1 | 1 | 65.18
61305673893 | FZ2RPUNUNONM5.5 | OM4 2f 2mm PC OFNP LC Uniboot /LC Uniboo | OM4 2f 2mm PC OFNP LC Uniboot /LC Uniboot Std Polarity Opt IL 5.5m | PC | 1 | 10 | 1 | 1 | 68.3
61305673958 | FZ2RPUNUNONM6.5 | OM4 2f 2mm PC OFNP LC Uniboot /LC Uniboo | OM4 2f 2mm PC OFNP LC Uniboot /LC Uniboot Std Polarity Opt IL 6.5m | PC | 1 | 10 | 1 | 1 | 71.42
61305674030 | FZ2RPUNUNONM8.5 | OM4 2f 2mm PC OFNP LC Uniboot /LC Uniboo | OM4 2f 2mm PC OFNP LC Uniboot /LC Uniboot Std Polarity Opt IL 8.5m | PC | 1 | 10 | 1 | 1 | 77.66
61305674032 | FZ2RPUNUNONM9.5 | OM4 2f 2mm PC OFNP LC Uniboot /LC Uniboo | OM4 2f 2mm PC OFNP LC Uniboot /LC Uniboot Std Polarity Opt IL 9.5m | PC | 1 | 10 | 1 | 1 | 80.78
07498383833 | GCTC5S-X0 | GrommetCinchTie,18L,BL,PK10 | Cinch™ hook & loop cinch cable tie, center mount grommet, 18.0 (457mm) length, .85 (21.6mm) width, nylon hook & loop, brass grommet, nylon ring, black. | C | 100 | 10 | 10 | 1 | 252.8
07498385530 | GCTE4S-X0 | GrommetCinchTie,16.5L,BL,PK10 | Cinch™ hook& loop cinch cable tie, center mount grommet, 16.5 (419mm) length, nylon hook & loop, brass grommet, nylon ring, black. | C | 100 | 10 | 10 | 1 | 263.36
07498376465 | GPB144-X | 144Pair,PD,Bases,Cat6,PK10 | Positions and holds UTP wire for termination with Category 6 punchdown connecting blocks. | PC | 1 | 10 | 10 | 1 | 55.56
07498305323 | GPB2884R2Y | 2-144 Pair,Bases w/4Pr.ConnKit,EA | Two 144-pair (36-port) Category 6 punchdown bases premounted to a panel with 4-pair connector kit included. | PC | 1 | 1 | 1 | 1 | 378.48
07498305324 | GPB2884R4WJY | 2-144 Pair,Bases w/4Pr.ConnKit/JT,EA | Two 144-pair (36-port) Category 6 punchdown bases and jumper troughs premounted to a panel with 4-pair connector kit included. | PC | 1 | 1 | 1 | 1 | 486.28
07498376467 | GPB432-X | 2-144 Pair,Bases w/4Pr.ConnKit/JT,PK10 | Positions and holds UTP wire for termination with Category 6 punchdown connecting blocks. | PC | 1 | 10 | 10 | 1 | 126.66
07498305325 | GPB484R2Y | 2-96 Pair,Bases w/4Pr.ConnKit,EA | Two 96-pair (24-port) Category 6 punchdown bases premounted to panel with 4-pair connector kit included. | PC | 1 | 1 | 1 | 1 | 241.46
07498305326 | GPB484R4WJY | 2-96 Pair,Bases w/4Pr.ConnKit/JT,EA | Two 96-pair (24-port) Category 6 punchdown bases and jumper troughs premounted to panel with 4-pair connector kit included. | PC | 1 | 1 | 1 | 1 | 322.74
07498376466 | GPBW144-X | 144Pair,PD,Bases w/ Legs,Cat6,PK10 | Positions and holds UTP wire for termination with Category 6 punchdown connecting blocks, includes mounting legs. | PC | 1 | 10 | 10 | 1 | 60.92
07498375682 | GPBW24-X | 24 Port,PD,Bases w/ Legs,Cat6,PK10 | Positions and holds UTP wire for termination with Category 6 connecting blocks, includes mounting legs. | PC | 1 | 10 | 10 | 1 | 40.86
07498376468 | GPBW432-X | 432Pair,PD,Bases w/ Legs,Cat6,PK10 | Positions and holds UTP wire for termination with Category 6 punchdown connecting blocks, includes mounting legs. | PC | 1 | 10 | 10 | 1 | 133.08
07498375684 | GPBW72-X | 72 Port,PD,Bases w/ Legs,Cat6,PK10 | Positions and holds UTP wire for termination with Category 6 connecting blocks, includes mounting legs. | PC | 1 | 10 | 10 | 1 | 105.34
07498305327 | GPC5E1-XY | 1 Pair Cat 6 Patch Connector,PK10 | Terminates 1-pair 24 AWG solid or stranded cable. | PC | 1 | 10 | 10 | 1 | 4.78
07498305328 | GPC5E2-XY | 2 Pair Cat 6 Patch Connector,PK10 | Terminates 2-pair 24 AWG solid or stranded cable. | PC | 1 | 10 | 10 | 1 | 7.3
07498305330 | GPCB4-XY | 4 Pair Connecting Block, Cat 6,PK10 | Category 6 punchdown 4-pair connecting block, 10 pc. | PC | 1 | 10 | 10 | 1 | 1.92
07498305331 | GPCB5-CY | 5 Pair Connecting Block, Cat 6,PK100 | Category 6 punchdown 5-pair connecting block, 100 pc. | PC | 1 | 100 | 100 | 1 | 2.3
07498305332 | GPCB5-XY | 5 Pair Connecting Block, Cat 6,PK10 | Category 6 punchdown 5-pair connecting block, 10 pc. | PC | 1 | 10 | 10 | 1 | 2.32
07498375688 | GPDTM | 4PairPunchdownTool,GP6,EA | Inserts and cuts off up to 4-pairs at a time, for use with GP6™ PLUS System only. | PC | 1 | 1 | 1 | 1 | 351.2
07498375690 | GPDTMB | 4PairReplacementBlade,GPDTM,EA | Replacement blade for GP6™ PLUS 4-Pair Punchdown Tool. | PC | 1 | 1 | 1 | 1 | 44.92
07498375689 | GPDTMH | 4PairReplaceHeadAssy,GPDTM,EA | Replacement head assembly for GP6™ PLUS 4-Pair Punchdown Tool. | PC | 1 | 1 | 1 | 1 | 140.52
07498305333 | GPKBW144Y | 144 Pr.HD Termination Kit,Cat6,EA | 144-pair (36-port) Category 6 high-density punchdown field termination kit with legs. | PC | 1 | 1 | 1 | 1 | 127.92
07498305334 | GPKBW24Y | 96 Pr. SD Termination Kit,Cat6,EA | 96-pair (24-port) Category 6 punchdown base field termination kit with legs. | PC | 1 | 1 | 1 | 1 | 95.78
07498305335 | GPKBW432Y | 432 Pr.HD Termination Kit,Cat6,EA | 432-pair (108-port) Category 6 high-density punchdown field termination kit with legs. | PC | 1 | 1 | 1 | 1 | 357.82
07498305336 | GPKBW72Y | 72Pr. SD Termination Kit,Cat6,EA | 288-pair (72-port) Category 6 punchdown base field termination kit with legs. | PC | 1 | 1 | 1 | 1 | 260.96
07498305337 | GPKT724Y | Density Punchdown Tower Kit,Cat6,EA | 288-pair (72-port) Category 6 punchdown standard density GP6™ PLUS Tower Kit. | PC | 1 | 1 | 1 | 1 | 642.32
07498305341 | GPPC1IG3Y | GP6,1 Pr.PC Assembly,Cat 3,3 Ft | One 1-pair GP6™ Connector on each end, 3 ft. | PC | 1 | 10 | 1 | 1 | 13.76
07498305343 | GPPC1IG5Y | GP6,1 Pr.PC Assembly,Cat 3,5 Ft | One 1-pair GP6™ Connector on each end, 5 ft. | PC | 1 | 10 | 1 | 1 | 14.66
07498305344 | GPPC1IG7Y | GP6,1 Pr.PC Assembly,Cat 3,7 Ft | One 1-pair GP6™ Connector on each end, 7 ft. | PC | 1 | 10 | 1 | 1 | 15.6
07498305350 | GPPC2IG5Y | GP6,2 Pr.PC Assembly,Cat 5,5 Ft | One 2-pair GP6™ Connector on each end, 5 ft. | PC | 1 | 10 | 1 | 1 | 17.58
07498305354 | GPPC4IG14AY | GP6 PCAssembly,4 Pr,T568A RJ45,14 Ft | One 4 pair GP6™ PLUS Connector wired to a RJ45 Pan-Plug® T568A wiring scheme, 14 ft. | PC | 1 | 10 | 1 | 1 | 39.02
07498305355 | GPPC4IG14BY | GP6 PCAssembly,4 Pr,T568B RJ45,14 Ft | One 4 pair GP6™ PLUS Connector wired to a RJ45 Pan-Plug® T568B wiring scheme, 14 ft. | PC | 1 | 10 | 1 | 1 | 41.38
07498305357 | GPPC4IG20AY | GP6 PCAssembly,4 Pr,T568A RJ45,20 Ft | One 4 pair GP6™ PLUS Connector wired to a RJ45 Pan-Plug® T568A wiring scheme, 20 ft. | PC | 1 | 10 | 1 | 1 | 45.16
07498305358 | GPPC4IG20BY | GP6 PCAssembly,4 Pr,T568B RJ45,20 Ft | One 4 pair GP6™ PLUS Connector wired to a RJ45 Pan-Plug® T568B wiring scheme, 20 ft. | PC | 1 | 10 | 1 | 1 | 45.16
07498305363 | GPPC4IG3AY | GP6 PCAssembly,4 Pr,T568A RJ45,3 Ft | One 4-pair GP6™ PLUS Connector wired to a RJ45 Pan-Plug® T568A wiring scheme. | PC | 1 | 10 | 1 | 1 | 27.28
07498305364 | GPPC4IG3BY | GP6 PCAssembly,4 Pr,T568B RJ45,3 Ft | One 4-pair GP6™ PLUS Connector wired to a RJ45 Pan-Plug® T568B wiring scheme. | PC | 1 | 10 | 1 | 1 | 27.28
07498305362 | GPPC4IG3Y | GP6 PC Assembly,4 Pair,3 Ft | One 4-pair GP6™ PLUS Connector on each end. | PC | 1 | 10 | 1 | 1 | 30.14
07498305368 | GPPC4IG5AY | GP6 PCAssembly,4 Pr,T568A RJ45,5 Ft | One 4 pair GP6™ PLUS Connector wired to a RJ45 Pan-Plug® T568A wiring scheme, 5 ft. | PC | 1 | 10 | 1 | 1 | 30.14
07498305369 | GPPC4IG5BY | GP6 PCAssembly,4 Pr,T568B RJ45,5 Ft | One 4 pair GP6™ PLUS Connector wired to a RJ45 Pan-Plug® T568B wiring scheme, 5 ft. | PC | 1 | 10 | 1 | 1 | 30.14
07498305367 | GPPC4IG5Y | GP6 PC Assembly,4 Pair,5 Ft | One 4 pair GP6™ PLUS Connector on each end, 5 ft. | PC | 1 | 10 | 1 | 1 | 32.9
07498305371 | GPPC4IG7AY | GP6 PCAssembly,4 Pr,T568A RJ45,7 Ft | One 4 pair GP6™ PLUS Connector wired to a RJ45 Pan-Plug® T568A wiring scheme, 7 ft. | PC | 1 | 10 | 1 | 1 | 31.94
07498305372 | GPPC4IG7BY | GP6 PCAssembly,4 Pr,T568B RJ45,7 Ft | One 4 pair GP6™ PLUS Connector wired to a RJ45 Pan-Plug® T568B wiring scheme, 7 ft. | PC | 1 | 10 | 1 | 1 | 31.94
07498305370 | GPPC4IG7Y | GP6 PC Assembly,4 Pair,7 Ft | One 4 pair GP6™ PLUS Connector on each end, 7 ft. | PC | 1 | 10 | 1 | 1 | 34.82
07498305374 | GPPC4IG9AY | GP6 PCAssembly,4 Pr,T568A RJ45,9 Ft | One 4 pair GP6™ PLUS Connector wired to a RJ45 Pan-Plug® T568A wiring scheme, 9 ft. | PC | 1 | 10 | 1 | 1 | 32.24
07498305375 | GPPC4IG9BY | GP6 PCAssembly,4 Pr,T568B RJ45,9 Ft | One 4 pair GP6™ PLUS Connector wired to a RJ45 Pan-Plug® T568B wiring scheme, 9 ft. | PC | 1 | 10 | 1 | 1 | 34.18
07498305373 | GPPC4IG9Y | GP6 PC Assembly,4 Pair,9 Ft | One 4 pair GP6™ PLUS Connector on each end, 9 ft. | PC | 1 | 10 | 1 | 1 | 37.58
07498383820 | GPRC4-C | GP6 4 Pair Retention Clip,PK100 | Four pair retaining clip which provides added conductor retention and minimizes errors during MACs. | PC | 1 | 100 | 100 | 1 | .58
07498383818 | GPRC4-X | GP6 4 Pair Retention Clip,PK10 | Four pair retaining clip which provides added conductor retention and minimizes errors during MACs. | PC | 1 | 10 | 10 | 1 | .6
07498386818 | GPST | SglWirePunchdownTool,GP6,EA | Inserts and cuts off one wire at a time, for use with GP6™ PLUS System only. | PC | 1 | 1 | 1 | 1 | 364.12
07498386817 | GPSTB | ReplaceBlade,GPSTSglWirePunchTool,EA | Replacement blade for GP6™ PLUS Single Wire Punchdown Tool. | PC | 1 | 1 | 1 | 1 | 102.58
07498385413 | H2X2OR6 | FR,Channel,HSlottedWall,2x2,OR,6Ft | Used to carry the cables vertically to the front or the sides of equipment racks throughout the system. Accepts hinged cover HC2OR6. Extra supports required when used in horizontal applications. Use QuikLock™ Coupler FBC2X2OR to attach channel and/or fitt | FT | 1 | 6 | 6 | 1 | 11.72
07498385419 | HC2OR6 | FR,Channel,Cover,HSnap-On,2x2,OR,6Ft | Optional snap-on cover for hinged channel HS2X2OR6 or H2X2OR6. The innovative cover can hinge open to 90° from either side of the channel and be removed completely if desired. Base and covers sold separately. | FT | 1 | 6 | 6 | 1 | 3.46
61305636698 | HDMI1MBL | HDMI 2.0 Patch Cord, 1M, Black | HDMI 1M Patch Cord - Black | PC | 1 | 1 | 1 | 1 | 12.86
61305636702 | HDMI2MBL | HDMI 2.0 Patch Cord, 2M, Black | HDMI 2.0 Patch Cord, 2M, Black | PC | 1 | 1 | 1 | 1 | 17.56
61305636701 | HDMI2MWH | HDMI 2.0 Patch Cord, 2M, White | HDMI 2.0 Patch Cord, 2M, White | PC | 1 | 1 | 1 | 1 | 17.56
61305636699 | HDMI4MBL | HDMI 2.0 Patch Cord, 4M, Black | HDMI 2.0 Patch Cord, 4M, Black | PC | 1 | 1 | 1 | 1 | 27.76
61305636703 | HDMI4MWH | HDMI 2.0 Patch Cord, 4M, White | HDMI 2.0 Patch Cord, 4M, White | PC | 1 | 1 | 1 | 1 | 27.76
61305666696 | HDMIA10M | Active Copper/Fiber HDMI Cable, 10 meter | Active HDMI Cable with Detachable Connector Head - 10M | PC | 1 | 1 | 1 | 1 | 664.4
61305666697 | HDMIA15M | Active Copper/Fiber HDMI Cable, 15 meter | Active HDMI Cable with Detachable Connector Head - 15M | PC | 1 | 1 | 1 | 1 | 739.72
61305666698 | HDMIA20M | Active Copper/Fiber HDMI Cable, 20 meter | Active HDMI Cable with Detachable Connector Head - 20M | PC | 1 | 1 | 1 | 1 | 776.12
61305666700 | HDMIA50M | Active Copper/Fiber HDMI Cable, 50 meter | Active HDMI Cable with Detachable Connector Head - 50M | PC | 1 | 1 | 1 | 1 | 1379.2
07498309056 | HLB2S-C10 | H&LStackedStripTies,7L,.75W,WH,PK100 | Tak-Ty® hook & loop stacked strip cable tie, 7.0 (178mm) length, .75 (19.1mm) width, nylon loop, polyethylene hook, white, 100 pc. package quantity. | PK | 1 | 1 | 1 | 1 | 111.87
07498309045 | HLB2S-C2 | H&LStackedStripTies,7L,.75W,RD,PK100 | Tak-Ty® hook & loop stacked strip cable tie, 7.0 (178mm) length, .75 (19.1mm) width, nylon loop, polyethylene hook, red, 100 pc. package quantity. | PK | 1 | 1 | 1 | 1 | 122.16
07498309052 | HLB2S-C4 | H&LStackedStripTies,7L,.75W,YL,PK100 | Tak-Ty® hook & loop stacked strip cable tie, 7.0 (178mm) length, .75 (19.1mm) width, nylon loop, polyethylene hook, yellow, 100 pc. package quantity. | PK | 1 | 1 | 1 | 1 | 111.87
07498354153 | HLS-15R3 | Hook & Loop Roll,15'L,.75W,Orange,1RL | Tak-Ty® hook & loop strip roll cable tie, 15' (4.6m) length, .33 (8.4mm) width, nylon loop, polyethylene hook, orange. | RL | 1 | 1 | 1 | 1 | 24.58
07498354159 | HLS-15R5 | Hook & Loop Roll,15'L,.75W,Green,1RL | Tak-Ty® hook & loop strip roll cable tie, 15' (4.6m) length, .33 (8.4mm) width, nylon loop, polyethylene hook, green. | RL | 1 | 1 | 1 | 1 | 24.58
07498354163 | HLS-15R6 | Hook & Loop Roll,15'L,.75W,Blue,1RL | Tak-Ty® hook & loop strip roll cable tie, 15' (4.6m) length, .33 (8.4mm) width, nylon loop, polyethylene hook, blue. | RL | 1 | 1 | 1 | 1 | 24.58
07498353936 | HLS1.5S-X0 | Hook&LoopTie,Strip,6L,.75W,BL,PK10 | Tak-Ty® hook & loop strip cable tie, 6.0 (152mm) length, .75 (19.1mm) width, nylon loop, polyethylene hook, black. | C | 100 | 10 | 10 | 1 | 122.69
07498354060 | HLS1.5S-X5 | Hook&LoopTie,Strip,6L,.75W,GR,PK10 | Tak-Ty® hook & loop strip cable tie, 6.0 (152mm) length, .75 (19.1mm) width, nylon loop, polyethylene hook, green. | C | 100 | 10 | 10 | 1 | 122.69
07498354065 | HLS1.5S-X6 | Hook&LoopTie,Strip,6L,.75W,BU,PK10 | Tak-Ty® hook & loop strip cable tie, 6.0 (152mm) length, .75 (19.1mm) width, nylon loop, polyethylene hook, blue. | C | 100 | 10 | 10 | 1 | 112.36
07498353937 | HLS3S-X0 | Hook&LoopTie,Strip,12L,.75W,BL,PK10 | Tak-Ty® hook & loop strip cable tie, 12.0 (305mm) length, .75 (19.1mm) width, nylon loop, polyethylene hook, black. | C | 100 | 10 | 10 | 1 | 204.64
07498354236 | HLS3S-X3 | Hook&LoopTie,Strip,12L,.75W,OR,PK10 | Tak-Ty® hook & loop strip cable tie, 12.0 (305mm) length, .75 (19.1mm) width, nylon loop, polyethylene hook, orange. | C | 100 | 10 | 10 | 1 | 204.64
07498353938 | HLS5S-X0 | Hook&LoopTie,Strip,,18L,.75W,BL,PK10 | Tak-Ty® hook & loop strip cable tie, 18.0 (457mm) length, .75 (19.1mm) width, nylon loop, polyethylene hook, black. | C | 100 | 10 | 10 | 1 | 296.36
07498354227 | HLS5S-X6 | Hook&LoopTie,Strip,18L,.75W,BU,PK10 | Tak-Ty® hook & loop strip cable tie, 18.0 (457mm) length, .75 (19.1mm) width, nylon loop, polyethylene hook, blue. | C | 100 | 10 | 10 | 1 | 298.21
07498308974 | HLWM1.5S-X0 | H&LCableTieWrap,6L,.79W,BL,PK10 | Marker hook and loop wrap tie, 6.0 (152mm) length, .79 (20.1mm) width, nylon hook, nylon loop, black. | C | 100 | 10 | 10 | 1 | 174.95
07498308975 | HLWM3S-X0 | H&LCableTieWrap,12L,.79W,BL,PK10 | Marker hook and loop wrap tie, 12.0 (305mm) length, .79 (20.1mm) width, nylon hook, nylon loop, black. | C | 100 | 10 | 10 | 1 | 225.12
07498386002 | HS2X2OR6NM | FR,Channel,HSolidWall,NM,2x2,OR,6Ft | Used to carry the cables horizontally throughout the system. Accepts hinged cover HC2OR6. Use QuikLock Coupler FBC2X2OR to attach channel and/or fittings. Base and covers sold separately, 6.00 ft. | FT | 1 | 6 | 6 | 1 | 10.94
61305645450 | IOT-9CLT-4 | 433 MHz Low Temperature Sensor, from -32 |  | PC | 1 | 1 | 1 | 1 | 553.54
61305631048 | IOT-9CM150 | 900 MHz AC Current Meter, 150 Amp ,EA | The SynapSense® 900 MHz 150A AC Current Meter Sensor is wireless and AA battery operated. It captures RMS current data ( 0 - 150A) and transmits it through 900Mhz wireless to a gateway. The sensor comes in standard package of 1. | PC | 1 | 1 | 1 | 1 | 398.99
61305631635 | IOT-9CM20-4 | 433 MHz AC Current Meter, 20 Amp ,EA | The SynapSense® 433 MHz 20A AC Current Meter Sensor is wireless and AA battery operated. It captures RMS current data ( 0 - 20A) and transmits it through 433 Mhz wireless to a gateway. The sensor comes in standard package of 1 | PC | 1 | 1 | 1 | 1 | 398.99
61305631639 | IOT-9CM20M-4 | 433 MHz DC current meter, 20 mA ,EA | The SynapSense® 433 MHz DC Current Meter Sensor is wireless and AA battery operated. It captures current data ( 0 - 20 mA) and transmits it through 433 Mhz wireless to a gateway. The sensor comes in standard package of 1 | PC | 1 | 1 | 1 | 1 | 249.99
61305630880 | IOT-9CTHL03 | 900MHz,Temp&HumiditySnsrW/3FTProbe,EA | The SynapSense® 900 MHz Temperature & Humidity Sensor w/ Extended Lead (3 foot) is wireless and AA battery operated. It captures temperature (-18C to 55C) and humidity (0 - 100% RH) data and transmits it through 900Mhz wireless to a gateway. The senso | PC | 1 | 1 | 1 | 1 | 249
61305631646 | IOT-9CTHL03-4 | 433MHz,Temp&HumiditySnsrW/3,EA | The SynapSense® 433 MHz Temperature & Humidity Sensor with Extended Lead (3 foot) is wireless and AA battery operated. It captures temperature (-18C to 55C) and humidity (0 - 100% RH) data and transmits it through 433 Mhz wireless to a gateway. The sensor | PC | 1 | 1 | 1 | 1 | 249
61305631647 | IOT-9CTHL03-8 | 868MHz,Temp&HumiditySnsrW/3,EA | The SynapSense® 868 MHz Temperature & Humidity Sensor with Extended Lead (3 foot) is wireless and AA battery operated. It captures temperature (-18C to 55C) and humidity (0 - 100% RH) data and transmits it through 868 Mhz wireless to a gateway. The sensor | PC | 1 | 1 | 1 | 1 | 249
61305631691 | IOT-9CTL03-4 | 433MHz,TempSnsrW/3FTProbe,EA | The SynapSense® 433 MHz Temperature Sensor with Extended Lead (3 foot) is wireless and AA battery operated. It captures temperature (-18C to 55C) data and transmits it through 433 Mhz wireless to a gateway. The sensor comes in standard package of 1 | PC | 1 | 1 | 1 | 1 | 199
61305628734 | IOT-9GWPOE | SynapSense® 900 MHz, PoE Gateway ,EA | The SynapSense® 900 wireless gateway is a wireless network to Ethernet bridge that collects and consolidates data captured from up to 100 wireless sensors and then sends that data to a remote server via Ethernet uplink. This gateway can be powered via POE | PC | 1 | 1 | 1 | 1 | 649
61305631686 | IOT-9GWPOE-4 | 433MHz,PoEGatewayKit,InclPwrCords,EA | The SynapSense® 433 wireless gateway is a wireless network to Ethernet bridge that collects and consolidates data captured from up to 100 wireless sensors and then sends that data to a remote server via Ethernet uplink. This gateway can be powered via POE | KT | 1 | 1 | 1 | 1 | 649
61305631045 | IOT-9PS300 | 900 MHz Pressure Meter, 300 PSIG ,EA | The SynapSense® 900 MHz Pressure Sensor is wireless and AA battery operated. It captures pressure readings ( 0 -300 PSIG) and transmits it through 900Mhz wireless to a gateway. The sensor comes in standard package of 1. | PC | 1 | 1 | 1 | 1 | 559
61305657095 | IOT-9SMTA | SynapSense® 900 series sensor mount wit | SynapSense® 900 series sensor mount with epoxy | KT | 1 | 1 | 1 | 1 | 57.01
07498304048 | ISFX5502ATL-LDS | Copper Cable, Industrial, Cat5e, 2-pair, | Copper Cable, Industrial, Cat5e, 2-pair, 24/7 AWG stranded, SF/UTP, PUR, Teal, 500m reel | RL | 1 | 1 | 1 | 1 | 1347.87
07498388005 | IUC5C04ABL-CG-S | Cu,Cbl,Indl,Cat5e,4Pa,BL,PK1000 | Black Industrial, 4-pair, unshielded U/UTP; conductors are stranded, 24/7 AWG, HDPE insulation, twisted in pairs; jacket is PVC, flame retardant CM; 1000 Ft/305M reel. | MF | 1000 | 1000 | 1000 | 1 | 640
07498376781 | JB1FSIW-A | Junction Box,Low V,FSnap,IW,1-gang,EA | Single gang two-piece snap together outlet box with adhesive backing. Box accepts Pan-Way® Snap-On Faceplates. For use with Pan-Way® T-45 or LD profile raceway. 5.00"L x 3.26"W x 1.62"H (127.1mm x 82.7mm x 41.1mm). Breakouts for 1/2", 3/4", or 1" diamete | PC | 1 | 1 | 1 | 1 | 8.16
07498325189 | JB3510EI-A | Junction Box,Low V,ADH,EI,1-gang,5.02,EA | Single Gang Two-piece Snap Together Outlet Box with adhesive backing. Box accepts Pan-Way™ Screw-on Faceplates or any NEMA standard single gang faceplate. For use with Pan-Way™ T45 or LD Profile Raceway. 5.02in L x 3.27in W x 1.62in H (127.4mm x 83.0mm x | PC | 1 | 1 | 1 | 1 | 5.04
07498364076 | JBP1DIG | Junction Box,Power,IG,1-gang,Deep,EA | Single gang two-piece screw together deep outlet box. Box accepts Pan-Way® Screw-On Faceplates or any NEMA standard single gang faceplate. For use with Pan-Way® T-45, LD2P10 (when used with JBD1), or LD profile raceway. 5.19in L x 3.45in W x 2.75in H (131 | PC | 1 | 1 | 1 | 1 | 18.7
07498375478 | JBP1EIG | Junction Box,Power,IG,1-gang,Extend,EA | Single gang two-piece screw together extension outlet box. Box accepts Pan-Way® Screw-On Faceplates or any NEMA standard single gang faceplate. For use with Pan-Way® LD profile raceway. 4.99in L x 3.30in W x 1.00in H (126.7mm x 83.8mm x 25.4mm). Breakouts | PC | 1 | 1 | 1 | 1 | 8.22
07498319821 | JBP1FSIG | Junction Box,Power,FSnap,IG,1-gang,EA | Single gang power rated two-piece snap together outlet box. Box accepts Pan-Way® Snap-On Faceplates. For use with Pan-Way® T-45 or LD, LDP, LDPH, LDS profile raceways. 5.00"L x 3.26"W x 1.62"H (127.1mm x 82.7mm x 41.1mm). Breakouts for 1/2", 3/4", or 1" d | PC | 1 | 1 | 1 | 1 | 12.02
07498375814 | JBP1IIG | Junction Box,Pw,IG,1-gang,5.12,EA | Single gang two-piece screw together intermediate outlet box. Box accepts Pan-Way® Screw-On Faceplates or any NEMA standard single gang faceplate. For use with Pan-Way® LD profile raceway. 5.12in L x 3.38in W x 2.27in H (130.2mm x 86.0mm x 57.7mm). Breako | PC | 1 | 1 | 1 | 1 | 11.08
61305632612 | LPCA01X | LkgPwrCrd,IECC14-IECC13,10PK,RD,2ft,EA | The PDU locking power cord is IEC C14 to IEC C13. It is 2 feet (0.6m) long. The power cord is red and includes 10 per package. | PC | 1 | 1 | 1 | 1 | 255.84
61305632637 | LPCA02X | LkgPwrCrd,IECC14-IECC13,10PK,RD,3ft,EA | The PDU locking power cord is IEC C14 to IEC C13. It is 3 feet (0.9m) long. The power cord is red and includes 10 per package. | PC | 1 | 1 | 1 | 1 | 286.4
61305632638 | LPCA03X | LkgPwrCrd,IECC14-IECC13,10PK,RD,4ft,EA | The PDU locking power cord is IEC C14 to IEC C13. It is 4 feet (1.2m) long. The power cord is red and includes 10 per package. | PC | 1 | 1 | 1 | 1 | 320.28
61305632711 | LPCA04X | LkgPwrCrd,IECC14-IECC13,10PK,RD,6ft,EA | The PDU locking power cord is IEC C14 to IEC C13. It is 6 feet (1.8m) long. The power cord is red and includes 10 per package. | PC | 1 | 1 | 1 | 1 | 395.62
61305636481 | LPCA05X | LOCKING POWER CORD, IEC C14 TO IEC C13, | The PDU locking power cord is IEC C14 to IEC C13. It is 10 feet (3m) long. The power cord is red and includes 10 per package. | PC | 1 | 1 | 1 | 1 | 583.46
61305632793 | LPCA06X | LkgPwrCrd,IECC14-IECC13,10PK,BU,2ft,EA | The PDU locking power cord is IEC C14 to IEC C13. It is 2 feet (0.6m) long. The power cord is blue and includes 10 per package. | PC | 1 | 1 | 1 | 1 | 255.84
61305632898 | LPCA07X | LkgPwrCrd,IECC14-IECC13,10PK,BU,3ft,EA | The PDU locking power cord is IEC C14 to IEC C13. It is 3 feet (0.9m) long. The power cord is blue and includes 10 per package. | PC | 1 | 1 | 1 | 1 | 286.4
61305632927 | LPCA08X | LkgPwrCrd,IECC14-IECC13,10PK,BU,4ft,EA | The PDU locking power cord is IEC C14 to IEC C13. It is 4 feet (1.2m) long. The power cord is blue and includes 10 per package. | PC | 1 | 1 | 1 | 1 | 320.28
61305632928 | LPCA09X | LkgPwrCrd,IECC14-IECC13,10PK,BU,6ft,EA | The PDU locking power cord is IEC C14 to IEC C13. It is 6 feet (1.8m) long. The power cord is blue and includes 10 per package. | PC | 1 | 1 | 1 | 1 | 395.62
61305633502 | LPCA10X | LOCKING POWER CORD, IEC C14 TO IEC C13, | The PDU locking power cord is IEC C14 to IEC C13. It is 10 feet (3m) long. The power cord is blue and includes 10 per package. | PC | 1 | 50 | 1 | 1 | 583.46
61305633513 | LPCA11X | LkgPwrCrd,IECC14-IECC13,10PK,BL,2ft,EA | The PDU locking power cord is IEC C14 to IEC C13. It is 2 feet (0.6m) long. The power cord is black and includes 10 per package. | PC | 1 | 1 | 1 | 1 | 255.84
61305633691 | LPCA12X | LkgPwrCrd,IECC14-IECC13,10PK,BL,3ft,EA | The PDU locking power cord is IEC C14 to IEC C13. It is 3 feet (0.9m) long. The power cord is black and includes 10 per package. | PC | 1 | 1 | 1 | 1 | 286.4
61305633692 | LPCA13X | LkgPwrCrd,IECC14-IECC13,10PK,BL,4ft,EA | The PDU locking power cord is IEC C14 to IEC C13. It is 4 feet (1.2m) long. The power cord is black and includes 10 per package. | PC | 1 | 1 | 1 | 1 | 320.28
61305632086 | LPCA14X | LkgPwrCrd,IECC14-IECC13,10PK,BL,6ft,EA | The PDU locking power cord is IEC C14 to IEC C13. It is 6 feet (1.8m) long. The power cord is black and includes 10 per package. | PC | 1 | 1 | 1 | 1 | 395.62
61305636473 | LPCA15X | LOCKING POWER CORD, IEC C14 TO IEC C13, | The PDU locking power cord is IEC C14 to IEC C13. It is 10 feet (3m) long. The power cord is black and includes 10 per package. | PC | 1 | 50 | 1 | 1 | 583.46
61305644991 | LPCA27X | LOCKING POWER CORD, IEC C14 TO IEC C13, |  | PK | 1 | 50 | 1 | 1 | 538.94
61305634001 | LPCB01X | LOCKING POWER CORD, IEC C20 TO IEC C19, | The PDU locking power cord is IEC C20 to IEC C19. It is 2 feet (0.6m) long. The power cord is red and includes 10 per package. | PC | 1 | 1 | 1 | 1 | 409.7
61305634000 | LPCB02X | LOCKING POWER CORD, IEC C20 TO IEC C19, | The PDU locking power cord is IEC C20 to IEC C19. It is 3 feet (0.9m) long. The power cord is red and includes 10 per package. | PC | 1 | 1 | 1 | 1 | 476.2
61305634011 | LPCB03X | LOCKING POWER CORD, IEC C20 TO IEC C19, | The PDU locking power cord is IEC C20 to IEC C19. It is 6 feet (1.8m) long. The power cord is red and includes 10 per package. | PC | 1 | 1 | 1 | 1 | 534.22
61305634012 | LPCB04X | LOCKING POWER CORD, IEC C20 TO IEC C19, | The PDU locking power cord is IEC C20 to IEC C19. It is 8 feet (2.4m) long. The power cord is red and includes 10 per package. | PC | 1 | 1 | 1 | 1 | 676.24
61305636487 | LPCB05X | LOCKING POWER CORD, IEC C20 TO IEC C19, | The PDU locking power cord is IEC C20 to IEC C19. It is 10 feet (3m) long. The power cord is red and includes 10 per package. | PC | 1 | 1 | 1 | 1 | 951.68
61305634013 | LPCB06X | LOCKING POWER CORD, IEC C20 TO IEC C19, | The PDU locking power cord is IEC C20 to IEC C19. It is 2 feet (0.6m) long. The power cord is blue and includes 10 per package. | PC | 1 | 1 | 1 | 1 | 409.7
61305634014 | LPCB07X | LOCKING POWER CORD, IEC C20 TO IEC C19, | The PDU locking power cord is IEC C20 to IEC C19. It is 3 feet (0.9m) long. The power cord is blue and includes 10 per package. | PC | 1 | 1 | 1 | 1 | 476.2
61305634015 | LPCB08X | LOCKING POWER CORD, IEC C20 TO IEC C19, | The PDU locking power cord is IEC C20 to IEC C19. It is 6 feet (1.8m) long. The power cord is blue and includes 10 per package. | PC | 1 | 1 | 1 | 1 | 534.22
61305634016 | LPCB09X | LOCKING POWER CORD, IEC C20 TO IEC C19, | The PDU locking power cord is IEC C20 to IEC C19. It is 8 feet (2.4m) long. The power cord is blue and includes 10 per package. | PC | 1 | 1 | 1 | 1 | 676.24
61305636488 | LPCB10X | LOCKING POWER CORD, IEC C20 TO IEC C19, | The PDU locking power cord is IEC C20 to IEC C19. It is 10 feet (3m) long. The power cord is blue and includes 10 per package. | PC | 1 | 50 | 1 | 1 | 951.68
61305634017 | LPCB11X | LOCKING POWER CORD, IEC C20 TO IEC C19, | The PDU locking power cord is IEC C20 to IEC C19. It is 2 feet (0.6m) long. The power cord is black and includes 10 per package. | PC | 1 | 1 | 1 | 1 | 409.7
61305634018 | LPCB12X | LOCKING POWER CORD, IEC C20 TO IEC C19, | The PDU locking power cord is IEC C20 to IEC C19. It is 4 feet (1.2m) long. The power cord is black and includes 10 per package. | PC | 1 | 1 | 1 | 1 | 476.2
61305634019 | LPCB13X | LOCKING POWER CORD, IEC C20 TO IEC C19, | The PDU locking power cord is IEC C20 to IEC C19. It is 6 feet (1.8m) long. The power cord is black and includes 10 per package. | PC | 1 | 1 | 1 | 1 | 534.22
61305634020 | LPCB14X | LOCKING POWER CORD, IEC C20 TO IEC C19, | The PDU locking power cord is IEC C20 to IEC C19. It is 8 feet (2.4m) long. The power cord is black and includes 10 per package. | PC | 1 | 1 | 1 | 1 | 676.24
61305636489 | LPCB15X | LOCKING POWER CORD, IEC C20 TO IEC C19, | The PDU locking power cord is IEC C20 to IEC C19. It is 10 feet (3m) long. The power cord is black and includes 10 per package. | PC | 1 | 50 | 1 | 1 | 951.68
07498339108 | MFFPEIG | FaceplateExtender,ModFurniture,IG,EA | Faceplate extender for modular furniture with industry standard opening. Extends plate approximately 1/2 (12.7mm). Accepts CFFP4, CFFPL4, UICFFP4 modular furniture faceplates. International Gray | PC | 1 | 10 | 1 | 1 | 6.78
07498327098 | MWBA-2G | Wall Board Adapter,2 Port,DG,EA | Double gang wall board adapter for communication applications. | PC | 1 | 1 | 1 | 1 | 10.32
61305625958 | N11SPS | Standard Side Panel for a 51 RU 1070mm d |  | PC | 1 | 1 | 1 | 1 | 633.6
61305625959 | N11SPSW | Standard Side Panel for a 51 RU 1070mm d |  | PC | 1 | 1 | 1 | 1 | 633.6
61305625961 | N12SPS | Standard Side Panel for a 51 RU 1200mm d |  | PC | 1 | 1 | 1 | 1 | 731.1
07498348716 | N12SPSW | 51 RU 1200mm standard Side Panel for N-t | 51 RU 1200mm standard Side Panel for N-type cabinet in White | PC | 1 | 1 | 1 | 1 | 794.98
07498348880 | N21SPSW | 42RU,1070mm,StdSdPnl,WH,EA | 42 RU x 1070mm Split Side Panel for Net-Access™ N- Type Cabinet. Color: White | PC | 1 | 1 | 1 | 1 | 546.54
07498348873 | N2RT | 42 RU #12-24 Tapped Equipment Rails for | 42 RU #12-24 tapped equipment rails for Net-Access™ N-Type Cabinets, sold in pairs. | PC | 1 | 1 | 1 | 1 | 461.36
07498383750 | N5RTFR | 45RU Tapped Rail Kit N Style Cabinets (2 | N-Type Front and Rear 12-24 Tapped Equipment Rail Kit for 45 RU Cabinet | PC | 1 | 1 | 1 | 1 | 910.9
07498308064 | N8112BC | 800mmW x 51 RU x 1070mmD N Type, Doors, | 800mmW x 51 RU x 1070mmD N Type, Doors, Sides, CM, Cage Nut, BL | PC | 1 | 1 | 1 | 1 | 8319.02
07498396696 | N8122WU | 800mm x 1200mm x 51RU Net-Access N-Type | 800mm x 1200mm x 51RU Net-Access N-Type Cabinet - front dual hinge door, rear split doors, (2) side panels, cage nut rails and vertical blanking panels | PC | 1 | 1 | 1 | 1 | 9047.98
61305625955 | N81DHDB | 51 RU 800mm Dual Hinge Perforated Door f |  | PC | 1 | 1 | 1 | 1 | 1681.54
61305625956 | N81DHDW | 51 RU 800mm Dual Hinge Perforated Door f |  | PC | 1 | 1 | 1 | 1 | 1681.54
61305681673 | N81SHDB | 51 RU 800mm Single Hinge Perforated Door | Single hinge perforated door for 51 RU 800mm wide cabinet, Black | PC | 1 | 1 | 1 | 1 | 987
07498396806 | N8212W | 42RU,800x1070,N-Type,D,S,CM,Thd,WH,EA | Net-Access™ N-Type Cabinet frame with top panel. Tapped equipment rails (12-24). Dual hinge perforated front door opens to the left or right. Split perforated rear doors open in the middle to minimize door swing footprint. Solid side panels (2). Two sets | PC | 1 | 1 | 1 | 1 | 6890.08
07498395712 | N8212WC | 42RU,800x1070,N-Type,D,S,CM,CgNut,WH,EA | Net-Access™ N-Type Cabinet frame with top panel. Cage nut rails. Dual hinge perforated front door opens to the left or right. Split perforated rear doors open in the middle to minimize door swing footprint. Solid side panels (2). Two sets of cage nut equ | PC | 1 | 1 | 1 | 1 | 6890.08
07498395718 | N8212WU | 800x42RUx1070DeepNetAccN-TypeCab | 800mm x 42RU x 1070mm Deep Net-Access N-Type Cabinet with dual hinge perforated front door, split perforated rear doors, 2 side Panels, vertical blanking panels, cage nut rails and management fingers in White | PC | 1 | 1 | 1 | 1 | 7479.76
07498396781 | N8219B | 42RU,800x1070,N-Type,D,NoS,CM,Thd,BL,EA | Net-Access™ N-Type Cabinet frame with top panel. Tapped equipment rails (12-24). Dual hinge perforated front door opens to the left or right. Split perforated rear doors open in the middle to minimize door swing footprint. Two sets of #12-24 threaded equ | PC | 1 | 1 | 1 | 1 | 5921.92
07498334719 | N8219BE | 42RU,800x1070,N-Type,FntDoor,NoS,BL,EA | Net-Access™ N-Type Cabinet frame with top panel. Cage nut rails. Single hinge perforated front door. Split perforated rear doors open in the middle to minimize door swing footprint. No side panels. Two sets of cage nut equipment mounting rails. 42 RU cab | PC | 1 | 1 | 1 | 1 | 5250.34
07498396808 | N8219W | 42RU,800x1070,N-Type,D,NoS,CM,Thd,WH,EA | Net-Access™ N-Type Cabinet frame with top panel. Tapped equipment rails (12-24). Dual hinge perforated front door opens to the left or right. Split perforated rear doors open in the middle to minimize door swing footprint. Two sets of #12-24 threaded equ | PC | 1 | 1 | 1 | 1 | 5921.92
07498395713 | N8219WC | 42RU,800x1070,N-Type,D,NoS,CM,WH,EA | Net-Access™ N-Type Cabinet frame with top panel. Cage nut rails. Dual hinge perforated front door opens to the left or right. Split perforated rear doors open in the middle to minimize door swing footprint. Two sets of cage nut equipment mounting rails. | PC | 1 | 1 | 1 | 1 | 5921.92
07498334756 | N8219WE | 42RU,800x1070,N-Type,FntDoor,S,CM,WH,EA | Net-Access™ N-Type Cabinet frame with top panel. Cage nut rails. Single hinge perforated front door. Split perforated rear doors open in the middle to minimize door swing footprint.No side panels. Two sets of cage nut equipment mounting rails. 42 RU cable | PC | 1 | 1 | 1 | 1 | 5250.34
07498395717 | N8219WU | 800mm x 42RU x 1070mm Deep Net-Access N- | 800mm x 42RU x 1070mm Deep Net-Access N-Type Cabinet with dual hinge perforated front door, split perforated rear doors, no side Panels, vertical blanking panels, cage nut rails and management fingers in White | PC | 1 | 1 | 1 | 1 | 6511.6
07498396815 | N8222WU | 42RU,800x1219,N-Type,D,S,CM,VBP,WH,EA | Net-Access™ N-Type Cabinet frame with top panel. 1 set of vertical blanking panels. Dual hinge perforated front door opens to the left or right. Split perforated rear doors open in the middle to minimize door swing footprint. Solid side panels (2). Two s | PC | 1 | 1 | 1 | 1 | 7891.9
07498367063 | N8229B | 42RU,800x1219,N-Type,D,NoS,Th,CM,BL,EA | Net-Access™ N-Type Cabinet frame with top panel. Tapped equipment rails (12-24). Dual hinge perforated front door opens to the left or right. Split perforated rear doors open in the middle to minimize door swing footprint. Two sets of #12-24 threaded equ | PC | 1 | 1 | 1 | 1 | 6194.92
07498334722 | N8229BE | 42RU,800x1219,N-Type,FntDoor,NoS,BL,EA | Net-Access™ N-Type Cabinet frame with top panel. Cage nut rails. Single perforated front door. Split perforated rear doors open in the middle to minimize door swing footprint. No side panels. Two sets of cage nut equipment mounting rails. 42 RU cable man | PC | 1 | 1 | 1 | 1 | 5523.34
07498334798 | N8229WE | 42RU,800x1219,N-Type,FntDoor,NoS,WH,EA | Net-Access™ N-Type Cabinet frame with top panel. Cage nut rails. Single perforated front door. Split perforated rear doors open in the middle to minimize door swing footprint. No side panels. Two sets of cage nut equipment mounting rails. 42 RU cable man | PC | 1 | 1 | 1 | 1 | 5523.34
07498396814 | N8229WU | 42RU,800x1219,N-Type,D,NoS,CM,VBP,WH,EA | Net-Access™ N-Type Cabinet frame with top panel. 1 set of vertical blanking panels. Dual hinge perforated front door opens to the left or right. Split perforated rear doors open in the middle to minimize door swing footprint. No side panels. Two sets of | PC | 1 | 1 | 1 | 1 | 6784.6
07498395499 | N8512W | 45RU,800x1070,N-Type,D,S,CM,Th,WH,EA | Net-Access™ N-Type Cabinet frame with top panel. Tapped equipment rails (12-24). Dual hinge perforated front door opens to the left or right. Split perforated rear doors open in the middle to minimize door swing footprint. Solid side panels (2). Two sets | PC | 1 | 1 | 1 | 1 | 7353.52
07498395632 | N8512WU | 800x45RUx1070,N-Type,2SdPans,WH,EA | 800mm x 45RU x 1070mm Deep Net-Access N-Type Cabinet with dual hinge perforated front door, split perforated rear doors, 2 side Panels, vertical blanking panels, cage nut rails and management fingers in White | PC | 1 | 1 | 1 | 1 | 7943.2
07498370743 | N8519BE | 45RU,800x1070,N-Type,FntDoor,NoS,BL,EA | Net-Access™ N-Type Cabinet frame with top panel. Cage nut rails. Single hinge perforated front door. Split perforated rear doors open in the middle to minimize door swing footprint. No side panels. Two sets of cage nut equipment mounting rails. 45 RU cab | PC | 1 | 1 | 1 | 1 | 5610.7
07498395620 | N8519W | 45RU,800x1070,N-Type,D,NoS,CM,Thrd,WH,EA | Net-Access™ N-Type Cabinet frame with top panel. Dual hinge perforated front door opens to the left or right. Split perforated rear doors open in the middle to minimize door swing footprint. Two sets of #12-24 threaded equipment mounting rails. 45 RU cab | PC | 1 | 1 | 1 | 1 | 6298.66
07498334785 | N8519WE | 45RU,800x1070,N-Type,FntDoor,NoS,WH,EA | Net-Access™ N-Type Cabinet frame with top panel. Cage nut rails. Single hinge perforated front door. Split perforated rear doors open in the middle to minimize door swing footprint. No side panels. Two sets of cage nut equipment mounting rails. 45 RU cab | PC | 1 | 1 | 1 | 1 | 5610.7
07498395633 | N8519WU | 800x45RUx1070,N-Type,VertBlankPans,WH,EA | 800mm x 45RU x 1070mm Deep Net-Access N-Type Cabinet with dual hinge perforated front door, split perforated rear doors, no side Panels, vertical blanking panels, cage nut rails and management fingers in White | PC | 1 | 1 | 1 | 1 | 6888.34
07498399605 | N8521B | 800mm x 1200mm x 45RU Net-Access N-Type | 800mm x 1200mm x 45RU Net-Access N-Type Cabinet with front dual hinge door, rear split doors,1 side panel, painted black | PC | 1 | 1 | 1 | 1 | 6935.14
07498300375 | N8521BC | 45RU,800x1219,N-Type,D,1Sd,CM,BL,EA | Net-Access™ N-Type Cabinet frame with top panel. Cage nut rails. Dual hinge perforated front door opens to the left or right. Split perforated rear doors open in the middle to minimize door swing footprint. Solid side panel (1). Two sets of cage nut equi | PC | 1 | 1 | 1 | 1 | 7597.32
07498367047 | N8521BU | 800mmW x 45 RU x 1200mmD Net-Access Cabi | Net-Access™ N-Type Cabinet frame with top panel. Dual hinge perforated front door opens to the left or right. Split perforated rear doors open in the middle to minimize door swing footprint. Solid side panel (1). Vertical blanking panels. Two sets of cage | PC | 1 | 1 | 1 | 1 | 7878.8
07498335707 | N8521WC | 45RU,800x1219,N-Type,D,1Sd,CM,WH,EA | Net-Access™ N-Type Cabinet frame with top panel. Cage nut rails. Dual hinge perforated front door opens to the left or right. Split perforated rear doors open in the middle to minimize door swing footprint. Solid side panel (1). Two sets of cage nut equi | PC | 1 | 1 | 1 | 1 | 7944.18
07498395638 | N8521WU | 800mm x 45RU x 1200mm Deep Net-Access N- | 800mm x 45RU x 1200mm Deep Net-Access N-Type Cabinet with dual hinge perforated front door, split perforated rear doors, one side Panel, vertical blanking panels, cage nut rails and management fingers in White | PC | 1 | 1 | 1 | 1 | 8272.72
07498395697 | N8522WU | 45RU800x1200,N-Type,CgNutRls,MgmtFingers | 800mm x 45RU x 1200mm Deep Net-Access N-Type Cabinet with dual hinge perforated front door, split perforated rear doors, 2 side Panels, vertical blanking panels, cage nut rails and management fingers in White | PC | 1 | 1 | 1 | 1 | 8349.44
07498395634 | N8529W | 45RU,800x1219,N-Type,D,NoS,CM,Thrd,WH,EA | Net-Access™ N-Type Cabinet frame with top panel. Dual hinge perforated front door opens to the left or right. Split perforated rear doors open in the middle to minimize door swing footprint. Two sets of #12-24 threaded equipment mounting rails. 45 RU cab | PC | 1 | 1 | 1 | 1 | 6571.66
07498395635 | N8529WC | 45RU,800x1219,D,NoS,CM,CgNut,WH,EA | Net-Access™ N-Type Cabinet frame with top panel. Cage nut rails (12-24). Dual hinge perforated front door opens to the left or right. Split perforated rear doors open in the middle to minimize door swing footprint. Two sets of #12-24 cage nut equipment m | PC | 1 | 1 | 1 | 1 | 6571.66
07498334729 | N8529WE | 45RU,800x1219,N-Type,FntDoor,NoS,WH,EA | Net-Access™ N-Type Cabinet frame with top panel. Cage nut rails (12-24). Single hinge perforated front door. Split perforated rear doors open in the middle to minimize door swing footprint. Two sets of #12-24 cage nut equipment mounting rails. 45 RU cable | PC | 1 | 1 | 1 | 1 | 5883.7
07498395696 | N8529WU | 800x45RUx1200,N-Type,,WH,EA | 800mm x 45RU x 1200mm Deep Net-Access N-Type Cabinet with dual hinge perforated front door, split perforated rear doors, no side Panels, vertical blanking panels, cage nut rails and management fingers in White | PC | 1 | 1 | 1 | 1 | 7161.34
07498367081 | N8812BC | 48RU,800x1070,N-Type,D,S,CM,CgNut,BL,EA | Net-Access™ N-Type Cabinet frame with top panel. Cage nut rails. Dual hinge perforated front door opens to the left or right. Split perforated rear doors open in the middle to minimize door swing footprint. Solid side panels (2). Two sets of cage nut equ | PC | 1 | 1 | 1 | 1 | 7785.96
07498395729 | N8812W | 48RU,800x1070,N-Type,D,S,CM,WH,EA | Net-Access™ N-Type Cabinet frame with top panel. Tapped equipment rails (12-24). Dual hinge perforated front door opens to the left or right. Split perforated rear doors open in the middle to minimize door swing footprint. Solid side panels (2). Two sets | PC | 1 | 1 | 1 | 1 | 7785.96
07498395744 | N8812WC | 48RU,800x1070,N-Type,D,S,CM,CgNut,WH,EA | Net-Access™ N-Type Cabinet frame with top panel. Cage nut rails. Dual hinge perforated front door opens to the left or right. Split perforated rear doors open in the middle to minimize door swing footprint. Solid side panels (2). Two sets of cage nut equ | PC | 1 | 1 | 1 | 1 | 7785.96
07498359445 | N8812WU | 48RU,800x1070,N-Type,D,S,CM,VBP,WH,EA | Net-Access™ N-Type Cabinet frame with top panel. Dual hinge perforated front door opens to the left or right. Split perforated rear doors open in the middle to minimize door swing footprint. Solid side panels (2). Vertical blanking panels. Two sets of ca | PC | 1 | 1 | 1 | 1 | 8375.64
07498367082 | N8819B | 48RU,800x1070,N-Type,D,NoS,CM,Th,BL,EA | Net-Access™ N-Type Cabinet frame with top panel. Tapped equipment rails (12-24). Dual hinge perforated front door opens to the left or right. Split perforated rear doors open in the middle to minimize door swing footprint. Two sets of #12-24 threaded equ | PC | 1 | 1 | 1 | 1 | 6659.02
07498367083 | N8819BC | 48RU,800x1070,N-Type,D,NoS,CM,CN,BL,EA | Net-Access™ N-Type Cabinet frame with top panel. Cage nut rails. Dual hinge perforated front door opens to the left or right. Split perforated rear doors open in the middle to minimize door swing footprint. Two sets of cage nut equipment mounting rails. | PC | 1 | 1 | 1 | 1 | 6659.02
07498334721 | N8819BE | 48RU,800x1070,N-Type,FntDoor,NoS,BL,EA | Net-Access™ N-Type Cabinet frame with top panel. Cage nut rails. Single hinge perforated front door. Split perforated rear doors open in the middle to minimize door swing footprint. No side panels. Two sets of cage nut equipment mounting rails. 48 RU cab | PC | 1 | 1 | 1 | 1 | 5949.22
07498395745 | N8819W | 48RU,800x1070,N-Type,D,NoS,CM,WH,EA | Net-Access™ N-Type Cabinet frame with top panel. Tapped equipment rails (12-24). Dual hinge perforated front door opens to the left or right. Split perforated rear doors open in the middle to minimize door swing footprint. Two sets of #12-24 threaded equ | PC | 1 | 1 | 1 | 1 | 6659.02
07498395746 | N8819WC | 48RU,800x1070,N-Type,D,NoS,CM,WH,EA | Net-Access™ N-Type Cabinet frame with top panel. Cage nut rails. Dual hinge perforated front door opens to the left or right. Split perforated rear doors open in the middle to minimize door swing footprint. Two sets of cage nut equipment mounting rails. | PC | 1 | 1 | 1 | 1 | 6659.02
07498334786 | N8819WE | 48RU,800x1070,N-Type,FntDoor,NoS,WH,EA | Net-Access™ N-Type Cabinet frame with top panel. Cage nut rails. Single hinge perforated front door. Split perforated rear doors open in the middle to minimize door swing footprint. No side panels. Two sets of cage nut equipment mounting rails. 48 RU cab | PC | 1 | 1 | 1 | 1 | 5949.22
07498359454 | N8819WU | 48RU,800x1070,N-Type,D,NoS,CM,VBP,WH,EA | Net-Access™ N-Type Cabinet frame with top panel. Dual hinge perforated front door opens to the left or right. Split perforated rear doors open in the middle to minimize door swing footprint. No side panels. Vertical blanking panels. Two sets of cage nut | PC | 1 | 1 | 1 | 1 | 7248.7
61305631286 | N8821BC | 800mmW x 48 RU x 1219mmD N Type, Doors, |  | PC | 1 | 1 | 1 | 1 | 8192.8
07498335705 | N8821WC | 800mm x 1200mm x 48RU Net-Access N-Type | 800mm x 1200mm x 48RU Net-Access N-Type Cabinet with front dual hinge door, rear split doors, 1 side panel, cage nut rails, painted white | PC | 1 | 1 | 1 | 1 | 8192.8
07498395748 | N8822W | 48RU,800x1219,N-Type,D,S,CM,WH,EA | Net-Access™ N-Type Cabinet frame with top panel. Tapped equipment rails (12-24). Dual hinge perforated front door opens to the left or right. Split perforated rear doors open in the middle to minimize door swing footprint. Solid side panels (2). Two sets | PC | 1 | 1 | 1 | 1 | 8190
07498359447 | N8822WU | 48RU,800x1219,N-Type,D,S,CM,VBP,WH,EA | Net-Access™ N-Type Cabinet frame with top panel. Dual hinge perforated front door opens to the left or right. Split perforated rear doors open in the middle to minimize door swing footprint. Solid side panels (2). Vertical blanking panels. Two sets of ca | PC | 1 | 1 | 1 | 1 | 8779.68
07498334730 | N8829BE | 48RU,800x1219,N-Type,FntDoor,NoS,BL,EA | Net-Access™ N-Type Cabinet frame with top panel. Cage nut rails. Single hinge perforated front door. Split perforated rear doors open in the middle to minimize door swing footprint. No side panels. Two sets of cage nut equipment mounting rails. 48 RU cab | PC | 1 | 1 | 1 | 1 | 6222.22
07498334728 | N8829WE | 48RU,800x1219,N-Type,FntDoor,NoS,WH,EA | Net-Access™ N-Type Cabinet frame with top panel. Cage nut rails. Single hinge perforated front door. Split perforated rear doors open in the middle to minimize door swing footprint. No side panels. Two sets of cage nut equipment mounting rails. 48 RU cab | PC | 1 | 1 | 1 | 1 | 6222.22
07498359455 | N8829WU | 48RU,800x1219,N-Type,D,NoS,CM,VBP,WH,EA | Net-Access™ N-Type Cabinet frame with top panel. Dual hinge perforated front door opens to the left or right. Split perforated rear doors open in the middle to minimize door swing footprint. No side panels. Vertical blanking panels. Two sets of cage nut e | PC | 1 | 1 | 1 | 1 | 7521.7
07498380400 | N88SSHDB | 48RU x 800mm Solid Door for N-Type Cabin | 48RU x 800mm Solid Door for N-Type Cabinet | PC | 1 | 1 | 1 | 1 | 958.24
07498348875 | N8RT | 48 RU #12-24 tapped equipment rails for | 48 RU #12-24 tapped equipment rails for Net-Access™ N-Type Cabinets, sold in pairs. | PC | 1 | 1 | 1 | 1 | 532.36
07498342114 | NCMHAEF2 | Horiz,CblMgr,ActEqp,2RU,EA | The NetManager® Horizontal Cable Manager cost-effectively organizes and protects copper and fiber network cabling in any standard EIA 19-inch (483mm) rack or cabinet. Bend radius control ensures longer cable life with fewer kinks and snags that interrupt | PC | 1 | 1 | 1 | 1 | 275.32
07498391177 | NCMHAEF4 | Horiz,CblMgr,ActEqp,4RU,EA | The Panduit® NetManager® Horizontal Cable Manager cost-effectively organizes and protects copper and fiber network cabling in any standard EIA 19in (483mm) rack or cabinet. Bend radius control ensures longer cable life with fewer kinks and snags that inte | PC | 1 | 1 | 1 | 1 | 295.72
61305636704 | NPCA01X | PwrCrd,IECC14-IECC13,10PK,RD,2ft,EA | Non-Locking Power Cord, IEC C14 to IEC C13 - 2 feet (0.6 meters), 10 Pack, Red. | PC | 1 | 1 | 1 | 1 | 258.48
61305636706 | NPCA02X | PwrCrd,IECC14-IECC13,10PK,RD,3ft,EA | Non-Locking Power Cord, IEC C14 to IEC C13 - 3 feet (0.9 meters), 10 Pack, Red. | PC | 1 | 1 | 1 | 1 | 296.9
61305636707 | NPCA03X | PwrCrd,IECC14-IECC13,10PK,RD,4ft,EA | Non-Locking Power Cord, IEC C14 to IEC C13 - 4 feet (1.2 meters), 10 Pack, Red. | PC | 1 | 1 | 1 | 1 | 333.66
61305636708 | NPCA04X | PwrCrd,IECC14-IECC13,10PK,RD,6ft,EA | Non-Locking Power Cord, IEC C14 to IEC C13 - 6 feet (1.8 meters), 10 Pack, Red. | PC | 1 | 1 | 1 | 1 | 373.76
61305636727 | NPCA05X | POWER CORD, IEC C14 TO IEC C13, 10 FEET, |  | PC | 1 | 1 | 1 | 1 | 667.8
61305636709 | NPCA06X | PwrCrd,IECC14-IECC13,10PK,BU,2ft,EA | Non-Locking Power Cord, IEC C14 to IEC C13 - 2 feet (0.6 meters), 10 Pack, Blue. | PC | 1 | 1 | 1 | 1 | 258.48
61305636710 | NPCA07X | PwrCrd,IECC14-IECC13,10PK,BU,3ft,EA | Non-Locking Power Cord, IEC C14 to IEC C13 - 3 feet (0.9 meters), 10 Pack, Blue. | PC | 1 | 1 | 1 | 1 | 296.9
61305636711 | NPCA08X | PwrCrd,IECC14-IECC13,10PK,BU,4ft,EA | Non-Locking Power Cord, IEC C14 to IEC C13 - 4 feet (1.2 meters), 10 Pack, Blue. | PC | 1 | 1 | 1 | 1 | 333.66
61305638119 | NPCA09 | POWER CORD, IEC C14 TO IEC C13, 6 FEET, |  | PC | 1 | 1 | 1 | 1 | 39.92
61305636712 | NPCA09X | PwrCrd,IECC14-IECC13,10PK,BU,6ft,EA | Non-Locking Power Cord, IEC C14 to IEC C13 - 6 feet (1.8 meters), 10 Pack, Blue. | PC | 1 | 1 | 1 | 1 | 373.76
61305636723 | NPCA11X | PwrCrd,IECC14-IECC13,10PK,BL,2ft,EA | Non-Locking Power Cord, IEC C14 to IEC C13 - 2 feet (0.6 meters), 10 Pack, Black. | PC | 1 | 1 | 1 | 1 | 258.48
61305636724 | NPCA12X | PwrCrd,IECC14-IECC13,10PK,BL,3ft,EA | The PDU non-locking power cord is IEC C14 to IEC C13. It is 3 feet (0.9m) long. The power cord is black and includes 10 per package. | PC | 1 | 1 | 1 | 1 | 296.9
61305636725 | NPCA13X | PwrCrd,IECC14-IECC13,10PK,BL,4ft,EA | Non-Locking Power Cord, IEC C14 to IEC C13 - 4 feet (1.2 meters), 10 Pack, Black. | PC | 1 | 1 | 1 | 1 | 333.66
61305638123 | NPCA14 | POWER CORD, IEC C14 TO IEC C13, 6 FEET, |  | PC | 1 | 1 | 1 | 1 | 39.92
61305636726 | NPCA14X | PwrCrd,IECC14-IECC13,10PK,BL,6ft,EA | Non-Locking Power Cord, IEC C14 to IEC C13 - 6 feet (1.8 meters), 10 Pack, Black. | PC | 1 | 1 | 1 | 1 | 373.76
61305636730 | NPCA15X | POWER CORD, IEC C14 TO IEC C13, 10 FEET, |  | PC | 1 | 20 | 1 | 1 | 667.8
61305636745 | NPCA18X | POWER CORD, IEC C14 TO IEC C13, 4 FEET, |  | PC | 1 | 20 | 1 | 1 | 333.66
61305636750 | NPCA24X | POWER CORD, IEC C14 TO IEC C13, 6 FEET, |  | PC | 1 | 20 | 1 | 1 | 373.76
61305636741 | NPCA25X | POWER CORD, IEC C14 TO IEC C13, 10 FEET, |  | PC | 1 | 20 | 1 | 1 | 667.8
61305636758 | NPCB01X | PwrCrd,IECC20-IECC19,10PK,RD,2ft,EA | Non-Locking Power Cord, IEC C20 to IEC C19 - 2 feet (0.6 meters), 10 Pack, Red. | PC | 1 | 1 | 1 | 1 | 402.18
61305636762 | NPCB02X | PwrCrd,IECC20-IECC19,10PK,RD,3ft,EA | Non-Locking Power Cord, IEC C20 to IEC C19 - 3 feet (0.9 meters), 10 Pack, Red. | PC | 1 | 1 | 1 | 1 | 463.52
61305636763 | NPCB03X | PwrCrd,IECC20-IECC19,10PK,RD,4ft,EA | Non-Locking Power Cord, IEC C20 to IEC C19 - 4 feet (1.2 meters), 10 Pack, Red. | PC | 1 | 1 | 1 | 1 | 524.86
61305636764 | NPCB04X | PwrCrd,IECC20-IECC19,10PK,RD,6ft,EA | Non-Locking Power Cord, IEC C20 to IEC C19 - 6 feet (1.8 meters), 10 Pack, Red. | PC | 1 | 1 | 1 | 1 | 652.26
61305636765 | NPCB06X | PwrCrd,IECC20-IECC19,10PK,BU,2ft,EA | Non-Locking Power Cord, IEC C20 to IEC C19 - 2 feet (0.6 meters), 10 Pack, Blue. | PC | 1 | 1 | 1 | 1 | 402.18
61305636766 | NPCB07X | PwrCrd,IECC20-IECC19,10PK,BU,3ft,EA | Non-Locking Power Cord, IEC C20 to IEC C19 - 3 feet (0.9 meters), 10 Pack, Blue. | PC | 1 | 1 | 1 | 1 | 463.52
61305636767 | NPCB08X | PwrCrd,IECC20-IECC19,10PK,BU,4ft,EA | Non-Locking Power Cord, IEC C20 to IEC C19 - 4 feet (1.2 meters), 10 Pack, Blue. | PC | 1 | 1 | 1 | 1 | 524.86
61305636768 | NPCB09X | PwrCrd,IECC20-IECC19,10PK,BU,6ft,EA | Non-Locking Power Cord, IEC C20 to IEC C19 - 6 feet (1.8 meters), 10 Pack, Blue. | PC | 1 | 1 | 1 | 1 | 652.26
61305636769 | NPCB11X | PwrCrd,IECC20-IECC19,10PK,BL,2ft,EA | Non-Locking Power Cord, IEC C20 to IEC C19 - 2 feet (0.6 meters), 10 Pack, Black. | PC | 1 | 1 | 1 | 1 | 402.18
61305636770 | NPCB12X | PwrCrd,IECC20-IECC19,10PK,BL,3ft,EA | Non-Locking Power Cord, IEC C20 to IEC C19 - 3 feet (0.9 meters), 10 Pack, Black. | PC | 1 | 1 | 1 | 1 | 463.52
61305636771 | NPCB13X | PwrCrd,IECC20-IECC19,10PK,BL,4ft,EA | Non-Locking Power Cord, IEC C20 to IEC C19 - 4 feet (1.2 meters), 10 Pack, Black. | PC | 1 | 1 | 1 | 1 | 524.86
61305636772 | NPCB14X | PwrCrd,IECC20-IECC19,10PK,BL,6ft,EA | Non-Locking Power Cord, IEC C20 to IEC C19 - 6 feet (1.8 meters), 10 Pack, Black. | PC | 1 | 1 | 1 | 1 | 652.26
61305636777 | NPCB15X | POWER CORD, IEC C20 TO IEC C19, 10 FEET, |  | PC | 1 | 20 | 1 | 1 | 918.08
61305636784 | NPCB19X | POWER CORD, IEC C20 TO IEC C19, 6 FEET, |  | PC | 1 | 20 | 1 | 1 | 652.26
07498396445 | NRD10B1 | NRDoor,AL,45RU,82inx11in,BLK,EA | High-Capacity Dual-Hinged Door, 45 RU, Aluminum, Black | PC | 1 | 1 | 1 | 1 | 298.76
07498319370 | NRV10 | NR VERT CBLMGMT,HICAP,2side,45RU,10"W,EA | The Panduit® NetRunner® High Capacity Vertical Cable Manager cost-effectively organizes, protects and showcases network cabling in medium to large enterprise switches. Large finger openings channel cables up to 24 Category 6A while maintaining integral be | PC | 1 | 1 | 1 | 1 | 715.72
07498319369 | NRV6 | NR VERT CBLMGMT,HICAP,2side,45RU,6"W,EA | The Panduit® NetRunner® High Capacity Vertical Cable Manager cost-effectively organizes, protects and showcases network cabling in medium to large enterprise switches. Large finger openings channel cables up to 24 Category 6A while maintaining integral be | PC | 1 | 1 | 1 | 1 | 534.5
07498329162 | NRVCB | CenterMountBracketKit,HICAP,BLK,EA | High-Capacity Manager Mounting Bracket, Steel, Black | PC | 1 | 1 | 1 | 1 | 32.08
07498367150 | NVPDUB | POUBrackets,N-Type,Cabinet,BL,EA | PDU brackets, sold in pairs. Color: Black | PC | 1 | 1 | 1 | 1 | 149.06
07498340248 | OFR20SOOB | Fitting,SpillOver,OFR,OB,EA | Spill-over fitting. Allows transition from office furniture raceway run horizontally along partition wall to office furniture vertical raceway in one location. Adjustable fitting maintains 1in minimum bend radius of cabling and works with various panel wi | PC | 1 | 1 | 1 | 1 | 22.18
61305631702 | P06D15M | MI PDU, 50AMP, (6)C19, Hubbell CS8265C-3 | The SmartZone™ G5 Monitored Input PDU features (6) C19 outlets. It is a 50 amp, 208 V, single phase PDU with a CS8265C input plug and a 10 foot (3m) power cord. The PDU is black. | PC | 1 | 10 | 1 | 1 | 1515.86
61305631720 | P06D19M | MI PDU, 60AMP, (6)C19, IEC 60309 3P+E 9h | The SmartZone™ G5 Monitored Input PDU features (6) C19 outlets. It is a 60 amp, 208 V, three phase PDU with an IEC 60309 3P+E 9h 60A (IP44) input plug and a 10 foot (3m) power cord. The PDU is black. | PC | 1 | 10 | 1 | 1 | 2276.28
07498362062 | P110BW300-X | 300Pr,110PunchdownBasesw/L,PK10 | Positions and holds UTP cable for termination with Pan-Punch® 110 Connecting Blocks. For frame or rack mount wiring behind bases, 300 pairs per base, Beige, 1 pc. | PC | 1 | 10 | 10 | 1 | 91.58
07498305651 | P110KB3005Y | 300-110PunchdownKit,5Pr.Kit,EA | Category 5e system kit includes one 300-pair base with legs, sixty 5-pair connecting blocks, six label and label holders. | PC | 1 | 1 | 1 | 1 | 241.76
07498305656 | P110KT3005Y | 110PunchdownTower,300Pr,5PrCon,EA | Convenient packaging includes all of the components required to completely wire a 110 base. | PC | 1 | 1 | 1 | 1 | 416.56
07498305658 | P110KT9005Y | 110PunchdownTower,900Pr,5PrCon,EA | Convenient packaging includes all of the components required to completely wire a 110 base. | PC | 1 | 1 | 1 | 1 | 1209.74
07498305756 | P110PC4IG6BY | 110,PCAssy,4Pr-RJ45,T568B,6ft | 4-pair 110 connector to Pan-Plug®® RJ45 modular plug - T568B wired. Meets Category 5e performance requirements. 6 ft. | PC | 1 | 1 | 1 | 1 | 22.84
61305631731 | P24E30M | MS PDU, 30AMP, (18)C13, (6)C19, NEMA L21 | The SmartZone™ G5 Monitored Switched PDU features (12) C13 and (12) C19 outlets. It is a 30 amp, 208 V, three phase PDU with a NEMA L21-30P input plug and a 10 foot (3m) power cord. The PDU is black. | PC | 1 | 10 | 1 | 1 | 1944.62
61305631735 | P24E31M | MS PDU, 50AMP, (12)C13, (12)C19, Hubbell | The SmartZone™ G5 Monitored Switched PDU features (12) C13 and (12) C19 outlets. It is a 50 amp, 208 V, three phase PDU with a CS8365C input plug and a 10 foot (3m) power cord. The PDU is black. | PC | 1 | 10 | 1 | 1 | 2807.96
61305631637 | P24F04M | MO PDU, 50AMP, (12)C13, (12)C19, Hubbell | The SmartZone™ G5 Monitored Per Outlet PDU features (12) C13 and (12) C19 outlets. It is a 50 amp, 208 V, three phase PDU with a CS8365C input plug and a 10 foot (3m) power cord. The PDU is black. | PC | 1 | 10 | 1 | 1 | 3398.9
61305631738 | P36F16M | MO PDU, 30AMP, (30)C13, (6)C19, NEMA L15 | The SmartZone™ G5 Monitored Per Outlet PDU features (30) C13 and (6) C19 outlets. It is a 30 amp, 208 V, three phase PDU with a NEMA L15-30P input plug and a 10 foot (3m) power cord. The PDU is black. | PC | 1 | 10 | 1 | 1 | 3173.46
61305631742 | P36F17M | MO PDU, 30AMP, (30)C13, (6)C19, NEMA L21 | The SmartZone™ G5 Monitored Per Outlet PDU features (30) C13 and (6) C19 outlets. It is a 30 amp, 208 V, three phase PDU with a NEMA L21-30P input plug and a 10 foot (3m) power cord. The PDU is black. | PC | 1 | 10 | 1 | 1 | 2946.32
61305661727 | P38D25M-BL2B | VERTICAL,(24) C13,(6) C19,MONITORED INPU |  | PC | 1 | 10 | 1 | 1 | 1516.32
61305661730 | P38D25M-RD2B | VERTICAL,(24) C13,(6) C19,MONITORED INPU |  | PC | 1 | 10 | 1 | 1 | 1516.32
61305631791 | P48F19M | VERTICAL,(36) C13,(12) C19,MONITORED OUT | The SmartZone™ G5 Monitored Per Outlet PDU features (36) C13 and (12) C19 outlets. It is a 60 amp, 208 V, three phase PDU with an IEC 60309 3P+E 9h 60A (IP44) input plug and a 10 foot (3m) power cord. The PDU is black. | PC | 1 | 1 | 1 | 1 | 5281.42
07498341770 | PC14C13BL4 | BPwC,4Ft,IEC_C14toC13,RoHS | Power cord, 4.00 ft. length (1220.0mm), black, IEC C14 to IEC C13. | PC | 1 | 1 | 1 | 1 | 36.52
07498364006 | PC14C13BL5 | BPwC,5Ft,IEC_C14toC13,RoHS | Power cord, 5.00 ft. length (1500.0mm), black, IEC C14 to IEC C13. | PC | 1 | 1 | 1 | 1 | 41.5
07498369532 | PC14C13BU2-Q | C13 to C14 Power Cord 2 Foot Blue - 25 C | C13 to C14 Power Cord 2 Foot Blue - 25 Cords Per Box | PK | 1 | 1 | 1 | 1 | 402.32
07498364020 | PC14C13GY5 | GPwC,5Ft,IEC_C-14toC-13,RoHS | Power cord, 5.00 ft. length (1500.0mm), gray, IEC C14 to IEC C13. | PC | 1 | 1 | 1 | 1 | 45.64
07498364021 | PC14C13GY6.5 | GPwC,6.5Ft(2000mm),IEC_C-14toC-13,RoHS | Power cord, 6.50 ft. length (2000.0mm), gray, IEC C14 to IEC C13. | PC | 1 | 1 | 1 | 1 | 49.58
07498364573 | PC20C13BL6 | BPwC,6Ft(1830mm),IEC_C-20toC-13,RoHS | Power cord, 6.00 ft.length (1830.0mm), black, IEC C20 to IEC C13. | PC | 1 | 1 | 1 | 1 | 49.58
07498345697 | PCFSM | Preconfig Cabinet Fiber Slack Mgr,EA | Preconfigured Cabinet Fiber Slack Manager | PC | 1 | 1 | 1 | 1 | 148.74
07498392324 | PED6B1 | PRDoor,PC,STL,45RU,83inx6in,BLK,EA | The Panduit® PatchRunner® High-capacity Vertical Cable Manager Door protects cables in the vertical channel with a professional, clean aesthetic. Not only can the door be opened to the left or right for easy access, but the push-to-close door provides vis | PC | 1 | 1 | 1 | 1 | 429.64
07498341596 | PEHF4 | HiCap,Hz,CblMgr,HngdCvr,FntOnly,4RU,EA | The Panduit® PatchRunner® Horizontal Cable Manager organizes and protects copper and fiber network cabling in any standard EIA 19in (483mm) rack or cabinet. Large front finger openings easily accommodate Category 6 and 10G cables, reducing installation ti | PC | 1 | 1 | 1 | 1 | 282.6
07498329132 | PEV10 | PR VERT CBLMGMT,HICAP,2side,45RU,10"W,EA | The Panduit® PatchRunner® High Capacity Vertical Cable Manager organizes, protects and showcases high-density cabling for the latest high-performance enterprise switching equipment. Not only do wide and deep features provide for Category 6A cables, but In | PC | 1 | 1 | 1 | 1 | 1262.64
07498348980 | PEV696 | PR VERT CBLMGMT,HICAP,2side,52RU,6"W,EA | The Panduit® PatchRunner® High Capacity Vertical Cable Manager organizes, protects and showcases high-density cabling for the latest high-performance enterprise switching equipment. Not only do wide and deep features provide for Category 6A cables, but In | PC | 1 | 1 | 1 | 1 | 1192.36
07498329133 | PEV8 | PR VERT CBLMGMT,HICAP,2side,45RU,8"W,EA | The Panduit® PatchRunner® High Capacity Vertical Cable Manager organizes, protects and showcases high-density cabling for the latest high-performance enterprise switching equipment. Not only do wide and deep features provide for Category 6A cables, but In | PC | 1 | 1 | 1 | 1 | 1111
61305644877 | PND100 | Cable Nook Table Box | Cable Nook Box | PC | 1 | 1 | 1 | 1 | 982.9
61305644878 | PND400 | HDMI Cable Retractor with Bracket | Retractable HDMI Cable for Cable Nook Box with Mounting Bracket | PC | 1 | 1 | 1 | 1 | 557.12
61305639588 | PR2V06 | PATCHRUNNER2 VERTICAL MANAGER, 6in WIDE, | The Panduit® Patchrunner® 2 Vertical Cable Manager combines high-density capability and versatility, freeing up valuable floor space. The fully pre-assembled manager lowers overall costs and sets the standard for the entire cable management industry. Dua | PC | 1 | 1 | 1 | 1 | 820.5
61305639596 | PR2V0679 | PATCHRUNNER2 VERTICAL MANAGER, 6in WIDE, | The Panduit® Patchrunner® 2 Vertical Cable Manager combines high-density capability and versatility, freeing up valuable floor space. The fully pre-assembled manager lowers overall costs and sets the standard for the entire cable management industry. Dua | PC | 1 | 1 | 1 | 1 | 861.54
61305639592 | PR2V0696 | PATCHRUNNER2 VERTICAL MANAGER, 6in WIDE, | The Panduit® Patchrunner® 2 Vertical Cable Manager combines high-density capability and versatility, freeing up valuable floor space. The fully pre-assembled manager lowers overall costs and sets the standard for the entire cable management industry. Dua | PC | 1 | 1 | 1 | 1 | 984.6
61305645073 | PR2V0696WH | PatchRunner2 Vertical Cable Manager Fron |  | PC | 1 | 1 | 1 | 1 | 984.6
61305645065 | PR2V06WH | PatchRunner2 Vertical Cable Manager Fron |  | PC | 1 | 1 | 1 | 1 | 820.5
61305639589 | PR2V08 | PATCHRUNNER2 VERTICAL MANAGER, 8in WIDE, | The Panduit® Patchrunner® 2 Vertical Cable Manager combines high-density capability and versatility, freeing up valuable floor space. The fully pre-assembled manager lowers overall costs and sets the standard for the entire cable management industry. Dua | PC | 1 | 1 | 1 | 1 | 917.4
61305639593 | PR2V0896 | PATCHRUNNER2 VERTICAL MANAGER, 8in WIDE, | The Panduit® Patchrunner® 2 Vertical Cable Manager combines high-density capability and versatility, freeing up valuable floor space. The fully pre-assembled manager lowers overall costs and sets the standard for the entire cable management industry. Dua | PC | 1 | 1 | 1 | 1 | 1100.88
61305645074 | PR2V0896WH | PatchRunner2 Vertical Cable Manager Fron |  | PC | 1 | 1 | 1 | 1 | 1100.88
61305645066 | PR2V08WH | PatchRunner2 Vertical Cable Manager Fron |  | PC | 1 | 1 | 1 | 1 | 917.4
61305639590 | PR2V10 | PATCHRUNNER2 VERTICAL MANAGER, 10in WIDE | The Panduit® Patchrunner® 2 Vertical Cable Manager combines high-density capability and versatility, freeing up valuable floor space. The fully pre-assembled manager lowers overall costs and sets the standard for the entire cable management industry. Dua | PC | 1 | 1 | 1 | 1 | 1042.64
61305639594 | PR2V1096 | PATCHRUNNER2 VERTICAL MANAGER, 10in WIDE | The Panduit® Patchrunner® 2 Vertical Cable Manager combines high-density capability and versatility, freeing up valuable floor space. The fully pre-assembled manager lowers overall costs and sets the standard for the entire cable management industry. Dua | PC | 1 | 1 | 1 | 1 | 1251.14
61305645075 | PR2V1096WH | PatchRunner2 Vertical Cable Manager Fron |  | PC | 1 | 1 | 1 | 1 | 1251.14
61305645067 | PR2V10WH | PatchRunner2 Vertical Cable Manager Fron |  | PC | 1 | 1 | 1 | 1 | 1042.64
61305639591 | PR2V12 | PATCHRUNNER2 VERTICAL MANAGER, 12in WIDE | The Panduit® Patchrunner® 2 Vertical Cable Manager combines high-density capability and versatility, freeing up valuable floor space. The fully pre-assembled manager lowers overall costs and sets the standard for the entire cable management industry. Dua | PC | 1 | 1 | 1 | 1 | 1202.4
61305639608 | PR2V1279 | PATCHRUNNER2 VERTICAL MANAGER, 12in WIDE | The Panduit® Patchrunner® 2 Vertical Cable Manager combines high-density capability and versatility, freeing up valuable floor space. The fully pre-assembled manager lowers overall costs and sets the standard for the entire cable management industry. Dua | PC | 1 | 1 | 1 | 1 | 1262.56
61305639595 | PR2V1296 | PATCHRUNNER2 VERTICAL MANAGER, 12in WIDE | The Panduit® Patchrunner® 2 Vertical Cable Manager combines high-density capability and versatility, freeing up valuable floor space. The fully pre-assembled manager lowers overall costs and sets the standard for the entire cable management industry. Dua | PC | 1 | 1 | 1 | 1 | 1442.9
61305645076 | PR2V1296WH | PatchRunner2 Vertical Cable Manager Fron |  | PC | 1 | 1 | 1 | 1 | 1442.9
61305645068 | PR2V12WH | PatchRunner2 Vertical Cable Manager Fron |  | PC | 1 | 1 | 1 | 1 | 1202.4
61305639600 | PR2VF06 | PATCHRUNNER2 VERTICAL MANAGER, 6in WIDE, | The Panduit® Patchrunner® 2 Vertical Cable Manager combines high-density capability and versatility, freeing up valuable floor space. The fully pre-assembled manager lowers overall costs and sets the standard for the entire cable management industry. Sin | PC | 1 | 1 | 1 | 1 | 820.5
61305639598 | PR2VF0679 | PATCHRUNNER2 VERTICAL MANAGER, 6in WIDE, | The Panduit® Patchrunner® 2 Vertical Cable Manager combines high-density capability and versatility, freeing up valuable floor space. The fully pre-assembled manager lowers overall costs and sets the standard for the entire cable management industry. Sin | PC | 1 | 1 | 1 | 1 | 861.54
61305639604 | PR2VF0696 | PATCHRUNNER2 VERTICAL MANAGER, 6in WIDE, | The Panduit® Patchrunner® 2 Vertical Cable Manager combines high-density capability and versatility, freeing up valuable floor space. The fully pre-assembled manager lowers overall costs and sets the standard for the entire cable management industry. Sin | PC | 1 | 1 | 1 | 1 | 984.6
61305645077 | PR2VF0696WH | PatchRunner2 Vertical Cable Manager Fron |  | PC | 1 | 1 | 1 | 1 | 984.6
61305645069 | PR2VF06WH | PatchRunner2 Vertical Cable Manager Fron |  | PC | 1 | 1 | 1 | 1 | 820.5
61305639601 | PR2VF08 | PATCHRUNNER2 VERTICAL MANAGER, 8in WIDE, | The Panduit® Patchrunner® 2 Vertical Cable Manager combines high-density capability and versatility, freeing up valuable floor space. The fully pre-assembled manager lowers overall costs and sets the standard for the entire cable management industry. Sin | PC | 1 | 1 | 1 | 1 | 917.4
61305639605 | PR2VF0896 | PATCHRUNNER2 VERTICAL MANAGER, 8in WIDE, | The Panduit® Patchrunner® 2 Vertical Cable Manager combines high-density capability and versatility, freeing up valuable floor space. The fully pre-assembled manager lowers overall costs and sets the standard for the entire cable management industry. Sin | PC | 1 | 1 | 1 | 1 | 1100.88
61305645078 | PR2VF0896WH | PatchRunner2 Vertical Cable Manager Fron |  | PC | 1 | 1 | 1 | 1 | 1100.88
61305645070 | PR2VF08WH | PatchRunner2 Vertical Cable Manager Fron |  | PC | 1 | 1 | 1 | 1 | 917.4
61305639602 | PR2VF10 | PATCHRUNNER2 VERTICAL MANAGER, 10in WIDE | The Panduit® Patchrunner® 2 Vertical Cable Manager combines high-density capability and versatility, freeing up valuable floor space. The fully pre-assembled manager lowers overall costs and sets the standard for the entire cable management industry. Sin | PC | 1 | 1 | 1 | 1 | 1042.64
61305639606 | PR2VF1096 | PATCHRUNNER2 VERTICAL MANAGER, 10in WIDE | The Panduit® Patchrunner® 2 Vertical Cable Manager combines high-density capability and versatility, freeing up valuable floor space. The fully pre-assembled manager lowers overall costs and sets the standard for the entire cable management industry. Sin | PC | 1 | 1 | 1 | 1 | 1251.14
61305645079 | PR2VF1096WH | PatchRunner2 Vertical Cable Manager Fron |  | PC | 1 | 1 | 1 | 1 | 1251.14
61305645071 | PR2VF10WH | PatchRunner2 Vertical Cable Manager Fron |  | PC | 1 | 1 | 1 | 1 | 1042.64
61305639603 | PR2VF12 | PATCHRUNNER2 VERTICAL MANAGER, 12in WIDE | The Panduit® Patchrunner® 2 Vertical Cable Manager combines high-density capability and versatility, freeing up valuable floor space. The fully pre-assembled manager lowers overall costs and sets the standard for the entire cable management industry. Sin | PC | 1 | 1 | 1 | 1 | 1202.4
61305639599 | PR2VF1279 | PATCHRUNNER2 VERTICAL MANAGER, 12in WIDE | The Panduit® Patchrunner® 2 Vertical Cable Manager combines high-density capability and versatility, freeing up valuable floor space. The fully pre-assembled manager lowers overall costs and sets the standard for the entire cable management industry. Sin | PC | 1 | 1 | 1 | 1 | 1262.56
61305639607 | PR2VF1296 | PATCHRUNNER2 VERTICAL MANAGER, 12in WIDE | The Panduit® Patchrunner® 2 Vertical Cable Manager combines high-density capability and versatility, freeing up valuable floor space. The fully pre-assembled manager lowers overall costs and sets the standard for the entire cable management industry. Sin | PC | 1 | 1 | 1 | 1 | 1442.9
61305645080 | PR2VF1296WH | PatchRunner2 Vertical Cable Manager Fron |  | PC | 1 | 1 | 1 | 1 | 1442.9
61305645072 | PR2VF12WH | PatchRunner2 Vertical Cable Manager Fron |  | PC | 1 | 1 | 1 | 1 | 1202.4
07498345416 | PRV6 | PR VERT CBLMGMT,2side,45RU,6"W,EA | The Panduit® Patchrunner® Vertical Cable Manager combines high-density capability and versatility, freeing up valuable floor space, lowering overall costs, and setting the standard for the entire cable management industry. Dual-sided, Steel, 45RU, Black, | PC | 1 | 1 | 1 | 1 | 903.3
07498333363 | PSF1AXD10MBL | SFP+10Gig Active Cu Cable Assy,BL,10m,EA | High speed twinaxial cable assembly with SFP+ 10 Gbps hot pluggable, active modular connectors on each end. Black, 10 meters. | PC | 1 | 1 | 1 | 1 | 319.28
07498333360 | PSF1AXD7MBL | SFP+10Gig Active Cu Cable Assy,BL,7m,EA | High speed twinaxial cable assembly with SFP+ 10 Gbps hot pluggable, active modular connectors on each end, Black, 7 meters. | PC | 1 | 1 | 1 | 1 | 285.1
07498328429 | PSF1PXA1.5MBL | SFP+10Gig Passive Cu Cbl Assy,1.5m,BL,EA | High speed twinaxial cable assembly with SFP+ 10Gbps hot pluggable modular connectors on each end, Black, 1.5 meters. | PC | 1 | 1 | 1 | 1 | 94.82
07498328427 | PSF1PXA1.5MBU | SFP+10Gig Passive Cu Cbl Assy,1.5m,BU,EA | High speed twinaxial cable assembly with SFP+ 10Gbps hot pluggable modular connectors on each end, Blue, 1.5 meters. | PC | 1 | 1 | 1 | 1 | 94.82
07498328428 | PSF1PXA1.5MWH | SFP+10Gig Passive Cu Cbl Assy,1.5m,WH,EA | High speed twinaxial cable assembly with SFP+ 10Gbps hot pluggable modular connectors on each end, White, 1.5 meters. | PC | 1 | 1 | 1 | 1 | 94.82
07498328361 | PSF1PXA1MBL | SFP+10Gig Passive Cu Cbl Assy,1m,BL,EA | High speed twinaxial cable assembly with SFP+ 10Gbps hot pluggable modular connectors on each end, Black, 1 meter. | PC | 1 | 1 | 1 | 1 | 86.68
07498319548 | PSF1PXA1MBU | SFP+10Gig Passive Cu Cbl Assy,1m,BU,EA | High speed twinaxial cable assembly with SFP+ 10Gbps hot pluggable modular connectors on each end, Blue, 1 meter. | PC | 1 | 1 | 1 | 1 | 86.68
07498323490 | PSF1PXA1MRD | SFP+10Gig Passive Cu Cbl Assy,1m,RD,EA | High speed twinaxial cable assembly with SFP+ 10Gbps hot pluggable modular connectors on each end, Red, 1 meter. | PC | 1 | 1 | 1 | 1 | 94.66
07498319928 | PSF1PXA1MWH | SFP+10Gig Passive Cu Cbl Assy,1m,WH,EA | High speed twinaxial cable assembly with SFP+ 10Gbps hot pluggable modular connectors on each end, White, 1 meter. | PC | 1 | 1 | 1 | 1 | 86.68
07498328449 | PSF1PXA2.5MBU | SFP+10Gig Passive Cu Cbl Assy,2.5m,BU,EA | High speed twinaxial cable assembly with SFP+ 10Gbps hot pluggable modular connectors on each end, Blue, 2.5 meters. | PC | 1 | 1 | 1 | 1 | 111.06
07498323511 | PSF1PXA2.5MGR | SFP+10Gig Passive Cu Cbl Assy,2.5m,GR,EA | High speed twinaxial cable assembly with SFP+ 10Gbps hot pluggable modular connectors on each end, Green, 2.5 meters. | PC | 1 | 1 | 1 | 1 | 121.28
07498328450 | PSF1PXA2.5MWH | SFP+10Gig Passive Cu Cbl Assy,2.5m,WH,EA | High speed twinaxial cable assembly with SFP+ 10Gbps hot pluggable modular connectors on each end, White, 2.5 meters. | PC | 1 | 1 | 1 | 1 | 111.06
07498328362 | PSF1PXA2MBL | SFP+10Gig Passive Cu Cbl Assy,2m,BL,EA | High speed twinaxial cable assembly with SFP+ 10Gbps hot pluggable modular connectors on each end, Black, 2 meters. | PC | 1 | 1 | 1 | 1 | 112.38
07498319827 | PSF1PXA2MBU | SFP+10Gig Passive Cu Cbl Assy,2m,BU,EA | High speed twinaxial cable assembly with SFP+ 10Gbps hot pluggable modular connectors on each end, Blue, 2 meters. | PC | 1 | 1 | 1 | 1 | 112.38
07498323510 | PSF1PXA2MGR | SFP+10Gig Passive Cu Cbl Assy,2m,GR,EA | High speed twinaxial cable assembly with SFP+ 10Gbps hot pluggable modular connectors on each end, Green, 2 meters. | PC | 1 | 1 | 1 | 1 | 112.38
07498323492 | PSF1PXA2MRD | SFP+10Gig Passive Cu Cbl Assy,2m,RD,EA | High speed twinaxial cable assembly with SFP+ 10Gbps hot pluggable modular connectors on each end, Red, 2 meters. | PC | 1 | 1 | 1 | 1 | 112.38
07498319929 | PSF1PXA2MWH | SFP+10Gig Passive Cu Cbl Assy,2m,WH,EA | High speed twinaxial cable assembly with SFP+ 10Gbps hot pluggable modular connectors on each end, White, 2 meters. | PC | 1 | 1 | 1 | 1 | 102.92
07498323516 | PSF1PXA3.5MGR | SFP+10Gig Passive Cu Cbl Assy,3.5m,GR,EA | High speed twinaxial cable assembly with SFP+ 10Gbps hot pluggable modular connectors on each end, Green, 3.5 meters. | PC | 1 | 1 | 1 | 1 | 137.92
07498323496 | PSF1PXA3.5MRD | SFP+10Gig Passive Cu Cbl Assy,3.5m,RD,EA | High speed twinaxial cable assembly with SFP+ 10Gbps hot pluggable modular connectors on each end, Red, 3.5 meters. | PC | 1 | 1 | 1 | 1 | 137.92
07498328860 | PSF1PXA3.5MWH | SFP+10Gig Passive Cu Cbl Assy,3.5m,WH,EA | High speed twinaxial cable assembly with SFP+ 10Gbps hot pluggable modular connectors on each end, White, 3.5 meters. | PC | 1 | 1 | 1 | 1 | 137.92
07498319828 | PSF1PXA3MBU | SFP+10Gig Passive Cu Cbl Assy,3m,BU,EA | High speed twinaxial cable assembly with SFP+ 10Gbps hot pluggable modular connectors on each end, Blue, 3 meters. | PC | 1 | 1 | 1 | 1 | 119.2
07498323514 | PSF1PXA3MGR | SFP+10Gig Passive Cu Cbl Assy,3m,GR,EA | High speed twinaxial cable assembly with SFP+ 10Gbps hot pluggable modular connectors on each end, Green, 3 meters. | PC | 1 | 1 | 1 | 1 | 130.16
07498323495 | PSF1PXA3MRD | SFP+10Gig Passive Cu Cbl Assy,3m,RD,EA | High speed twinaxial cable assembly with SFP+ 10Gbps hot pluggable modular connectors on each end, Red, 3 meters. | PC | 1 | 1 | 1 | 1 | 130.16
07498319930 | PSF1PXA3MWH | SFP+10Gig Passive Cu Cbl Assy,3m,WH,EA | High speed twinaxial cable assembly with SFP+ 10Gbps hot pluggable modular connectors on each end, White, 3 meters. | PC | 1 | 1 | 1 | 1 | 119.2
07498341880 | PSF1PXD4.5MBL | SFP+10Gig Passive Cu Cbl Assy,4.5m,BL,EA | High speed twinaxial cable assembly with SFP+ 10Gbps hot pluggable modular connectors on each end, Black, 4.5 meters. | PC | 1 | 1 | 1 | 1 | 153.38
07498341882 | PSF1PXD4.5MBU | SFP+10Gig Passive Cu Cbl Assy,4.5m,BU,EA | High speed twinaxial cable assembly with SFP+ 10Gbps hot pluggable modular connectors on each end, Blue, 4.5 meters. | PC | 1 | 1 | 1 | 1 | 153.38
07498319549 | PSF1PXD4MBU | SFP+10Gig Passive Cu Cbl Assy,4m,BU,EA | High speed twinaxial cable assembly with SFP+ 10Gbps hot pluggable modular connectors on each end, Blue, 4 meters. | PC | 1 | 1 | 1 | 1 | 133.38
07498323498 | PSF1PXD4MRD | SFP+10Gig Passive Cu Cbl Assy,4m,RD,EA | High speed twinaxial cable assembly with SFP+ 10Gbps hot pluggable modular connectors on each end, Red, 4 meters. | PC | 1 | 1 | 1 | 1 | 133.38
07498319931 | PSF1PXD4MWH | SFP+10Gig Passive Cu Cbl Assy,4m,WH,EA | High speed twinaxial cable assembly with SFP+ 10Gbps hot pluggable modular connectors on each end, White, 4 meters. | PC | 1 | 1 | 1 | 1 | 145.64
07498341885 | PSF1PXD5.5MBU | SFP+10Gig Passive Cu Cbl Assy,5.5m,BU,EA | High speed twinaxial cable assembly with SFP+ 10Gbps hot pluggable modular connectors on each end, Blue, 5.5 meters. | PC | 1 | 1 | 1 | 1 | 167.36
07498319932 | PSF1PXD5MWH | SFP+10Gig Passive Cu Cbl Assy,5m,WH,EA | High speed twinaxial cable assembly with SFP+ 10Gbps hot pluggable modular connectors on each end, White, 5 meters. | PC | 1 | 1 | 1 | 1 | 161.14
07498319826 | PSF1PXD6MBU | SFP+10Gig Passive Cu Cbl Assy,6m,BU,EA | High speed twinaxial cable assembly with SFP+ 10Gbps hot pluggable modular connectors on each end, Blue, 6 meters. | PC | 1 | 1 | 1 | 1 | 173.52
07498323505 | PSF1PXD6MRD | SFP+10Gig Passive Cu Cbl Assy,6m,RD,EA | High speed twinaxial cable assembly with SFP+ 10Gbps hot pluggable modular connectors on each end, Red, 6 meters. | PC | 1 | 1 | 1 | 1 | 173.52
07498319831 | PSF1PXD7MBU | SFP+10Gig Passive Cu Cbl Assy,7m,BU,EA | High speed twinaxial cable assembly with SFP+ 10Gbps hot pluggable modular connectors on each end, Blue, 7 meters. | PC | 1 | 1 | 1 | 1 | 185.94
61305628243 | PSF2PXA2.5MBU | SFP28 25Gig Direct Attach Passive Copper |  | PC | 1 | 1 | 1 | 1 | 178.7
61305623496 | PSF2PXA2MBL | SFP28,25GigDirAttachPass,BL,2M,EA | SFP28 25Gig Direct Attach Passive Copper Cable Assembly, Black, 2 meters. | PC | 1 | 1 | 1 | 1 | 165.58
61305628241 | PSF2PXA2MRD | SFP28 25Gig Direct Attach Passive Copper |  | PC | 1 | 1 | 1 | 1 | 165.58
61305623497 | PSF2PXA3MBL | SFP28,25GigDirAttachPass,BL,2M,EA | SFP28 25Gig Direct Attach Passive Copper Cable Assembly, Black, 3 meters. | PC | 1 | 1 | 1 | 1 | 191.78
61305628249 | PSF2PXA3MBU | SFP28 25Gig Direct Attach Passive Copper |  | PC | 1 | 1 | 1 | 1 | 191.78
61305628257 | PSF2PXC3.5MBU | SFP28 25Gig Direct Attach Passive Copper |  | PC | 1 | 1 | 1 | 1 | 203.18
61305623498 | PSF2PXC4MBL | SFP28,25GigDirAttachPass,BL,2M,EA | SFP28 25Gig Direct Attach Passive Copper Cable Assembly, Black, 4 meters. | PC | 1 | 1 | 1 | 1 | 214.6
61305623499 | PSF2PXC5MBL | SFP28,25GigDirAttachPass,BL,2M,EA | SFP28 25Gig Direct Attach Passive Copper Cable Assembly, Black, 5 meters. | PC | 1 | 1 | 1 | 1 | 237.44
07498384137 | PSM7004BL-KED | Cu,Cbl,Cat7,4PR,23AWG,Strd,S/FTP,BL | Shielded copper cable for hash environments, category 7 S/FTP, low smoke zero halogen (LSZH), 4-pair, conductors are 4 x 2/0.27mm2, twisted in pairs, each individual twisted pair is surrounded by a foil, covered with an overall braided shield and is prote | RL | 1 | 4 | 4 | 1 | 1949.5
07498303099 | PUP6004BL-UY | Cu,ECat6,4Pair,23AWG,UTP,CMP,BL,305m | Enhanced Category 6, plenum (CMP), 4-pair, UTP copper cable. Copper conductors are 23 AWG construction with FEP/polyolefin insulation. Conductors are twisted in pairs and placed in a low smoke, flame-retardant PVC jacket. | MF | 1000 | 27000 | 1000 | 1 | 1041.84
07498305809 | PUP6004BU-UY | CuCbl,E,Cat6,4Pa,FEP,23AWG,BU,PK1000 | Copper cable, enhanced category 6 UTP, plenum, 4-pair, conductors are 23 AWG construction with FEP insulation, twisted in pairs, separated by an integrated pair divider, and protected by a low smoke, flame-retardant PVC jacket, blue. | MF | 1000 | 9000 | 1000 | 1 | 1041.84
07498303063 | PUP6004BU-UY-S | TX6000 CAT6 PLENUM UTP 4-PAIR COPPER CAB | TX6000 CAT6 PLENUM UTP 4-PAIR COPPER CABLE, 1000 FT. BLUE | MF | 1000 | 1000 | 1000 | 1 | 1080.46
07498366903 | PUP6004BU-W | Cu,ECat6,4Pair,23AWG,UTP,CMP,BU,305mRX | The TX6000™ Enhanced Cat 6 U/UTP copper cable is constructed of 23 AWG copper conductors with FEP/HDPE insulation. The conductors are twisted in pairs and separated by a cross divider. All four pairs are surrounded by a PVC flame-retardant jacket. The blu | MF | 1000 | 12000 | 1000 | 1 | 1010.6
07498307342 | PUP6004BU-W-S | Copper Cable, Category 6, 4-pair, 23 AWG |  | MF | 1000 | 1000 | 1000 | 1 | 1080.46
07498305811 | PUP6004GR-UY | Cu,ECat6,4Pair,23AWG,UTP,CMP,GR,305m | Enhanced Category 6, plenum (CMP), 4-pair, UTP copper cable. Copper conductors are 23 AWG construction with FEP/polyolefin insulation. Conductors are twisted in pairs and placed in a low smoke, flame-retardant PVC jacket. | MF | 1000 | 27000 | 1000 | 1 | 1041.84
07498366907 | PUP6004GR-W | Cu,ECat6,4Pair,23AWG,UTP,CMP,GR,305mRX | Enhanced Category 6, plenum (CMP), 4-pair, UTP copper cable. Copper conductors are 23 AWG construction with FEP insulation. Conductors are twisted in pairs, separated by an integrated pair divider, and protected by a low smoke, flame-retardant PVC jacket. | MF | 1000 | 12000 | 1000 | 1 | 1010.6
07498305812 | PUP6004IG-UY | Cu,ECat6,4Pair,23AWG,UTP,CMP,IG,305m | Enhanced Category 6, plenum (CMR), 4-pair, UTP copper cable. Copper conductors are 23 AWG construction with polyolethin insulation. Conductors are twisted in pairs and placed in a low smoke, flame-retardant PVC jacket. | MF | 1000 | 27000 | 1000 | 1 | 1041.84
07498366909 | PUP6004IG-W | Cu,ECat6,4Pair,23AWG,UTP,CMP,IG,305mRX | Enhanced Category 6, plenum (CMP), 4-pair, UTP copper cable. Copper conductors are 23 AWG construction with FEP insulation. Conductors are twisted in pairs, separated by an integrated pair divider, and protected by a low smoke, flame-retardant PVC jacket. | MF | 1000 | 12000 | 1000 | 1 | 1010.6
07498305813 | PUP6004OR-UY | Cu,ECat6,4Pair,23AWG,UTP,CMP,OR,305m | Enhanced Category 6, plenum (CMP), 4-pair, UTP copper cable. Copper conductors are 23 AWG construction with FEP/polyolefin insulation. Conductors are twisted in pairs and placed in a low smoke, flame-retardant PVC jacket. | MF | 1000 | 27000 | 1000 | 1 | 1041.84
07498366905 | PUP6004OR-W | Cu,ECat6,4Pair,23AWG,UTP,CMP,OR,305mRX | Enhanced Category 6, plenum (CMP), 4-pair, UTP copper cable. Copper conductors are 23 AWG construction with FEP insulation. Conductors are twisted in pairs, separated by an integrated pair divider, and protected by a low smoke, flame-retardant PVC jacket. | MF | 1000 | 36000 | 1000 | 1 | 1010.6
61305673742 | PUP6004PK-W | Copper Cable, Enhanced Cat 6, 4-Pair, 23 |  | MF | 1000 | 36000 | 1000 | 1 | 1010.6
07498303100 | PUP6004RD-UY | Cu,ECat6,4Pair,23AWG,UTP,CMP,RD,305m | Enhanced Category 6, plenum (CMP), 4-pair, UTP copper cable. Copper conductors are 23 AWG construction with FEP/polyolefin insulation. Conductors are twisted in pairs and placed in a low smoke, flame-retardant PVC jacket. | MF | 1000 | 27000 | 1000 | 1 | 1041.84
07498366904 | PUP6004RD-W | Cu,ECat6,4Pair,23AWG,UTP,CMP,RD,305mRX | Enhanced Category 6, plenum (CMP), 4-pair, UTP copper cable. Copper conductors are 23 AWG construction with FEP insulation. Conductors are twisted in pairs, separated by an integrated pair divider, and protected by a low smoke, flame-retardant PVC jacket. | MF | 1000 | 36000 | 1000 | 1 | 1010.6
07498305814 | PUP6004VL-UY | Cu,ECat6,4Pair,23AWG,UTP,CMP,VL,305m | Enhanced Category 6, plenum (CMP), 4-pair, UTP copper cable. Copper conductors are 23 AWG construction with FEP/polyolefin insulation. Conductors are twisted in pairs and placed in a low smoke, flame-retardant PVC jacket. | MF | 1000 | 27000 | 1000 | 1 | 1041.84
07498366908 | PUP6004VL-W | Cu,ECat6,4Pair,23AWG,UTP,CMP,VL,305mRX | Enhanced Category 6, plenum (CMP), 4-pair, UTP copper cable. Copper conductors are 23 AWG construction with FEP insulation. Conductors are twisted in pairs, separated by an integrated pair divider, and protected by a low smoke, flame-retardant PVC jacket. | MF | 1000 | 36000 | 1000 | 1 | 1010.6
07498305816 | PUP6004WH-UY | CuCbl,E,Cat6,CMP,4Pa,23AWG,WH,PK1000 | Copper cable, enhanced category 6 UTP, plenum, 4-pair, conductors are 23 AWG construction with FEP/polyolefin insulation, twisted in pairs and placed in a low smoke, flame-retardant PVC jacket, white. | MF | 1000 | 9000 | 1000 | 1 | 1041.84
07498366911 | PUP6004WH-W | Cu,ECat6,4Pair,23AWG,UTP,CMP,WH,305mRX | The TX6000™ Enhanced Cat 6 U/UTP copper cable is constructed of 23 AWG copper conductors with FEP/HDPE insulation. The conductors are twisted in pairs and separated by a cross divider. All four pairs are surrounded by a PVC flame-retardant jacket. The whi | MF | 1000 | 12000 | 1000 | 1 | 1010.6
07498307339 | PUP6004WH-W-S | Copper Cable, Category 6, 4-pair, 23 AWG |  | MF | 1000 | 1000 | 1000 | 1 | 1080.46
07498305818 | PUP6004YL-UY | Cu,ECat6,4Pair,23AWG,UTP,CMP,YL,305m | Enhanced Category 6, plenum (CMP), 4-pair, UTP copper cable. Copper conductors are 23 AWG construction with FEP/polyolefin insulation. Conductors are twisted in pairs and placed in a low smoke, flame-retardant PVC jacket. | MF | 1000 | 27000 | 1000 | 1 | 1041.84
07498366906 | PUP6004YL-W | Cu,ECat6,4Pair,23AWG,UTP,CMP,YL,305mRX | Enhanced Category 6, plenum (CMP), 4-pair, UTP copper cable. Copper conductors are 23 AWG construction with FEP insulation. Conductors are twisted in pairs, separated by an integrated pair divider, and protected by a low smoke, flame-retardant PVC jacket. | MF | 1000 | 12000 | 1000 | 1 | 1010.6
07498322034 | PUP6AM04BU-UG | CU,Cable,4-Pr,23A,UTP,CMP,BU,305m | The copper cable is Category 6A (plenum CMP) U/UTP, 4-pair with conductors that are 23 AWG construction with flame-retardant PVC insulation. The cable is Advanced MaTriX. It is blue and 1000' (305m) long. | MF | 1000 | 4000 | 1000 | 1 | 1320.86
07498307224 | PUP6AM04BU-UG-S | Copper Cable, Cat 6A Advanced MaTriX, 4- | Copper Cable, Cat 6A Advanced MaTriX, 4-Pair, 23 AWG, UTP, CMP, Blue, 1000ft/305m, | MF | 1000 | 1000 | 1000 | 1 | 1411.2
61305616509 | PUP6AM04BU-UGA | CuCbl,Cat6A,AdvMTX,4Pa,23AWG,BU,1Kft,EA | Copper cable, category 6A U/UTP, plenum (CMP), 4-pair, conductors are 23 AWG with FEP insulation, twisted in pairs, separated by an integrated pair divider, surrounded by an advancedmatrix tape and protected by a flame-retardant PVC jacket, blue. | RL | 1 | 5 | 1 | 1 | 1386.9
07498322213 | PUP6AM04WH-UG | CU,Cable,4-Pr,23A,UTP,CMP,WH,305m | Category 6A, Advanced MaTriX, 4-pair, 23 AWG, U/UTP copper cable, Plenum (CMP) Rated, White, 1000ft/305m | MF | 1000 | 5000 | 1000 | 1 | 1386.9
07498322261 | PUP6AM04YL-UG | Copper Cable, Cat 6A Advanced MaTriX, 4- | Copper cable, category 6A UTP, plenum (CMP), 4-pair, conductors are 23 AWG with FEP insulation, twisted in pairs, separated by an integrated pair divider, surrounded by an advancedmatrix tape and protected by a flame-retardant PVC jacket, yellow. | MF | 1000 | 5000 | 1000 | 1 | 1320.86
61305636808 | PUP6AV04BL-G | Copper Cable, Cat 6A, Vari-MaTriX, 4-Pai | Copper Cable, Cat 6A, Vari-MaTriX, 4-Pair, 23 AWG, UTP, CMP, Black, 1000ft/305m | MF | 1000 | 9000 | 1000 | 1 | 1386.9
61305636809 | PUP6AV04BU-G | Copper Cable, Cat 6A, Vari-MaTriX, 4-Pai | The TX6A™ Cat 6A U/UTP copper cable is constructed of 23 AWG copper conductors with FEP insulation. The copper conductors are twisted in pairs and separated by a cross divider. All four pairs are surrounded by a Vari-MaTriX Tape and a flame-retardant PVC | MF | 1000 | 9000 | 1000 | 1 | 1386.9
61305636810 | PUP6AV04GR-G | Copper Cable, Cat 6A, Vari-MaTriX, 4-Pai | Copper Cable, Cat 6A, Vari-MaTriX, 4-Pair, 23 AWG, UTP, CMP, Green, 1000ft/305m | MF | 1000 | 9000 | 1000 | 1 | 1386.9
61305636811 | PUP6AV04IG-G | Copper Cable, Cat 6A, Vari-MaTriX, 4-Pai | Copper Cable, Cat 6A, Vari-MaTriX, 4-Pair, 23 AWG, UTP, CMP, Intl. Grey, 1000ft/305m | MF | 1000 | 9000 | 1000 | 1 | 1386.9
61305636812 | PUP6AV04OR-G | Copper Cable, Cat 6A, Vari-MaTriX, 4-Pai | Copper Cable, Cat 6A, Vari-MaTriX, 4-Pair, 23 AWG, UTP, CMP, Orange, 1000ft/305m | MF | 1000 | 9000 | 1000 | 1 | 1386.9
61305636813 | PUP6AV04RD-G | Copper Cable, Cat 6A, Vari-MaTriX, 4-Pai | Copper Cable, Cat 6A, Vari-MaTriX, 4-Pair, 23 AWG, UTP, CMP, Red, 1000ft/305m | MF | 1000 | 9000 | 1000 | 1 | 1386.9
61305636814 | PUP6AV04VL-G | Copper Cable, Cat 6A, Vari-MaTriX, 4-Pai | Copper Cable, Cat 6A, Vari-MaTriX, 4-Pair, 23 AWG, UTP, CMP, Violet, 1000ft/305m | MF | 1000 | 9000 | 1000 | 1 | 1386.9
61305636815 | PUP6AV04WH-G | Copper Cable, Cat 6A, Vari-MaTriX, 4-Pai | The TX6A™ Cat 6A U/UTP copper cable is constructed of 23 AWG copper conductors with FEP insulation. The copper conductors are twisted in pairs and separated by a cross divider. All four pairs are surrounded by a Vari-MaTriX Tape and a flame-retardant PVC | MF | 1000 | 9000 | 1000 | 1 | 1386.9
61305636816 | PUP6AV04YL-G | Copper Cable, Cat 6A, Vari-MaTriX, 4-Pai | Copper Cable, Cat 6A, Vari-MaTriX, 4-Pair, 23 AWG, UTP, CMP, Yellow, 1000ft/305m | MF | 1000 | 1000 | 1000 | 1 | 1386.9
07498328220 | PUP6C04BL-U | Cu,Cat6,4Pair,23AWG,UUTP,CMP,BL,305m | Category 6, plenum (CMP), 4-pair, UTP copper cable. Copper conductors are 23 AWG construction with FEP/polyolefin insulation. Conductors are twisted in pairs, separated by a tape, and protected by a low smoke, flame-retardant PVC jacket. | MF | 1000 | 12000 | 1000 | 1 | 884.62
07498328221 | PUP6C04BU-U | Cu,Cat6,4Pair,23AWG,UUTP,CMP,BU,305m | The TX6™ Cat 6 U/UTP copper cable is constructed of 23 AWG copper conductors with FEP/HDPE insulation. The copper conductors are twisted in pairs. All four pairs are surrounded by a PVC flame-retardant jacket. The blue, plenum (CMP) cable is supplied 1,00 | MF | 1000 | 12000 | 1000 | 1 | 884.62
07498334841 | PUP6C04BU-U-S | Copper Cable, Cat 6, 4-Pair, 23 AWG, U/U | Copper Cable, Cat 6, 4-Pair, 23 AWG, U/UTP, CMP, BLUE, 1000ft | MF | 1000 | 1000 | 1000 | 1 | 926.1
07498328222 | PUP6C04GR-U | Cu,Cat6,4Pair,23AWG,UUTP,CMP,GR,305m | Category 6, plenum (CMP), 4-pair, UTP copper cable. Copper conductors are 23 AWG construction with FEP/polyolefin insulation. Conductors are twisted in pairs, separated by a tape, and protected by a low smoke, flame-retardant PVC jacket. | MF | 1000 | 12000 | 1000 | 1 | 884.62
07498328223 | PUP6C04IG-U | Cu,Cat6,4Pair,23AWG,UUTP,CMP,IG,305m | Category 6, plenum (CMP), 4-pair, UTP copper cable. Copper conductors are 23 AWG construction with FEP/polyolefin insulation. Conductors are twisted in pairs, separated by a tape, and protected by a low smoke, flame-retardant PVC jacket. | MF | 1000 | 12000 | 1000 | 1 | 884.62
07498328224 | PUP6C04OR-U | Cu,Cat6,4Pair,23AWG,UUTP,CMP,OR,305m | Category 6, plenum (CMP), 4-pair, UTP copper cable. Copper conductors are 23 AWG construction with FEP/polyolefin insulation. Conductors are twisted in pairs, separated by a tape, and protected by a low smoke, flame-retardant PVC jacket. | MF | 1000 | 36000 | 1000 | 1 | 884.62
07498328225 | PUP6C04RD-U | Cu,Cat6,4Pair,23AWG,UUTP,CMP,RD,305m | Category 6, plenum (CMP), 4-pair, UTP copper cable. Copper conductors are 23 AWG construction with FEP/polyolefin insulation. Conductors are twisted in pairs, separated by a tape, and protected by a low smoke, flame-retardant PVC jacket. | MF | 1000 | 36000 | 1000 | 1 | 884.62
07498328226 | PUP6C04VL-U | Cu,Cat6,4Pair,23AWG,UUTP,CMP,VL,305m | Category 6, plenum (CMP), 4-pair, UTP copper cable. Copper conductors are 23 AWG construction with FEP/polyolefin insulation. Conductors are twisted in pairs, separated by a tape, and protected by a low smoke, flame-retardant PVC jacket. | MF | 1000 | 36000 | 1000 | 1 | 884.62
07498328227 | PUP6C04WH-U | CuCbl,Cat6,4Pa,23AWG,WH,PK1000 | The TX6™ Cat 6 U/UTP copper cable is constructed of 23 AWG copper conductors with FEP/HDPE insulation. The copper conductors are twisted in pairs. All four pairs are surrounded by a PVC flame-retardant jacket. The white, plenum (CMP) cable is supplied 1,0 | MF | 1000 | 12000 | 1000 | 1 | 884.62
07498334846 | PUP6C04WH-U-S | Copper Cable, Cat 6, 4-Pair, 23 AWG, U/U | Copper Cable, Cat 6, 4-Pair, 23 AWG, U/UTP, CMP, WHITE, 1000ft | MF | 1000 | 1000 | 1000 | 1 | 926.1
07498328228 | PUP6C04YL-U | Cu,Cat6,4Pair,23AWG,UUTP,CMP,YL,305m | Category 6, plenum (CMP), 4-pair, UTP copper cable. Copper conductors are 23 AWG construction with FEP/polyolefin insulation. Conductors are twisted in pairs, separated by a tape, and protected by a low smoke, flame-retardant PVC jacket. | MF | 1000 | 12000 | 1000 | 1 | 884.62
07498311576 | PUR5504BU-UY-S | COPPER CABLE, CAT5E, RISER, UTP, 4 PAIR, | COPPER CABLE, CAT5E, RISER, UTP, 4 PAIR, 1000-FT , BLUE | FT | 1 | 1000 | 1000 | 1 | 308.7
07498311582 | PUR5504WH-UY-S | COPPER CABLE, CAT5E, RISER, UTP, 4 PAIR, | COPPER CABLE, CAT5E, RISER, UTP, 4 PAIR, 1000-FT , WHITE | FT | 1 | 1000 | 1000 | 1 | 308.7
07498328043 | PUR5C04BU-U | CBL,CU,5e,24AWG,Riser,.187in ID,PK1000 | Category 5e copper cable, 4-pair, U/UTP, (CMR), conductors are 24 AWG construction with polyolefin insulation, twisted in pairs and protected by a flame-retardant PVC jacket, blue. | MF | 1000 | 30000 | 1000 | 1 | 241.86
07498328049 | PUR5C04WH-U | CuCbl,Cat5e,4Pa,24AWG,WH,PK1000 | Category 5e copper cable, 4-pair, U/UTP, (CMR), conductors are 24 AWG construction with polyolefin insulation, twisted in pairs and protected by a flame-retardant PVC jacket, white. | MF | 1000 | 30000 | 1000 | 1 | 241.86
07498305858 | PUR6504BU-UY | CuCbl,PremiumCat6,CMR,4Pa,BU,PK1000 | Copper cable, premium category 6 UTP, riser (CMR), 4-pair, conductors are 23 AWG construction with HDPE insulation, twisted in pairs, separated by an integrated pair divider and protected by a flame-retardant PVC jacket, blue. | MF | 1000 | 9000 | 1000 | 1 | 685.86
07498305860 | PUR6504IG-UY | Cu,PCat6,4Pair,23AWG,UTP,CMR,IG,305m | Premium Category 6, riser (CMR), 4-pair, UTP copper cable. Copper conductors are 23 AWG construction with HDPE insulation. Conductors are twisted in pairs, separated by an integrated pair divider and protected by a flame-retardant PVC jacket. | MF | 1000 | 27000 | 1000 | 1 | 685.86
07498305863 | PUR6504YL-UY | Cu,PCat6,4Pair,23AWG,UTP,CMR,YL,305m | Premium Category 6, riser (CMR), 4-pair, UTP copper cable. Copper conductors are 23 AWG construction with HDPE insulation. Conductors are twisted in pairs, separated by an integrated pair divider and protected by a flame-retardant PVC jacket. | MF | 1000 | 27000 | 1000 | 1 | 685.86
07498307141 | PUR6AM04BU-CG | CU,Cable,Cat6A,23A,CMR,BU,1000Ft | Copper Cable, Cat 6A Advanced MaTriX, 4-Pair, 23AWG, U/UTP, CMR, Blue, 1000ft/305m | RL | 1 | 3 | 1 | 1 | 642.1
07498307146 | PUR6AM04GR-CG | CU,Cable,Cat6A,23A,CMR,GR,1000Ft | Copper Cable, Cat 6A Advanced MaTriX, 4-Pair, 23AWG, U/UTP, CMR, Green, 1000ft/305m | RL | 1 | 1 | 1 | 1 | 642.1
07498307147 | PUR6AM04IG-CG | CU,Cable,Cat6A,23A,CMR,IG,1000Ft | Copper Cable, Cat 6A Advanced MaTriX, 4-Pair, 23AWG, U/UTP, CMR, Intl-Gray, 1000ft/305m | RL | 1 | 5 | 1 | 1 | 611.52
07498364453 | PUR6ASD04BL-CG | Cu,Cbl,Cat6A,SD,4Pa,BL,PK1000 | Category 6A (SD), riser (CMR), 4-pair, UTP copper cable. Copper conductors are 26 AWG with flame-retardant PVC insulation. Conductors are twisted in pairs, separated by an integrated pair divider, surrounded by a patent-pending matrix tape and protected b | MF | 1000 | 9000 | 9000 | 1 | 493.82
07498333162 | PUR6ASD04BU-CG | Cu,Cbl,Cat6A,SD,4Pr,26AWG,UTP,BU,1000ft | The TX6A-SD™ Cat 6A U/UTP Copper Cable with MaTriX technology constructed of 26 AWG copper conductors with PVC (CM) insulation. The copper conductors are twisted in pairs, separated by an integrated pair divider, surrounded by a patented MaTriX tape and p | MF | 1000 | 9000 | 1000 | 1 | 493.82
07498364454 | PUR6ASD04GR-CG | Cu,Cbl,Cat6A,SD,4Pa,GR,PK1000 | Category 6A (SD), riser (CMR), 4-pair, UTP copper cable. Copper conductors are 26 AWG with flame-retardant PVC insulation. Conductors are twisted in pairs, separated by an integrated pair divider, surrounded by a patent-pending matrix tape and protected b | MF | 1000 | 9000 | 9000 | 1 | 493.82
07498364466 | PUR6ASD04IG-CG | Cu,Cbl,Cat6A,SD,4Pa,IG,PK1000 | Category 6A (SD), riser (CMR), 4-pair, UTP copper cable. Copper conductors are 26 AWG with flame-retardant PVC insulation. Conductors are twisted in pairs, separated by an integrated pair divider, surrounded by a patent-pending matrix tape and protected b | MF | 1000 | 9000 | 1000 | 1 | 493.82
07498364468 | PUR6ASD04RD-CG | Cu,Cbl,Cat6A,SD,4Pa,RD,PK1000 | Category 6A (SD), riser (CMR), 4-pair, UTP copper cable. Copper conductors are 26 AWG with flame-retardant PVC insulation. Conductors are twisted in pairs, separated by an integrated pair divider, surrounded by a patent-pending matrix tape and protected b | MF | 1000 | 9000 | 9000 | 1 | 493.82
07498333163 | PUR6ASD04WH-CG | Cu,Cbl,Cat6A,SD,4Pr,26AWG,UTP,WH,1000ft | Copper cable, category 6A (SD) UTP, riser (CMR), conductors are 26 AWG with flame-retardant PVC insulation, twisted in pairs, separated by an integrated pair divider, surrounded by a patent-pending MaTriX tape and protected by a flame-retardant PVC jacket | MF | 1000 | 9000 | 1000 | 1 | 493.82
07498364471 | PUR6ASD04YL-CG | Cu,Cbl,Cat6A,SD,4Pa,YL,PK1000 | Category 6A (SD), riser (CMR), 4-pair, UTP copper cable. Copper conductors are 26 AWG with flame-retardant PVC insulation. Conductors are twisted in pairs, separated by an integrated pair divider, surrounded by a patent-pending matrix tape and protected b | MF | 1000 | 9000 | 9000 | 1 | 493.82
61305680342 | PWB2X12BL | Wire Basket 2" H x 12" W, Black Powdered |  | PC | 1 | 5 | 1 | 1 | 138.56
61305680345 | PWB2X12EZ | Wire Basket 2" H x 12" W, Zinc Plated |  | PC | 1 | 5 | 1 | 1 | 138.56
61305680344 | PWB2X12WH | Wire Basket 2" H x 12" W, White Powdered |  | PC | 1 | 5 | 1 | 1 | 138.56
61305680328 | PWB2X18BL | Wire Basket 2" H x 18" W, Black Powdered |  | PC | 1 | 5 | 1 | 1 | 163.54
61305680331 | PWB2X18EZ | Wire Basket 2" H x 18" W, Zinc Plated |  | PC | 1 | 5 | 1 | 1 | 163.54
61305680330 | PWB2X18WH | Wire Basket 2" H x 18" W, White Powdered |  | PC | 1 | 5 | 1 | 1 | 163.54
61305680324 | PWB2X24BL | Wire Basket 2" H x 24" W, Black Powdered |  | PC | 1 | 5 | 1 | 1 | 196.56
61305680327 | PWB2X24EZ | Wire Basket 2" H x 24" W, Zinc Plated |  | PC | 1 | 5 | 1 | 1 | 196.56
61305680326 | PWB2X24WH | Wire Basket 2" H x 24" W, White Powdered |  | PC | 1 | 5 | 1 | 1 | 196.56
61305680355 | PWB2X4BL | Wire Basket 2" H x 4" W, Black Powdered |  | PC | 1 | 5 | 1 | 1 | 102.3
61305680357 | PWB2X4EZ | Wire Basket 2" H x 4" W, Zinc Plated |  | PC | 1 | 5 | 1 | 1 | 102.3
61305680356 | PWB2X4WH | Wire Basket 2" H x 4" W, White Powdered |  | PC | 1 | 5 | 1 | 1 | 102.3
61305680352 | PWB2X6BL | Wire Basket 2" H x 6" W, Black Powdered |  | PC | 1 | 5 | 1 | 1 | 113.68
61305680351 | PWB2X6EZ | Wire Basket 2" H x 6" W, Zinc Plated |  | PC | 1 | 5 | 1 | 1 | 113.68
61305680354 | PWB2X6WH | Wire Basket 2" H x 6" W, White Powdered |  | PC | 1 | 5 | 1 | 1 | 113.68
61305680348 | PWB2X8BL | Wire Basket 2" H x 8" W, Black Powdered |  | PC | 1 | 5 | 1 | 1 | 126.3
61305680347 | PWB2X8EZ | Wire Basket 2" H x 8" W, Zinc Plated |  | PC | 1 | 5 | 1 | 1 | 126.3
61305680349 | PWB2X8WH | Wire Basket 2" H x 8" W, White Powdered |  | PC | 1 | 5 | 1 | 1 | 126.3
61305680174 | PWB4X12BL | Wire Basket 4" H x 12" W , Black Powdere |  | PC | 1 | 5 | 1 | 1 | 153.96
61305680176 | PWB4X12EZ | Wire Basket 4" H x 12" W, Zinc Plated |  | PC | 1 | 5 | 1 | 1 | 153.96
61305680175 | PWB4X12WH | Wire Basket 4" H x 12" W, White Powdered |  | PC | 1 | 5 | 1 | 1 | 153.96
61305680170 | PWB4X18BL | Wire Basket 4" H x 18" W , Black Powdere |  | PC | 1 | 5 | 1 | 1 | 181.74
61305680172 | PWB4X18EZ | Wire Basket 4" H x 18" W, Zinc Plated |  | PC | 1 | 5 | 1 | 1 | 181.74
61305680171 | PWB4X18WH | Wire Basket 4" H x 18" W, White Powdered |  | PC | 1 | 5 | 1 | 1 | 181.74
61305680166 | PWB4X24BL | Wire Basket 4" H x 24" W, Black Powdered |  | PC | 1 | 5 | 1 | 1 | 219.46
61305680168 | PWB4X24EZ | Wire Basket 4" H x 24" W, Zinc Plated |  | PC | 1 | 5 | 1 | 1 | 219.46
61305680167 | PWB4X24WH | Wire Basket 4" H x 24" W, White Powdered |  | PC | 1 | 5 | 1 | 1 | 219.46
61305680211 | PWB4X4BL | Wire Basket 4" H x 4" W, Black Powdered |  | PC | 1 | 5 | 1 | 1 | 107.68
61305680214 | PWB4X4EZ | Wire Basket 4" H x 4" W, Zinc Plated |  | PC | 1 | 5 | 1 | 1 | 107.68
61305680212 | PWB4X4WH | Wire Basket 4" H x 4" W, White Powdered |  | PC | 1 | 5 | 1 | 1 | 107.68
61305680207 | PWB4X6BL | Wire Basket 4" H x 6" W, Black Powdered |  | PC | 1 | 5 | 1 | 1 | 119.66
61305680210 | PWB4X6EZ | Wire Basket 4" H x 6" W, Zinc Plated |  | PC | 1 | 5 | 1 | 1 | 119.66
61305680208 | PWB4X6WH | Wire Basket 4" H x 6" W, White Powdered |  | PC | 1 | 5 | 1 | 1 | 119.66
61305680203 | PWB4X8BL | Wire Basket 4" H x 8" W, Black Powdered |  | PC | 1 | 5 | 1 | 1 | 132.96
61305680206 | PWB4X8EZ | Wire Basket 4" H x 8" W, Zinc Plated |  | PC | 1 | 5 | 1 | 1 | 132.96
61305680204 | PWB4X8WH | Wire Basket 4" H x 8" W, White Powdered |  | PC | 1 | 5 | 1 | 1 | 132.96
61305680154 | PWB6X12BL | Wire Basket 6" H x 12" W, Black Powdered |  | PC | 1 | 5 | 1 | 1 | 161.66
61305680156 | PWB6X12EZ | Wire Basket 6" H x 12" W, Zinc Plated |  | PC | 1 | 5 | 1 | 1 | 161.66
61305680155 | PWB6X12WH | Wire Basket 6" H x 12" W, White Powdered |  | PC | 1 | 5 | 1 | 1 | 161.66
61305680132 | PWB6X18BL | Wire Basket 6" H x 18" W, Black Powdered |  | PC | 1 | 5 | 1 | 1 | 190.8
61305680134 | PWB6X18EZ | Wire Basket 6" H x 18" W, Zinc Plated |  | PC | 1 | 5 | 1 | 1 | 190.8
61305680133 | PWB6X18WH | Wire Basket 6" H x 18" W, White Powdered |  | PC | 1 | 5 | 1 | 1 | 190.8
61305680359 | PWB6X24BL | Wire Basket 6" H x 24" W, Black Powdered |  | PC | 1 | 5 | 1 | 1 | 230.44
61305680130 | PWB6X24EZ | Wire Basket 6" H x 24" W, Zinc Plated |  | PC | 1 | 5 | 1 | 1 | 230.44
61305680129 | PWB6X24WH | Wire Basket 6" H x 24" W, White Powdered |  | PC | 1 | 5 | 1 | 1 | 230.44
61305680162 | PWB6X6BL | Wire Basket 6" H x 6" W, Black Powdered |  | PC | 1 | 5 | 1 | 1 | 128.62
61305680164 | PWB6X6EZ | Wire Basket 6" H x 6" W, Zinc Plated |  | PC | 1 | 5 | 1 | 1 | 128.62
61305680163 | PWB6X6WH | Wire Basket 6" H x 6" W, White Powdered |  | PC | 1 | 5 | 1 | 1 | 128.62
61305680158 | PWB6X8BL | Wire Basket 6" H x 8" W, Black Powdered |  | PC | 1 | 5 | 1 | 1 | 139.58
61305680160 | PWB6X8EZ | Wire Basket 6" H x 8" W, Zinc Plated |  | PC | 1 | 5 | 1 | 1 | 139.58
61305680159 | PWB6X8WH | Wire Basket 6" H x 8" W, White Powdered |  | PC | 1 | 5 | 1 | 1 | 139.58
07498345295 | PZAELOCK | ZoneCabling,KeyedLockSet,PZAEWM3,EA | Optional keyed lock set for PanZone® Enclosure PZAEWM3. | KT | 1 | 1 | 1 | 1 | 67.48
07498377691 | PZAEWM6E | ZnCblng,ActWallMntEncl,6RU,EA | Standard PanZone® Lockable Active Wall Mount Enclosure for 19in EIA equipment with up to 3 RU of equipment mounting capability on user adjustable brackets and 3 RU of passive equipment | PC | 1 | 1 | 1 | 1 | 931.64
07498302749 | PZBR3.5 | PanZoneBRpost,2.8inx3.6in,BLK,EA | The PanZone® Cable Bend Radius Post reduces strain on cables when transitioning between horizontal and vertical pathways without taking up any valuable rack space. Black, 2pc + hardware, 3.5in deep. | PC | 1 | 1 | 1 | 1 | 19.52
07498351079 | QD0B1L2BN0861 | 30AVNwEnvExPOU,L6-30Pplg,208V,6C13/2C19 | Vertical power strip 30 A, 208V, 6 IEC C-13 and 2 IEC C-19 receptacles, RJ-45 Ethernet port with two RJ12 remote environmental ports, one uplink port to daisy chain units together, two 20 A double pole magnetic breaker/on-off switch with integral switch g | PC | 1 | 1 | 1 | 1 | 1727.78
07498300791 | R4PAK-OSHPD | RackBracketAnchorKit,R4P,OSHPD,BLK,EA | The Panduit 4 Post OSHPD Rack Bracket Anchor Kit brings R4P style 4 post racks into OSHPD compliance. Black, 1pc. | PC | 1 | 1 | 1 | 1 | 239.34
07498333503 | R4PFL | FingerCBLMGR,R4P,4Post,L,BLK,EA | The Panduit Finger Cable Manager helps prevent cable kinks and snags in equipment or patching on the front of the rack, creating a more durable environment for R4P style 4 post racks. Black, 1pc. Left finger section. | PC | 1 | 1 | 1 | 1 | 129.46
07498332592 | R4PWF | WaterfallTrough,R4P,Top,BLK,EA | The Panduit Top-Rack Waterfall Cable Trough transitions cables from the overhead pathway to R4P-style 4 post racks with vertical managers. Steel, Black, 1pc. | PC | 1 | 1 | 1 | 1 | 221.16
07498326275 | RF10X5IW-X | Fitting,Reducer,LD10toLD5,IW,PK10 | Reducer fitting for LD raceway from size 10 to size 5. For use with LD5 and LD10 raceway. For in-line terminations, use with CF10**, Off White, ABS, Length 0.94 in. | PC | 1 | 10 | 10 | 1 | 2.08
07498323484 | RMSC2T2PCLA01 | Amp KT: Std KT + 2 x CL-Amps,EA | SmartZone™ Rack Energy Kit with Clamp Meters non-invasively add intelligent power and environmental monitoring capabilities to non-intelligent rack PDUs. Kit includes (2) Clamp Meters, SmartZone™ Rack Monitoring Software, (1) SmartZone™ Gateway EP042, (4) | KT | 1 | 1 | 1 | 1 | 1460.06
61305632017 | S11SPD2B | Day2SdPanel,51RU,1070mmS-typeBL,EA | 51 RU x 1070mm Day Two Side Panel for Net-Access™ S-Type Cabinet. Color: Black | PC | 1 | 1 | 1 | 1 | 828.24
61305632021 | S11SPD2W | Day2SdPanel,51RU,1070mmS-typeWH,EA | 51 RU x 1070mm Day Two Side Panel for Net-Access™ S-Type Cabinet. Color: White | PC | 1 | 1 | 1 | 1 | 828.24
07498383671 | S11SPSE | 51 RU x 1070mm Enhanced Side Panel for N | 51 RU x 1070mm Enhanced Side Panel for Net-Access S-Type Cabinet, BL | PC | 1 | 1 | 1 | 1 | 786.8
07498383674 | S11SPSEW | 51 RU x 1070mm Enhanced Side Panel for N | 51 RU x 1070mm Enhanced Side Panel for Net-Access S-Type Cabinet, WH | PC | 1 | 1 | 1 | 1 | 826.92
61305632025 | S12SPD2B | Day2 Side Panel,51RU, 1200mm S-type blac |  | PC | 1 | 1 | 1 | 1 | 950.32
61305632029 | S12SPD2W | Day2 Side Panel,51RU, 1200mm S-type whit |  | PC | 1 | 1 | 1 | 1 | 950.32
07498383670 | S12SPSE | 51 RU x 1200mm Enhanced Side Panel for N | 51 RU x 1200mm Enhanced Side Panel for Net-Access S-Type Cabinet, BL | PC | 1 | 1 | 1 | 1 | 902.8
07498322071 | S22PS | Net-SERV 42 RU Solid Side Panel Cover | 42 RU removable solid side panel covers and protects cable and equipment. Single lock allows for quick release and removal of side panels for easier and faster moves, adds, and changes. | PC | 1 | 1 | 1 | 1 | 556.24
07498348906 | S5RP | 45RU,VertPatching,0RU,QNEqpRls,BL,EA | 45 RU vertical patching (0 RU QuickNet) equipment rails for Net-Access™ S-Type Cabinets (600mm only). Color: Black | PC | 1 | 1 | 1 | 1 | 548.42
61305625980 | S61SDB | 51 RU 600mm Split Perforated Door for S |  | PC | 1 | 1 | 1 | 1 | 881.68
61305625981 | S61SDW | 51 RU 600mm Split Perforated Door for S |  | PC | 1 | 1 | 1 | 1 | 881.68
61305625973 | S61SHDB | 51 RU 600mm Single Hinge Perforated Door |  | PC | 1 | 1 | 1 | 1 | 881.68
61305625974 | S61SHDW | 51 RU 600mm Single Hinge Perforated Door |  | PC | 1 | 1 | 1 | 1 | 881.68
61305625985 | S61SSHDB | 51RU X 600mm Solid Rear Door for S Type |  | PC | 1 | 1 | 1 | 1 | 881.68
61305625986 | S61SSHDW | 51RU X 600mm Solid Rear Door for S Type |  | PC | 1 | 1 | 1 | 1 | 881.68
07498395755 | S6212W | 42RU,CAB,S-Type,600x1070mm,DSBC,WH,EA | Net-Access™ S-Type Cabinet frame with top panel. Single hinge perforated front door. Split perforated rear doors open in the middle to minimize door swing footprint. Solid side panels (2), casters, POU brackets (1 set), cage nut rails (2 sets). Dimension | PC | 1 | 1 | 1 | 1 | 3450
07498334625 | S6212WF | 42RU,CAB,S-Type,600x1070mm,DSCMBC,WH,EA | Net-Access™ S-Type Cabinet frame with top panel. Single hinge perforated front door. Split perforated rear doors open in the middle to minimize door swing footprint. Solid side panels (2), casters, POU brackets (1 set), cage nut rails (2 sets) and vertic | PC | 1 | 1 | 1 | 1 | 3974.42
07498396726 | S6219B | 42RU,CAB,S-Type,600x1070mm,DNSBC,BL,EA | Net-Access™ S-Type Cabinet frame with top panel. Single hinge perforated front door. Split perforated rear doors open in the middle to minimize door swing footprint. Casters, POU brackets (1 set), cage nut rails (2 sets). Dimensions: 79.8H x 23.6W x 42.0 | PC | 1 | 1 | 1 | 1 | 2652.98
07498334612 | S6219BF | 42RU,CAB,S-Type,600x1070mm,DNSCMBC,BL,EA | Net-Access™ S-Type Cabinet frame with top panel. Single hinge perforated front door. Split perforated rear doors open in the middle to minimize door swing footprint. Casters, POU brackets (1 set), cage nut rails (2 sets) and vertical cable management fin | PC | 1 | 1 | 1 | 1 | 3177.38
61305636294 | S6219BU | 600mmW x 42 RU x 1070mmD S-Type Universa | 600mmW x 42 RU x 1070mmD S-Type Universal, Doors, No Side Panels, CM, Casters, BL | PC | 1 | 1 | 1 | 1 | 3177.38
07498396740 | S6219W | 42RU,CAB,S-Type,600x1070mm,DNSBC,WH,EA | Net-Access™ S-Type Cabinet frame with top panel. Single hinge perforated front door. Split perforated rear doors open in the middle to minimize door swing footprint. Casters, POU brackets (1 set), cage nut rails (2 sets). Dimensions: 79.8H x 23.6W x 42.0 | PC | 1 | 1 | 1 | 1 | 2652.98
07498334628 | S6219WF | 42RU,CAB,S-Type,600x1070mm,DNSCMBC,WH,EA | Net-Access™ S-Type Cabinet frame with top panel. Single hinge perforated front door. Split perforated rear doors open in the middle to minimize door swing footprint. Casters, POU brackets (1 set), cage nut rails (2 sets) and vertical cable management fin | PC | 1 | 1 | 1 | 1 | 3177.38
61305636296 | S6219WU | 600mmW x 42 RU x 1070mmD S-Type Universa | 600mmW x 42 RU x 1070mmD S-Type Universal, Doors, No Side Panels, CM, Casters, WH | PC | 1 | 1 | 1 | 1 | 3177.38
07498334632 | S6222BF | 42RU,600x1219,S-Type,D,S,CM,BL,EA | Net-Access™ S-Type Cabinet frame with top panel. Single hinge perforated front door. Split perforated rear doors open in the middle to minimize door swing footprint. Solid side panels (2), casters, POU brackets (1 set), cage nut rails (2 sets) and vertic | PC | 1 | 1 | 1 | 1 | 4579.3
07498395776 | S6222W | 42RU,600x1219,S-Type,D,S,POUBrkt,WH,EA | Net-Access™ S-Type Cabinet frame with top panel. Single hinge perforated front door. Split perforated rear doors open in the middle to minimize door swing footprint. Solid side panels (2), casters, POU brackets (1 set), cage nut rails (2 sets). Dimension | PC | 1 | 1 | 1 | 1 | 4054.88
07498334636 | S6222WF | 42RU,600x1219,S-Type,D,S,CM,WH,EA | Net-Access™ S-Type Cabinet frame with top panel. Single hinge perforated front door. Split perforated rear doors open in the middle to minimize door swing footprint. Solid side panels (2), casters, POU brackets (1 set), cage nut rails (2 sets) and vertic | PC | 1 | 1 | 1 | 1 | 4579.3
07498396728 | S6229B | 42RU,600x1219,S-Type,D,NoS,POUBrkt,BL,EA | Net-Access™ S-Type Cabinet frame with top panel. Single hinge perforated front door. Split perforated rear doors open in the middle to minimize door swing footprint. Casters, POU brackets (1 set), cage nut rails (2 sets). Dimensions: 79.8H x 23.6W x 48.0 | PC | 1 | 1 | 1 | 1 | 3042.4
07498334622 | S6229BF | 42RU,600x1219,S-Type,D,NoS,CM,BL,EA | Net-Access™ S-Type Cabinet frame with top panel. Single hinge perforated front door. Split perforated rear doors open in the middle to minimize door swing footprint. No side panels, casters, POU brackets (1 set), cage nut rails (2 sets) and vertical cabl | PC | 1 | 1 | 1 | 1 | 3566.82
61305636298 | S6229BU | 600mmW x 42 RU x 1200mmD S-Type Universa | 600mmW x 42 RU x 1200mmD S-Type Universal, Doors, No Side Panels, CM, Casters, BL | PC | 1 | 1 | 1 | 1 | 3566.82
07498396743 | S6229W | 42RU,600x1219,S-Type,D,NoS,WH,EA | Net-Access™ S-Type Cabinet frame with top panel. Single hinge perforated front door. Split perforated rear doors open in the middle to minimize door swing footprint. Casters, POU brackets (1 set), cage nut rails (2 sets). Dimensions: 79.8H x 23.6W x 48.0 | PC | 1 | 1 | 1 | 1 | 3042.4
07498334606 | S6229WF | 42RU,600x1219,S-Type,D,NoS,CM,WH,EA | Net-Access™ S-Type Cabinet frame with top panel. Single hinge perforated front door. Split perforated rear doors open in the middle to minimize door swing footprint. No side panels, casters, POU brackets (1 set), cage nut rails (2 sets) and vertical cabl | PC | 1 | 1 | 1 | 1 | 3566.82
61305636300 | S6229WU | 600mmW x 42 RU x 1200mmD S-Type Universa | 600mmW x 42 RU x 1200mmD S-Type Universal, Doors, No Side Panels, CM, Casters, WH | PC | 1 | 1 | 1 | 1 | 3566.82
07498381193 | S62SSHDB | 42RU,600mm,SRearDoor,S-Type,Cab,BL,EA | Solid rear door for 42 RU 600mm wide S-Type Cabinet. Color: Black | PC | 1 | 1 | 1 | 1 | 717.18
07498381195 | S62SSHDW | 42RU,600mm,SRearDoor,S-Type,Cab,WH,EA | Solid rear door for 42 RU 600mm wide S-Type Cabinet. Color: White | PC | 1 | 1 | 1 | 1 | 753.02
07498334626 | S6512WF | S-Type Cabinet - 600mm x 45RU x 1070mm | S-Type Cabinet - 600mm x 45RU x 1070mm, front single hinge perf door, rear split perf door, (2) side panels, rear cable management, POU Brackets, casters, painted white | PC | 1 | 1 | 1 | 1 | 4475.46
07498392089 | S6519B | 45RU SType CAB, No Side Panels, BL,EA | Net-Access™ S-Type Cabinet frame with top panel. Single hinge perforated front door. Split perforated rear doors open in the middle to minimize door swing footprint. Casters, POU brackets (1 set), cage nut rails (2 sets). Dimensions: 85.0H x 23.6W x 42.0 | PC | 1 | 1 | 1 | 1 | 3042.4
07498334616 | S6519BF | 45RU,600x1070,S-Type,FSHPD,RSPD,BL,EA | Net-Access™ S-Type Cabinet - 600mm x 45RU x 1070mm, front single hinge perf door, rear split perf door, no side panels, rear cable management, POU Brackets, casters, black. | PC | 1 | 1 | 1 | 1 | 3566.82
61305636302 | S6519BU | 600mmW x 45 RU x 1070mmD S-Type Universa | 600mmW x 45 RU x 1070mmD S-Type Universal, Doors, No Side Panels, CM, Casters, BL | PC | 1 | 1 | 1 | 1 | 3566.82
07498396741 | S6519W | 45RU,600x1070,S-Type,D,NoS,WH,EA | Net-Access™ S-Type Cabinet frame with top panel. Single hinge perforated front door. Split perforated rear doors open in the middle to minimize door swing footprint. Casters, POU brackets (1 set), cage nut rails (2 sets). Dimensions: 85.0H x 23.6W x 42.0 | PC | 1 | 1 | 1 | 1 | 3042.4
07498334604 | S6519WF | S-Type Cabinet - 600mm x 45RU x 1070mm | S-Type Cabinet - 600mm x 45RU x 1070mm, front single hinge perf door, rear split perf door, no side panels, rear cable management, POU Brackets, casters, painted white | PC | 1 | 1 | 1 | 1 | 3566.82
61305636304 | S6519WU | 600mmW x 45 RU x 1070mmD S-Type Universa | 600mmW x 45 RU x 1070mmD S-Type Universal, Doors, No Side Panels, CM, Casters, WH | PC | 1 | 1 | 1 | 1 | 3566.82
07498395778 | S6522W | 45RU,600x1219,S-Type,D,S,POUBk,WH,EA | Net-Access™ S-Type Cabinet frame with top panel. Single hinge perforated front door. Split perforated rear doors open in the middle to minimize door swing footprint. Solid side panels (2), casters, POU brackets (1 set), cage nut rails (2 sets). Dimension | PC | 1 | 1 | 1 | 1 | 4535.18
07498334637 | S6522WF | 45RU,600x1219,S-Type,D,S,CM,WH,EA | Net-Access™ S-Type Cabinet frame with top panel. Single hinge perforated front door. Split perforated rear doors open in the middle to minimize door swing footprint. Solid side panels (2), casters, POU brackets (1 set), cage nut rails (2 sets) and vertic | PC | 1 | 1 | 1 | 1 | 5059.58
07498396729 | S6529B | 45 RU SType CAB, SNL PERF FRTDR,BL,EA | Net-Access™ S-Type Cabinet frame with top panel. Single hinge perforated front door. Split perforated rear doors open in the middle to minimize door swing footprint. Casters, POU brackets (1 set), cage nut rails (2 sets). Dimensions: 85.0in H x 23.6in W | PC | 1 | 1 | 1 | 1 | 3431.8
07498334623 | S6529BF | 45RU,600x1219,S-Type,D,NoS,CM,BL,EA | Net-Access™ S-Type Cabinet frame with top panel. Single hinge perforated front door. Split perforated rear doors open in the middle to minimize door swing footprint. Casters, POU brackets (1 set), cage nut rails (2 sets). Cable Management Fingers (1 set) | PC | 1 | 1 | 1 | 1 | 3956.24
61305636319 | S6529BU | 600mmW x 45 RU x 1200mmD S-Type Universa | 600mmW x 45 RU x 1200mmD S-Type Universal, Doors, No Side Panels, CM, Casters, BL | PC | 1 | 1 | 1 | 1 | 3956.24
07498396744 | S6529W | 45RU,600x1219,S-Type,D,NoS,POUBrkt,BL,EA | Net-Access™ S-Type Cabinet frame with top panel. Single hinge perforated front door. Split perforated rear doors open in the middle to minimize door swing footprint. Casters, POU brackets (1 set), cage nut rails (2 sets). Dimensions: 85.0in H x 23.6in W | PC | 1 | 1 | 1 | 1 | 3431.8
07498334607 | S6529WF | 45RU,600x1219,S-Type,D,NoS,CM,WH,EA | Net-Access™ S-Type Cabinet frame with top panel. Single hinge perforated front door. Split perforated rear doors open in the middle to minimize door swing footprint. Casters, POU brackets (1 set), cage nut rails (2 sets) and vertical cable management fin | PC | 1 | 1 | 1 | 1 | 3956.24
61305636321 | S6529WU | 600mmW x 45 RU x 1200mmD S-Type Universa | 600mmW x 45 RU x 1200mmD S-Type Universal, Doors, No Side Panels, CM, Casters, WH | PC | 1 | 1 | 1 | 1 | 3956.24
07498381196 | S65SSHDB | 45RU,600mm,SRearDoor,S-Type,Cab,BL,EA | Solid rear door for 45 RU 600mm wide S-Type Cabinet. Color: Black | PC | 1 | 1 | 1 | 1 | 759.36
07498381198 | S65SSHDW | 45RU,600mm,SRearDoor,S-Type,Cab,WH,EA | Solid rear door for 45 RU 600mm wide S-Type Cabinet. Color: White | PC | 1 | 1 | 1 | 1 | 797.32
07498366943 | S6812B | 48RU,600x1070,SType,D,S,POUBk,BL,EA | Net-Access™ S-Type Cabinet frame with top panel. Single hinge perforated front door. Split perforated rear doors open in the middle to minimize door swing footprint. Solid side panels (2), casters, POU brackets (1 set), cage nut rails (2 sets). Dimension | PC | 1 | 1 | 1 | 1 | 4418.34
07498334630 | S6812BF | 48RU,600x1070,S-Type,D,S,CM,BL,EA | Net-Access™ S-Type Cabinet frame with top panel. Single hinge perforated front door. Split perforated rear doors open in the middle to minimize door swing footprint. Solid side panels (2), casters, POU brackets (1 set), cage nut rails (2 sets) and vertic | PC | 1 | 1 | 1 | 1 | 4942.74
07498395774 | S6812W | 48RU,600x1070,S-Type,D,S,POUBrkt,WH,EA | Net-Access™ S-Type Cabinet frame with top panel. Single hinge perforated front door. Split perforated rear doors open in the middle to minimize door swing footprint. Solid side panels (2), casters, POU brackets (1 set), cage nut rails (2 sets). Dimension | PC | 1 | 1 | 1 | 1 | 4418.34
07498334634 | S6812WF | 48RU,600x1070,S-Type,D,S,CM,WH,EA | Net-Access™ S-Type Cabinet frame with top panel. Single hinge perforated front door. Split perforated rear doors open in the middle to minimize door swing footprint. Solid side panels (2), casters, POU brackets (1 set), cage nut rails (2 sets) and vertic | PC | 1 | 1 | 1 | 1 | 4942.74
07498396727 | S6819B | 48RU,600x1067,S-Type,Cab,Cstrs,BL,EA | Net-Access™ S-Type Cabinet frame with top panel. Single hinge perforated front door. Split perforated rear doors open in the middle to minimize door swing footprint. Casters, POU brackets (1 set), cage nut rails (2 sets). Dimensions: 90.3H x 23.6W x 42.0 | PC | 1 | 1 | 1 | 1 | 3405.84
07498334621 | S6819BF | 48RU,600x1070,S-Type,D,NoS,CM,BL,EA | Net-Access™ S-Type Cabinet frame with top panel. Single hinge perforated front door. Split perforated rear doors open in the middle to minimize door swing footprint. Casters, POU brackets (1 set), cage nut rails (2 sets) and vertical cable management fin | PC | 1 | 1 | 1 | 1 | 3930.26
61305636335 | S6819BU | 600mmW x 48 RU x 1070mmD S-Type Universa | 600mmW x 48 RU x 1070mmD S-Type Universal, Doors, No Side Panels, CM, Casters, BL | PC | 1 | 1 | 1 | 1 | 3930.26
07498396742 | S6819W | 48RU,600x1067,S-Type,Cab,Cstrs,WH,EA | Net-Access™ S-Type Cabinet frame with top panel. Single hinge perforated front door. Split perforated rear doors open in the middle to minimize door swing footprint. Casters, POU brackets (1 set), cage nut rails (2 sets). Dimensions: 90.3H x 23.6W x 42.0 | PC | 1 | 1 | 1 | 1 | 3405.84
07498334605 | S6819WF | 48RU,600x1070,S-Type,D,NoS,CM,WH,EA | Net-Access™ S-Type Cabinet frame with top panel. Single hinge perforated front door. Split perforated rear doors open in the middle to minimize door swing footprint. Casters, POU brackets (1 set), cage nut rails (2 sets) and vertical cable management fin | PC | 1 | 1 | 1 | 1 | 3930.26
61305636337 | S6819WU | 600mmW x 48 RU x 1070mmD S-Type Universa | 600mmW x 48 RU x 1070mmD S-Type Universal, Doors, No Side Panels, CM, Casters, WH | PC | 1 | 1 | 1 | 1 | 3930.26
07498334611 | S6822BF | 48RU,600x1219,S-Type,D,S,CM,BL,EA | Net-Access™ S-Type Cabinet frame with top panel. Single hinge perforated front door and split perforated rear doors. Dimensions: 90.3H x 23.6W x 48.0D (2292mm x 600mm x 1200mm). Color: Black | PC | 1 | 1 | 1 | 1 | 4609.46
07498395841 | S6822W | 48RU,600x1219,S-Type,D,S,POUBrkt,WH,EA | Net-Access™ S-Type Cabinet frame with top panel. Single hinge perforated front door. Split perforated rear doors open in the middle to minimize door swing footprint. Solid side panels (2), casters, POU brackets (1 set), cage nut rails (2 sets). Dimension | PC | 1 | 1 | 1 | 1 | 4937.58
07498334627 | S6822WF | 48RU,600x1219,S-Type,D,S,CM,WH,EA | Net-Access™ S-Type Cabinet frame with top panel. Single hinge perforated front door. Split perforated rear doors open in the middle to minimize door swing footprint. Solid side panels (2), casters, POU brackets (1 set), cage nut rails (2 sets) and vertic | PC | 1 | 1 | 1 | 1 | 5461.98
07498396730 | S6829B | 48RU,600x1219,S-Type,D,NoS,BL,EA | Net-Access™ S-Type Cabinet frame with top panel. Single hinge perforated front door. Split perforated rear doors open in the middle to minimize door swing footprint. No side panels, casters, POU brackets (1 set), cage nut rails (2 sets). Dimensions: 90.3 | PC | 1 | 1 | 1 | 1 | 3769.3
61305636351 | S6829BU | 600mmW x 48 RU x 1200mmD S-Type Universa | 600mmW x 48 RU x 1200mmD S-Type Universal, Doors, No Side Panels, CM, Casters, BL | PC | 1 | 1 | 1 | 1 | 4293.74
07498396745 | S6829W | 48RU,600x1219,S-Type,D,NoS,WH,EA | Net-Access™ S-Type Cabinet frame with top panel. Single hinge perforated front door. Split perforated rear doors open in the middle to minimize door swing footprint. No side panels, casters, POU brackets (1 set), cage nut rails (2 sets). Dimensions: 90.3 | PC | 1 | 1 | 1 | 1 | 3769.3
07498334608 | S6829WF | 48RU,600x1219,S-Type,D,NoS,CM,WH,EA | Net-Access™ S-Type Cabinet frame with top panel. Single hinge perforated front door. Split perforated rear doors open in the middle to minimize door swing footprint. Solid side panels (2), casters, POU brackets (1 set), cage nut rails (2 sets) and vertic | PC | 1 | 1 | 1 | 1 | 4293.74
61305636353 | S6829WU | 600mmW x 48 RU x 1200mmD S-Type Universa | 600mmW x 48 RU x 1200mmD S-Type Universal, Doors, No Side Panels, CM, Casters, WH | PC | 1 | 1 | 1 | 1 | 4293.74
07498381199 | S68SSHDB | 48RU,600mm,SRearDoor,S-Type,Cab,BL,EA | Solid rear door for 48 RU 600mm wide S-Type Cabinet. Color: Black | PC | 1 | 1 | 1 | 1 | 801.58
07498381203 | S68SSHDW | 48RU,600mm,SRearDoor,S-Type,Cab,WH,EA | Solid rear door for 48 RU 600mm wide S-Type Cabinet. Color: White | PC | 1 | 1 | 1 | 1 | 841.64
07498392023 | S7129B | Net-Access S-Type Cabinet - 700mm x 1200 | Net-Access S-Type Cabinet - 700mm x 1200mm x 51RU - front single hinge door, rear split doors, no side panels, PDU mounting brackets, casters, no cable management. | PC | 1 | 1 | 1 | 1 | 4215.84
61305625983 | S71SDB | 51 RU 700mm Split Perforated Door for S |  | PC | 1 | 1 | 1 | 1 | 974.54
07498376482 | S71SDW | 51 RU 700mm Split Doors for S-Type Cabin | Split doors for 51 RU 700mm wide cabinet. | PC | 1 | 1 | 1 | 1 | 974.48
61305625976 | S71SHDB | 51 RU 700mm Single Hinge Perforated Door |  | PC | 1 | 1 | 1 | 1 | 974.54
61305625723 | S71SSHDB | 51RU X 700mm Solid Rear Door for S Type |  | PC | 1 | 1 | 1 | 1 | 974.54
61305625988 | S71SSHDW | 51RU X 700mm Solid Rear Door for S Type |  | PC | 1 | 1 | 1 | 1 | 974.54
07498395853 | S7212W | 42RU,700x1070,S-Type,D,S,POUBk,WH,EA | Net-Access™ S-Type Cabinet frame with top panel. Single hinge perforated front door. Split perforated rear doors open in the middle to minimize door swing footprint. Solid side panels (2), casters, POU brackets (1 set), cage nut rails (2 sets). Dimension | PC | 1 | 1 | 1 | 1 | 3995.2
07498334593 | S7212WF | 42RU,700x1070,S-Type,D,S,CM,WH,EA | Net-Access™ S-Type Cabinet frame with top panel. Single hinge perforated front door. Split perforated rear doors open in the middle to minimize door swing footprint. Solid side panels (2), casters, POU brackets (1 set), cage nut rails (2 sets) and cable | PC | 1 | 1 | 1 | 1 | 4519.6
07498366960 | S7219B | 42RU,700x1070,S-Type,D,NoS,POUBrkt,BL,EA | Net-Access™ S-Type Cabinet frame with top panel. Single hinge perforated front door. Split perforated rear doors open in the middle to minimize door swing footprint. Casters, POU brackets (1 set), cage nut rails (2 sets). Dimensions: 79.8H x 27.6W x 42.0 | PC | 1 | 1 | 1 | 1 | 3198.16
07498334589 | S7219BF | 42RU,700x1070,S-Type,D,NoS,CM,BL,EA | Net-Access™ S-Type Cabinet frame with top panel. Single hinge perforated front door. Split perforated rear doors open in the middle to minimize door swing footprint. Casters, POU brackets (1 set), cage nut rails (2 sets) and cable management fingers. Dim | PC | 1 | 1 | 1 | 1 | 3722.58
07498395856 | S7219W | 42RU,700x1070,S-Type,D,NoS,WH,EA | Net-Access™ S-Type Cabinet frame with top panel. Single hinge perforated front door. Split perforated rear doors open in the middle to minimize door swing footprint. Casters, POU brackets (1 set), cage nut rails (2 sets). Dimensions: 79.8H x 27.6W x 42.0 | PC | 1 | 1 | 1 | 1 | 3198.16
07498334598 | S7219WF | 42RU,700x1070,S-Type,D,NoS,CM,WH,EA | Net-Access™ S-Type Cabinet frame with top panel. Single hinge perforated front door. Split perforated rear doors open in the middle to minimize door swing footprint. Casters, POU brackets (1 set), cage nut rails (2 sets) and cable management fingers. Dim | PC | 1 | 1 | 1 | 1 | 3722.58
61305636317 | S7219WU | 700mmW x 42 RU x 1070mmD S-Type Universa | 700mmW x 42 RU x 1070mmD S-Type Universal, Doors, No Side Panels, CM, Casters, WH | PC | 1 | 1 | 1 | 1 | 3722.58
07498334578 | S7222BF | 42RU,700x1219,S-Type,D,S,CM,BL,EA | Net-Access™ S-Type Cabinet frame with top panel. Single hinge perforated front door. Split perforated rear doors open in the middle to minimize door swing footprint. Solid side panels (2), casters, cage nut rails (2 sets). Dimensions: 79.8H x 27.6W x 48. | PC | 1 | 1 | 1 | 1 | 5215.36
07498395946 | S7222W | 42RU,700x1219,S-Type,D,S,POUBk,WH,EA | Net-Access™ S-Type Cabinet frame with top panel. Single hinge perforated front door. Split perforated rear doors open in the middle to minimize door swing footprint. Solid side panels (2), casters, POU brackets (1 set), cage nut rails (2 sets). Dimension | PC | 1 | 1 | 1 | 1 | 4690.94
07498366966 | S7229B | 42RU,700x1219,S-Type,D,NoS,POUBrkt,BL,EA | Net-Access™ S-Type Cabinet frame with top panel. Single hinge perforated front door. Split perforated rear doors open in the middle to minimize door swing footprint. Casters, POU brackets (1set), cage nut rails (2 sets). Dimensions: 79.8H x 27.6W x 48.0D | PC | 1 | 1 | 1 | 1 | 3678.46
07498395947 | S7229W | 42RU,700x1219,S-Type,D,NoS,WH,EA | Net-Access™ S-Type Cabinet frame with top panel. Single hinge perforated front door. Split perforated rear doors open in the middle to minimize door swing footprint. Casters, POU brackets (1set), cage nut rails (2 sets). Dimensions: 79.8H x 27.6W x 48.0D | PC | 1 | 1 | 1 | 1 | 3678.46
07498334601 | S7229WF | 42RU,700x1219,S-Type,D,NoS,CM,WH,EA | Net-Access™ S-Type Cabinet frame with top panel. Single hinge perforated front door. Split perforated rear doors open in the middle to minimize door swing footprint. Casters, POU brackets (1 set), cage nut rails (2 sets). Zero RU QuickNetTM Style Vertica | PC | 1 | 1 | 1 | 1 | 4202.88
61305636325 | S7229WU | 700mmW x 42 RU x 1200mmD S-Type Universa | 700mmW x 42 RU x 1200mmD S-Type Universal, Doors, No Side Panels, CM, Casters, WH | PC | 1 | 1 | 1 | 1 | 4332.68
07498381209 | S72SSHDB | 42RU,700mm,SRearDoor,S-Type,Cab,BL,EA | Solid rear door for 42 RU 700mm wide S-Type Cabinet. Color: Black | PC | 1 | 1 | 1 | 1 | 801.58
07498381218 | S72SSHDW | 42RU,700mm,SRearDoor,S-Type,Cab,WH,EA | Solid rear door for 42 RU 700mm wide S-Type Cabinet. Color: White | PC | 1 | 1 | 1 | 1 | 841.64
07498395857 | S7512W | 45RU,700x1070,S-Type,D,S,POUBrckt,WHT,EA | Net-Access™ S-Type Cabinet frame with top panel. Single hinge perforated front door. Split perforated rear doors open in the middle to minimize door swing footprint. Solid side panels (2), casters, POU brackets (1 set), cage nut rails (2 sets). Dimension | PC | 1 | 1 | 1 | 1 | 4561.14
07498334594 | S7512WF | 45RU,700x1070,S-Type,D,S,CM,WH,EA | Net-Access™ S-Type Cabinet frame with top panel. Single hinge perforated front door. Split perforated rear doors open in the middle to minimize door swing footprint. Solid side panels (2), casters, POU brackets (1 set), cage nut rails (2 sets). Cable Man | PC | 1 | 1 | 1 | 1 | 5085.56
07498397946 | S7519BF | 45RU,700x1070,S-Type,D,NoS,CM,BL,EA | Net-Access™ S-Type Cabinet frame with top panel. Single hinge perforated front door. Split perforated rear doors open in the middle to minimize door swing footprint. Casters, POU brackets (1 set), cage nut rails (2 sets). Cable Management Fingers (1 set) | PC | 1 | 1 | 1 | 1 | 4176.92
07498395868 | S7519W | 45RU,700x1070,S-Type,D,NoS,WH,EA | Net-Access™ S-Type Cabinet frame with top panel. Single hinge perforated front door. Split perforated rear doors open in the middle to minimize door swing footprint. Casters, POU brackets (1 set), cage nut rails (2 sets). Dimensions: 85.0H x 27.6W x 42.0 | PC | 1 | 1 | 1 | 1 | 3652.5
07498334599 | S7519WF | 45RU,700x1070,S-Type,D,NoS,CM,WH,EA | Net-Access™ S-Type Cabinet frame with top panel. Single hinge perforated front door. Split perforated rear doors open in the middle to minimize door swing footprint. Casters, POU brackets (1 set), cage nut rails (2 sets). Cable Management Fingers (1 set) | PC | 1 | 1 | 1 | 1 | 4176.92
61305636333 | S7519WU | 700mmW x 45 RU x 1070mmD S-Type Universa | 700mmW x 45 RU x 1070mmD S-Type Universal, Doors, No Side Panels, CM, Casters, WH | PC | 1 | 1 | 1 | 1 | 4176.92
61305625542 | S7522WF | 45RU,700x1219,S-Type,D,S,CM,WH,EA | Net-Access™ S-Type Cabinet frame with top panel. Single hinge perforated front door. Split perforated rear doors open in the middle to minimize door swing footprint. Casters, POU brackets (1 set), cage nut rails (2 sets). Cable Management Fingers (1 set) | PC | 1 | 1 | 1 | 1 | 5773.5
07498334591 | S7529BF | 45RU,700x1219,S-Type,D,NoS,CM,BL,EA | Net-Access™ S-Type Cabinet frame with top panel. Single hinge perforated front door. Split perforated rear doors open in the middle to minimize door swing footprint. Casters, POU brackets (1 set), cage nut rails (2 sets) and vertical cable management fing | PC | 1 | 1 | 1 | 1 | 4670.18
61305636339 | S7529BU | 700mmW x 45 RU x 1200mmD S-Type Universa | 700mmW x 45 RU x 1200mmD S-Type Universal, Doors, No Side Panels, CM, Casters, BL | PC | 1 | 1 | 1 | 1 | 4722.1
07498396394 | S7529W | 45RU,700x1219,S-Type,D,NoS,Cstrs,WH,EA | Net-Access™ S-Type Cabinet frame with top panel. Single hinge perforated front door. Single solid rear door. Casters, POU brackets (1 set), cage nut rails (2 sets). Front and rear floor seals. Dimensions: 85.0H x 27.6W x 48.0D (2160mm x 700mm x 1200mm). | PC | 1 | 1 | 1 | 1 | 4145.76
07498334602 | S7529WF | 45RU,700x1219,S-Type,D,NoS,CM,WH,EA | Net-Access™ S-Type Cabinet frame with top panel. Single hinge perforated front door. Split perforated rear doors open in the middle to minimize door swing footprint. Solid side panels (2), casters, POU brackets (1 set), cage nut rails (2 sets) and vertic | PC | 1 | 1 | 1 | 1 | 4670.18
61305636341 | S7529WU | 700mmW x 45 RU x 1200mmD S-Type Universa | 700mmW x 45 RU x 1200mmD S-Type Universal, Doors, No Side Panels, CM, Casters, WH | PC | 1 | 1 | 1 | 1 | 4722.1
07498381214 | S75SSHDB | 45RU,700mm,SRearDoor,S-Type,Cab,BL,EA | Solid rear door for 45 RU 700mm wide S-Type Cabinet. Color: Black | PC | 1 | 1 | 1 | 1 | 843.76
07498381215 | S75SSHDW | 45RU,700mm,SRearDoor,S-Type,Cab,WH,EA | Solid rear door for 45 RU 700mm wide S-Type Cabinet. Color: White | PC | 1 | 1 | 1 | 1 | 885.92
07498334577 | S7812BF | 48RU,700x1070,S-Type,D,S,CM,BL,EA | Net-Access™ S-Type Cabinet frame with top panel. Single hinge perforated front door. Split perforated rear doors open in the middle to minimize door swing footprint. Solid side panels (2), casters, POU brackets (1 set), cage nut rails (2 sets) and vertic | PC | 1 | 1 | 1 | 1 | 5526.9
07498395944 | S7812W | 48RU,700x1070,S-Type,D,S,POUBrkt,WH,EA | Net-Access™ S-Type Cabinet frame with top panel. Single hinge perforated front door. Split perforated rear doors open in the middle to minimize door swing footprint. Solid side panels (2), casters, POU brackets (1 set), cage nut rails (2 sets). Dimension | PC | 1 | 1 | 1 | 1 | 5002.48
07498334595 | S7812WF | 48RU,700x1070,S-Type,D,S,CM,WH,EA | Net-Access™ S-Type Cabinet frame with top panel. Single hinge perforated front door. Split perforated rear doors open in the middle to minimize door swing footprint. Solid side panels (2), casters, POU brackets (1 set), cage nut rails (2 sets) and vertic | PC | 1 | 1 | 1 | 1 | 5526.9
07498366954 | S7819B | 48RU,700x1070,S-Type,D,NoS,PDUBrkt,BL,EA | Net-Access™ S-Type Cabinet frame with top panel. Single hinge perforated front door. Split perforated rear doors open in the middle to minimize door swing footprint. Casters, POU brackets (1set), cage nut rails (2 sets). Dimensions: 90.3H x 27.6W x 42.0D | PC | 1 | 1 | 1 | 1 | 3990
07498334590 | S7819BF | 48RU,700x1070,S-Type,D,NoS,CM,BL,EA | Net-Access™ S-Type Cabinet frame with top panel. Single hinge perforated front door. Split perforated rear doors open in the middle to minimize door swing footprint. Casters, POU brackets (1 set), cage nut rails (2 sets) and vertical cable management fin | PC | 1 | 1 | 1 | 1 | 4514.42
61305636355 | S7819BU | 700mmW x 48 RU x 1070mmD S-Type Universa | 700mmW x 48 RU x 1070mmD S-Type Universal, Doors, No Side Panels, CM, Casters, BL | PC | 1 | 1 | 1 | 1 | 4514.42
07498395945 | S7819W | 48RU,700x1070,S-Type,D,NoS,WH,EA | Net-Access™ S-Type Cabinet frame with top panel. Single hinge perforated front door. Split perforated rear doors open in the middle to minimize door swing footprint. Casters, POU brackets (1set), cage nut rails (2 sets). Dimensions: 90.3H x 27.6W x 42.0D | PC | 1 | 1 | 1 | 1 | 3990
07498334600 | S7819WF | 48RU,700x1070,S-Type,D,NoS,CM,WH,EA | Net-Access™ S-Type Cabinet frame with top panel. Single hinge perforated front door. Split perforated rear doors open in the middle to minimize door swing footprint. Casters, POU brackets (1 set), cage nut rails (2 sets) and vertical cable management fin | PC | 1 | 1 | 1 | 1 | 4514.42
61305636357 | S7819WU | 700mmW x 48 RU x 1070mmD S-Type Universa | 700mmW x 48 RU x 1070mmD S-Type Universal, Doors, No Side Panels, CM, Casters, WH | PC | 1 | 1 | 1 | 1 | 4514.42
07498334588 | S7822BF | 48RU,700x1219,S-Type,D,S,CM,BL,EA | Net-Access™ S-Type Cabinet frame with top panel. Single hinge perforated front door. Split perforated rear doors open in the middle to minimize door swing footprint. Solid side panels (2), casters, POU brackets (1 set), cage nut rails (2 sets) and vertic | PC | 1 | 1 | 1 | 1 | 6201.88
07498396395 | S7822W | 48RU,700x1219,S-Type,D,S,POUBrkt,WH,EA | Net-Access™ S-Type Cabinet frame with top panel. Single hinge perforated front door. Split perforated rear doors open in the middle to minimize door swing footprint. Solid side panels (2), casters, POU brackets (1 set), cage nut rails (2 sets). Dimension | PC | 1 | 1 | 1 | 1 | 5677.48
07498334597 | S7822WF | 48RU,700x1219,S-Type,D,S,CM,WH,EA | Net-Access™ S-Type Cabinet frame with top panel. Single hinge perforated front door. Split perforated rear doors open in the middle to minimize door swing footprint. Solid side panels (2), casters, POU brackets (1 set), cage nut rails (2 sets) and vertic | PC | 1 | 1 | 1 | 1 | 6201.88
07498366991 | S7829B | 48RU,700x1219,S-Type,D,NoS,Cstrs,BL,EA | Net-Access™ S-Type Cabinet frame with top panel. Single hinge perforated front door. Split perforated rear doors open in the middle to minimize door swing footprint. Casters, POU brackets (1 set), cage nut rails (2 sets). Dimensions: 90.3in H x 27.6in W | PC | 1 | 1 | 1 | 1 | 4509.22
07498334592 | S7829BF | 48RU,700x1219,S-Type,D,NoS,CM,BL,EA | Net-Access™ S-Type Cabinet frame with top panel. Single hinge perforated front door. Split perforated rear doors open in the middle to minimize door swing footprint. Casters, POU brackets (1 set), cage nut rails (2 sets) and vertical cable management fin | PC | 1 | 1 | 1 | 1 | 5033.64
61305636360 | S7829BU | 700mmW x 48 RU x 1200mmD S-Type Universa | 700mmW x 48 RU x 1200mmD S-Type Universal, Doors, No Side Panels, CM, Casters, BL | PC | 1 | 1 | 1 | 1 | 5033.64
07498396396 | S7829W | 48RU,700x1219,S-Type,D,NoS,Cstrs,WH,EA | Net-Access™ S-Type Cabinet frame with top panel. Single hinge perforated front door. Split perforated rear doors open in the middle to minimize door swing footprint. Casters, POU brackets (1 set), cage nut rails (2 sets). Dimensions: 90.3in H x 27.6in W | PC | 1 | 1 | 1 | 1 | 4509.22
07498334603 | S7829WF | 48RU,700x1219,S-Type,D,NoS,CM,WH,EA | Net-Access™ S-Type Cabinet frame with top panel. Single hinge perforated front door. Split perforated rear doors open in the middle to minimize door swing footprint. Casters, POU brackets (1 set), cage nut rails (2 sets) and vertical cable management fin | PC | 1 | 1 | 1 | 1 | 5033.64
61305636362 | S7829WU | 700mmW x 48 RU x 1200mmD S-Type Universa | 700mmW x 48 RU x 1200mmD S-Type Universal, Doors, No Side Panels, CM, Casters, WH | PC | 1 | 1 | 1 | 1 | 5033.64
07498381216 | S78SSHDB | 48RU,700mm,SRearDoor,S-Type,Cab,BL,EA | Solid rear door for 48 RU 700mm wide S-Type Cabinet. Color: Black | PC | 1 | 1 | 1 | 1 | 885.92
07498381217 | S78SSHDW | 48RU,700mm,SRearDoor,S-Type,Cab,WH,EA | Solid rear door for 48 RU 700mm wide S-Type Cabinet. Color: White | PC | 1 | 1 | 1 | 1 | 930.22
07498372142 | S7TWGFW | 700mm WyrGrid Front Fascia and Mounting | 700mm WyrGrid Front Fascia and Mounting Brackets - White | PC | 1 | 1 | 1 | 1 | 283.5
07498387885 | S7TWGRW | 700mm WyrGrid Rear Fascia and Mounting B | 700mm WyrGrid Rear Fascia and Mounting Brackets - White | PC | 1 | 1 | 1 | 1 | 283.5
61305625978 | S81SHDB | 51 RU 800mm Single Hinge Perforated Door |  | PC | 1 | 1 | 1 | 1 | 1067.32
61305625545 | S81SHDW | 51 RU 800mm Single Hinge Perforated Fron |  | PC | 1 | 1 | 1 | 1 | 1067.32
07498396397 | S8212W | 42RU,800x1070,S-Type,D,S,POUBrkt,WH,EA | Net-Access™ S-Type Cabinet frame with top panel. Single hinge perforated front door. Split perforated rear doors open in the middle to minimize door swing footprint. Solid side panels (2), casters, POU brackets (1 set), cage nut rails (2 sets). Dimension | PC | 1 | 1 | 1 | 1 | 4488.46
07498334555 | S8212WF | 42RU,800x1070,S-Type,D,S,CM,WH,EA | Net-Access™ S-Type Cabinet frame with top panel. Single hinge perforated front door. Split perforated rear doors open in the middle to minimize door swing footprint. Solid side panels (2), casters, POU brackets (1 set), cage nut rails (2 sets) and vertic | PC | 1 | 1 | 1 | 1 | 5012.88
07498366972 | S8219B | 42RU,800x1070,S-Type,D,NoS,PDUBrkt,BL,EA | Net-Access™ S-Type Cabinet frame with top panel. Single hinge perforated front door. Split perforated rear doors open in the middle to minimize door swing footprint. Casters, POU brackets (1 set), cage nut rails (2 sets). Dimensions: 79.8H x 31.5W x 42.0 | PC | 1 | 1 | 1 | 1 | 3691.44
07498334572 | S8219BF | 42RU,800x1070,S-Type,Ntwrk,D,NoS,BL,EA | Net-Access™ S-Type Cabinet frame with top panel. Single hinge perforated front door. Split perforated rear doors open in the middle to minimize door swing footprint. Casters, POU brackets (1 set), cage nut rails (2 sets) and vertical cable management fin | PC | 1 | 1 | 1 | 1 | 4215.84
61305636327 | S8219BU | 800mmW x 42 RU x 1070mmD S-Type Universa | 800mmW x 42 RU x 1070mmD S-Type Universal, Doors, No Side Panels, CM, Casters, BL | PC | 1 | 1 | 1 | 1 | 4215.84
07498396398 | S8219W | 42RU,800x1070,S-Type,D,NoS,WH,EA | Net-Access™ S-Type Cabinet frame with top panel. Single hinge perforated front door. Split perforated rear doors open in the middle to minimize door swing footprint. Casters, POU brackets (1 set), cage nut rails (2 sets). Dimensions: 79.8H x 31.5W x 42.0 | PC | 1 | 1 | 1 | 1 | 3691.44
07498334561 | S8219WF | 42RU,800x1070,S-Type,D,NoS,CM,WH,EA | Net-Access™ S-Type Cabinet frame with top panel. Single hinge perforated front door. Split perforated rear doors open in the middle to minimize door swing footprint. Casters, POU brackets (1 set), cage nut rails (2 sets) and vertical cable management fin | PC | 1 | 1 | 1 | 1 | 4215.84
61305636329 | S8219WU | 800mmW x 42 RU x 1070mmD S-Type Universa | 800mmW x 42 RU x 1070mmD S-Type Universal, Doors, No Side Panels, CM, Casters, WH | PC | 1 | 1 | 1 | 1 | 4215.84
07498323425 | S8222BF | S-Type Cabinet - 800mm x 42RU x 1200mm, | S-Type Cabinet - 800mm x 42RU x 1200mm, front single hinge perf door, rear split perf door, (2) side panels, rear cable management, POU Brackets, casters, painted black | PC | 1 | 1 | 1 | 1 | 5617.76
07498396406 | S8222W | 42RU,800x1219,S-Type,D,S,POUBrkt,WH,EA | Net-Access™ S-Type Cabinet frame with top panel. Single hinge perforated front door. Split perforated rear doors open in the middle to minimize door swing footprint. Solid side panels (2), casters, POU brackets (1 set), cage nut rails (2 sets). Dimension | PC | 1 | 1 | 1 | 1 | 5093.32
07498334557 | S8222WF | S-Type Server Cabinet - 800mm x 42RU x | S-Type Server Cabinet - 800mm x 48RU x 1200mm, front single hinge door, rear split door, (2) side panels, fingers, cage nut rails, POU brackets, painted white | PC | 1 | 1 | 1 | 1 | 5617.76
07498366989 | S8229B | 42RU,800x1219,S-Type,D,NoS,BL,EA | Net-Access™ S-Type Cabinet frame with top panel. Single hinge perforated front door. Split perforated rear doors open in the middle to minimize door swing footprint. Casters, POU brackets (1 set), cage nut rails (2 sets). Dimensions: 79.8H x 31.5W x 48.0 | PC | 1 | 1 | 1 | 1 | 4080.84
07498334574 | S8229BF | S-Type Server Cabinet - 800mm x 42RU x | S-Type Server Cabinet - 800mm x 42RU x 1200mm, front single hinge door, rear split door, no side panels, fingers, cage nut rails, POU brackets, painted black | PC | 1 | 1 | 1 | 1 | 4605.26
61305636343 | S8229BU | 800mmW x 42 RU x 1200mmD S-Type Universa | 800mmW x 42 RU x 1200mmD S-Type Universal, Doors, No Side Panels, CM, Casters, BL | PC | 1 | 1 | 1 | 1 | 4605.26
07498396407 | S8229W | 42RU,800x1219,S-Type,Cab,NoSdPans,WH,EA | Net-Access™ S-Type Cabinet frame with top panel. Single hinge perforated front door. Split perforated rear doors open in the middle to minimize door swing footprint. Casters, POU brackets (1 set), cage nut rails (2 sets). Dimensions: 79.8H x 31.5W x 48.0 | PC | 1 | 1 | 1 | 1 | 4080.84
07498334566 | S8229WF | S-Type Server Cabinet - 800mm x 42RU x | S-Type Server Cabinet - 800mm x 42RU x 1200mm, front single hinge door, rear split door, no side panels, fingers, cage nut rails, POU brackets, painted white | PC | 1 | 1 | 1 | 1 | 4605.26
61305636345 | S8229WU | 800mmW x 42 RU x 1200mmD S-Type Universa | 800mmW x 42 RU x 1200mmD S-Type Universal, Doors, No Side Panels, CM, Casters, WH | PC | 1 | 1 | 1 | 1 | 4605.26
07498396399 | S8512W | 45RU,800x1070,S-Type,D,S,POUBrkt,WH,EA | Net-Access™ S-Type Cabinet frame with top panel. Single hinge perforated front door. Split perforated rear doors open in the middle to minimize door swing footprint. Solid side panels (2), casters, POU brackets (1 set), cage nut rails (2 sets). Dimension | PC | 1 | 1 | 1 | 1 | 5054.42
07498396403 | S8512WF | 45RU,800x1070,S-Type,D,S,POUBrkt,WH,EA | Net-Access™ S-Type Cabinet frame with top panel. Single hinge perforated front door. Split perforated rear doors open in the middle to minimize door swing footprint. Solid side panels (2), casters, POU brackets (1 set), cage nut rails (2 sets). Cable Man | PC | 1 | 1 | 1 | 1 | 5578.82
61305636347 | S8519BU | 800mmW x 45 RU x 1070mmD S-Type Universa | 800mmW x 45 RU x 1070mmD S-Type Universal, Doors, No Side Panels, CM, Casters, BL | PC | 1 | 1 | 1 | 1 | 4670.18
07498396400 | S8519W | 45RU,800x1070,S-Type,D,NoS,WH,EA | Net-Access™ S-Type Cabinet frame with top panel. Single hinge perforated front door. Split perforated rear doors open in the middle to minimize door swing footprint. Casters, POU brackets (1 set), cage nut rails (2 sets). Dimensions: 85.0H x 31.5W x 42.0 | PC | 1 | 1 | 1 | 1 | 4145.76
07498396404 | S8519WF | 45RU,800x1070,S-Type,D,NoS,CM,WH,EA | Net-Access™ S-Type Cabinet frame with top panel. Single hinge perforated front door. Split perforated rear doors open in the middle to minimize door swing footprint. Casters, POU brackets (1 set), cage nut rails (2 sets). Cable Management Fingers (1 set) | PC | 1 | 1 | 1 | 1 | 4670.18
61305636349 | S8519WU | 800mmW x 45 RU x 1070mmD S-Type Universa | 800mmW x 45 RU x 1070mmD S-Type Universal, Doors, No Side Panels, CM, Casters, WH | PC | 1 | 1 | 1 | 1 | 4670.18
07498357255 | S8521BF | S-Type Server Cabinet - 800mm x 45RU x 1 | S-Type Server Cabinet - 800mm x 45RU x 1200mm, front single hinge door, Rear split doors, 1 side panel, air dams, cage nut rails, rear cable management fingers, and POU brackets | PC | 1 | 1 | 1 | 1 | 5520.72
07498396408 | S8522W | 45RU,800x1219,S-Type,D,S,POUBrkt,WH,EA | Net-Access™ S-Type Cabinet frame with top panel. Single hinge perforated front door. Split perforated rear doors open in the middle to minimize door swing footprint. Solid side panels (2), casters, POU brackets (1 set), cage nut rails (2 sets). Dimension | PC | 1 | 1 | 1 | 1 | 5664.48
07498334558 | S8522WF | 45RU,800x1219,S-Type,D,S,CM,WH,EA | Net-Access™ S-Type Cabinet frame with top panel. Single hinge perforated front door. Split perforated rear doors open in the middle to minimize door swing footprint. Solid side panels (2), casters, POU brackets (1 set), cage nut rails (2 sets). Cable man | PC | 1 | 1 | 1 | 1 | 6188.88
07498366981 | S8529B | 45RU,800x1219,S-Type,D,NoS,PDUBrkt,BL,EA | Net-Access™ S-Type Cabinet frame with top panel. Single hinge perforated front door. Split perforated rear doors open in the middle to minimize door swing footprint. Casters, POU brackets (1 set), cage nut rails (2 sets). Dimensions: 85.0H x 31.5W x 48.0 | PC | 1 | 1 | 1 | 1 | 4561.14
07498397758 | S8529BF | 45RU,800x1219,S-Type,D,NoS,CM,BL,EA | Net-Access™ S-Type Cabinet frame with top panel. Single hinge perforated front door. Split perforated rear doors open in the middle to minimize door swing footprint. Casters, POU brackets (1 set), cage nut rails (2 sets). Cable Management Fingers (1 set) | PC | 1 | 1 | 1 | 1 | 5085.56
07498396409 | S8529W | 45RU,800x1219,S-Type,D,NoS,WH,EA | Net-Access™ S-Type Cabinet frame with top panel. Single hinge perforated front door. Split perforated rear doors open in the middle to minimize door swing footprint. Casters, POU brackets (1 set), cage nut rails (2 sets). Dimensions: 85.0H x 31.5W x 48.0 | PC | 1 | 1 | 1 | 1 | 4561.14
07498334567 | S8529WF | 45RU,800x1219,S-Type,D,NoS,CM,WH,EA | Net-Access™ S-Type Cabinet frame with top panel. Single hinge perforated front door. Split perforated rear doors open in the middle to minimize door swing footprint. Casters, POU brackets (1 set), cage nut rails (2 sets). Cable management fingers (1 set) | PC | 1 | 1 | 1 | 1 | 5085.56
61305636366 | S8529WU | 800mmW x 45 RU x 1200mmD S-Type Universa | 800mmW x 45 RU x 1200mmD S-Type Universal, Doors, No Side Panels, CM, Casters, WH | PC | 1 | 1 | 1 | 1 | 5085.56
07498396401 | S8812W | 48RU,800x1070,S-Type,D,S,POUBrkt,WH,EA | Net-Access™ S-Type Cabinet frame with top panel. Single hinge perforated front door. Split perforated rear doors open in the middle to minimize door swing footprint. Solid side panels (2), casters, POU brackets (1 set), cage nut rails (2 sets). Dimension | PC | 1 | 1 | 1 | 1 | 5560.64
07498334556 | S8812WF | 48RU,800x1070,S-Type,D,S,CM,WH,EA | Net-Access™ S-Type Cabinet frame with top panel. Single hinge perforated front door. Split perforated rear doors open in the middle to minimize door swing footprint. Solid side panels (2), casters, POU brackets (1 set), cage nut rails (2 sets). Cable man | PC | 1 | 1 | 1 | 1 | 6085.04
07498366968 | S8819B | 48RU,800x1070,S-Type,D,NoS,PDUBrkt,BL,EA | Net-Access™ S-Type Cabinet frame with top panel. Single hinge perforated front door. Split perforated rear doors open in the middle to minimize door swing footprint. Casters, POU brackets (1set), cage nut rails (2 sets). Dimensions: 90.3H x 31.5W x 42.0D | PC | 1 | 1 | 1 | 1 | 4548.14
07498334573 | S8819BF | 48RU,800x1070,S-Type,D,NoS,CM,BL,EA | Net-Access™ S-Type Cabinet frame with top panel. Single hinge perforated front door. Split perforated rear doors open in the middle to minimize door swing footprint. Casters, POU brackets (1 set), cage nut rails (2 sets). Cable management fingers (1 set) | PC | 1 | 1 | 1 | 1 | 5072.56
61305636368 | S8819BU | 800mmW x 48 RU x 1070mmD S-Type Universa | 800mmW x 48 RU x 1070mmD S-Type Universal, Doors, No Side Panels, CM, Casters, BL | PC | 1 | 1 | 1 | 1 | 5072.56
07498396402 | S8819W | 48RU,800x1070,S-Type,D,NoS,WH,EA | Net-Access™ S-Type Cabinet frame with top panel. Single hinge perforated front door. Split perforated rear doors open in the middle to minimize door swing footprint. Casters, POU brackets (1set), cage nut rails (2 sets). Dimensions: 90.3H x 31.5W x 42.0D | PC | 1 | 1 | 1 | 1 | 4548.14
07498334562 | S8819WF | 48RU,800x1070,S-Type,D,NoS,CM,WH,EA | Net-Access™ S-Type Cabinet frame with top panel. Single hinge perforated front door. Split perforated rear doors open in the middle to minimize door swing footprint. Casters, POU brackets (1 set), cage nut rails (2 sets). Cable management fingers (1 set) | PC | 1 | 1 | 1 | 1 | 5072.56
61305636370 | S8819WU | 800mmW x 48 RU x 1070mmD S-Type Universa | 800mmW x 48 RU x 1070mmD S-Type Universal, Doors, No Side Panels, CM, Casters, WH | PC | 1 | 1 | 1 | 1 | 5072.56
07498334559 | S8822WF | 48RU,800x1219,S-Type,D,S,CM,WH,EA | Net-Access™ S-Type Cabinet frame with top panel. Single hinge perforated front door. Split perforated rear doors open in the middle to minimize door swing footprint. Solid side panels (2), casters, POU brackets (1 set), cage nut rails (2 sets). Cable man | PC | 1 | 1 | 1 | 1 | 6630.24
61305636373 | S8822WU | 800mmW x 48 RU x 1200mmD S-Type Universa | The Net-Access™ S-Type Server Cabinet is a 48 RU, 800mm W x 1200mm D cabinet. The front door is single-hinged. It features split perforated rear doors that open in the middle to minimize door swing footprint. This S-Type cabinet has vertically split hinge | PC | 1 | 1 | 1 | 1 | 6630.24
07498366979 | S8829B | 48RU,800x1219,S-Type,D,NoS,POUBrkt,BL,EA | Net-Access™ S-Type Cabinet frame with top panel. Single hinge perforated front door. Split perforated rear doors open in the middle to minimize door swing footprint. Casters, POU brackets (1 set), cage nut rails (2 sets). Dimensions: 90.3H x 31.5W x 48.0 | PC | 1 | 1 | 1 | 1 | 4937.58
07498334575 | S8829BF | 48RU,800x1219,S-Type,D,NoS,CM,BL,EA | Net-Access™ S-Type Cabinet frame with top panel. Single hinge perforated front door. Split perforated rear doors open in the middle to minimize door swing footprint. Casters, POU brackets (1 set), cage nut rails (2 sets). Cable management fingers (1 set) | PC | 1 | 1 | 1 | 1 | 5461.98
61305636372 | S8829BU | 800mmW x 48 RU x 1200mmD S-Type Universa | 800mmW x 48 RU x 1200mmD S-Type Universal, Doors, No Side Panels, CM, Casters, BL | PC | 1 | 1 | 1 | 1 | 5461.98
07498396411 | S8829W | 48RU,800x1219,S-Type,D,NoS,WH,EA | Net-Access™ S-Type Cabinet frame with top panel. Single hinge perforated front door. Split perforated rear doors open in the middle to minimize door swing footprint. Casters, POU brackets (1 set), cage nut rails (2 sets). Dimensions: 90.3H x 31.5W x 48.0 | PC | 1 | 1 | 1 | 1 | 4937.58
07498334568 | S8829WF | 48RU,800x1219,S-Type,Ntwrk,D,NoS,WH,EA | Net-Access™ S-Type Cabinet frame with top panel. Single hinge perforated front door. Split perforated rear doors open in the middle to minimize door swing footprint. Casters, POU brackets (1 set), cage nut rails (2 sets). Cable management fingers (1 set) | PC | 1 | 1 | 1 | 1 | 5461.98
61305636374 | S8829WU | 800mmW x 48 RU x 1200mmD S-Type Universa | 800mmW x 48 RU x 1200mmD S-Type Universal, Doors, No Side Panels, CM, Casters, WH | PC | 1 | 1 | 1 | 1 | 5461.98
07498348907 | S8RP | 48 RU Vertical Patching (0 RU QuickNet) | 48 RU vertical patching (0 RU QuickNet™) equipment rails for Net-Access™ S-Type Cabinets (600mm only). | PC | 1 | 1 | 1 | 1 | 590.62
61305636291 | S8VBPNEW | 800MM NET-ACCESS ENHANCED AIR DAM FOR 42 |  | PC | 1 | 1 | 1 | 1 | 743.04
07498307031 | SN1200CRECG | End Cap for 1200mm CabRunner - Gray | End Cap for 1200mm CabRunner - Gray | PC | 1 | 1 | 1 | 1 | 404.8
07498312661 | SN1200VCRECG | End Cap for 1200mm VED CabRunner - Gray | End Cap for 1200mm VED CabRunner - Gray | PC | 1 | 1 | 1 | 1 | 386.58
61305623494 | SN21F | 51 RU Cabinet Finger Kit, Long | Finger Kit, 150mm (5.9) depth that attaches to posts on 51 RU cabinets. Color: Black | PC | 1 | 1 | 1 | 1 | 551.22
61305631919 | SN7VCMW | Vertical Cable Management bracket; for N |  | PC | 1 | 1 | 1 | 1 | 473.24
61305625970 | SN81SDB | 51 RU 800mm Split Doors for N-Type or S- |  | PC | 1 | 1 | 1 | 1 | 1058.46
07498377509 | SN81SDW | 51 RU 800mm Split Doors for N-Type or S- | Split doors for 51 RU 800mm wide cabinet. | PC | 1 | 1 | 1 | 1 | 1020.58
07498385562 | SN81SSHDB | 51RU X 800mm Solid Rear Door for N and S |  | PC | 1 | 1 | 1 | 1 | 1067.34
07498385561 | SN81SSHDW | 51RU X 800mm Solid Rear Door for N and S |  | PC | 1 | 1 | 1 | 1 | 1067.34
07498380839 | SN82SSHDB | 42RU,800mm,SRearDoor,NandS-Type,BL,EA | Solid rear door for 42 RU 800mm wide S-Type Cabinet. Color: Black | PC | 1 | 1 | 1 | 1 | 885.92
07498380865 | SN82SSHDW | 42RU,800mm,SRearDoor,NandS-Type,WH,EA | Solid rear door for 42 RU 800mm wide S-Type Cabinet. Color: White | PC | 1 | 1 | 1 | 1 | 930.22
07498380866 | SN85SSHDW | 45RU,800mm,SRearDoor,NandS-Type,WH,EA | Solid rear door for 45 RU 800mm wide S-Type Cabinet. Color: White | PC | 1 | 1 | 1 | 1 | 974.54
07498380869 | SN88SSHDW | 48RU,800mm,SRearDoor,NandS-Type,WH,EA | Solid rear door for 48 RU 800mm wide S-Type Cabinet. Color: White | PC | 1 | 1 | 1 | 1 | 1018.8
07498307858 | SNDSPRMP | Dynamic Cabinet Shock Pallet Ramp | Dynamic pallet ramp for Net-Access™ S-Type Dynamic Cabinets | PC | 1 | 1 | 1 | 1 | 2032.58
07498332445 | SRFS-KIT | Net-SERV 48" Deep Cabinet End of Row Sea | Net-SERV® 48"/1200mm deep, End of Row Sealing Kit for Use with Casters to complete one side. | PC | 1 | 1 | 1 | 1 | 301.16
07498307390 | STH61W | S-Style,600x1070,TopHat,White,EA | Cabinet Top Cable Routing System for a 600mm W x 1070mm Net-Access S-Type Cabinet. Protects, routes and manages large quantities of cable into and out of any cabinet. Color: White. | PC | 1 | 1 | 1 | 1 | 826.88
07498307388 | STH62B | S-Style,600x1200,TopHat,Black,EA | Cabinet Top Cable Routing System for a 600mm W x 1200mm Net-Access S-Type Cabinet. Protects, routes and manages large quantities of cable into and out of any cabinet. Color: Black. | PC | 1 | 1 | 1 | 1 | 804.36
07498307391 | STH62W | S-Style,600x1200,TopHat,White,EA | Cabinet Top Cable Routing System for a 600mm W x 1200mm Net-Access S-Type Cabinet. Protects, routes and manages large quantities of cable into and out of any cabinet. Color: White. | PC | 1 | 1 | 1 | 1 | 844.58
07498301973 | STP6C2MBU | Cat6A,F/UTP,PC,CM/LSZH,BU,2M | Category 6a patch cord with 26 AWG unshielded twisted paired stranded copper cable with an enhanced performance shielded modular plug at each end. Patch cord is compatible with both T568A and T568B wiring schemes. 100% performance tested for wire map, NEX | PC | 1 | 1 | 1 | 1 | 25.44
07498302644 | STP6C3MBU | Cat6A,F/UTP,PC,CM/LSZH,BU,3M | Category 6a patch cord with 26 AWG unshielded twisted paired stranded copper cable with an enhanced performance shielded modular plug at each end. Patch cord is compatible with both T568A and T568B wiring schemes. 100% performance tested for wire map, NEX | PC | 1 | 1 | 1 | 1 | 29.22
07498377306 | T45CCIW-X | Fitting,CoverCoupler,T45,IW,PK10 | Cover Coupling, Screw-On, for T-45, PVC, Off-White, 0.06' | PC | 1 | 100 | 10 | 1 | 2.96
07498370750 | T702BIW10 | Raceway,Base,IW,7.23x1.77(in),10ft,PK3 | Twin-70 raceway base, 10 foot length. Supplied with pre-punched mounting holes. 2' of cover needed for every 1' of Twin-70 base. | FT | 1 | 30 | 30 | 1 | 11.38
07498372745 | T702BWH10 | Raceway,Base,WH,7.23x1.77(in),10ft,PK3 | Twin-70 raceway base, 10 foot length. Supplied with pre-punched mounting holes. 2' of cover needed for every 1' of Twin-70 base. | FT | 1 | 30 | 30 | 1 | 15.48
07498372281 | T702BWH8 | Raceway,Base,WH,7.23x1.77(in),8ft,PK3 | Twin-70 raceway base, 8 foot length. Supplied with pre-punched mounting holes. 2' of cover needed for every 1' of Twin-70 base. | FT | 1 | 24 | 24 | 1 | 15.48
07498363131 | T702ECEI | Fitting,EndCap,Twin70,EI,EA | End cap fitting. Conduit breakouts of 1/2" for entry into raceway channel. Electric Ivory. | PC | 1 | 1 | 1 | 1 | 14.58
07498363071 | T702ICEI | Fitting,Inside Corner,Twin70,EI,EA | Inside corner fitting. Used to join sections of Twin-70 raceway at inside corners. Electric Ivory. | PC | 1 | 1 | 1 | 1 | 32.6
07498383865 | T70BFI | Fitting,BackFeed insert,T70,EA | Backfeed fitting insert. Bend radius insert to be used with T70BF. | PC | 1 | 1 | 1 | 1 | 12.26
07498363069 | T70ICIG | Fitting,Inside Corner,T70,IG,EA | Inside corner fitting. Used to join sections of T-70 raceway at inside corners. International Gray. | PC | 1 | 1 | 1 | 1 | 27.24
07498376734 | T70PSIW | Faceplate,Comm.only,106Duplex,IW,EA | Snap-on single gang 106 duplex communication faceplate. Used to cover one NEMA standard 106 duplex communication module frame. Module frame screw mounts directly to underside of snap-on faceplate. No mounting device needed. Supplied with one mounting scre | PC | 1 | 1 | 1 | 1 | 8.62
07498352992 | TFX5IW-X | Fitting,Tee,LDS5/LDPH5,Power,IW,PK10 | Tee fitting for use with LDPH5 and LDS5 raceway, Off White, ABS, Length 2.58 in. | PC | 1 | 10 | 10 | 1 | 5.6
07498379459 | TG70BCIW-X | Fitting,Base Coupler,TG70,IW,PK10 | Base coupler fitting. Each piece includes two base coupler halves for joining sections of TG-70 base together. | PC | 1 | 10 | 10 | 1 | 8.66
07498379456 | TG70HB3-X | Fitting,Hanging Box,TG70,PK10 | 3-sided hanging box. Mounts standard electrical outlets or communication devices with either NEMA standard single gang screw-on or Panduit snap-on faceplates. When used with TGDW divider wall, box separates and fully encloses device to provide cabling sep | PC | 1 | 10 | 10 | 1 | 14.14
07498314823 | TG70HB3GFCI-X | Fitting,HangingBox,TG-70,GY,PK10 | GFCI 3-sided hanging box. Accepts single gang U.S. GFCI (ground fault circuit interrupter) standard electrical devices. Provides increased internal area for connections and excess wire. | PC | 1 | 10 | 10 | 1 | 15.68
07498379392 | TG70WR-X | Fitting,Wire Retainer,TG70,PK10 | Wire retainer. Holds wires in place during installation, 1.80". | PC | 1 | 10 | 10 | 1 | 3.2
07498383867 | TGBFIW | Fitting,Backfeed ,TG70,IW,EA | Backfeed fitting. Features breakouts to enter through the bottom of the fitting and maintains bend radius control with a removable, bend radius insert and channel separation. Off White. | PC | 1 | 1 | 1 | 1 | 37
07498379493 | TGDW10 | Raceway,Divider Wall,GRY,10ft,PK8 | TG raceway divider wall. Snaps onto rails in TG raceway rase to create separate channels. Must use wire retainers to ensure channel separation per UL/CSA. | FT | 1 | 80 | 80 | 1 | 3.3
07498379492 | TGDW8 | Raceway,Divider Wall,GRY,8ft,PK8 | TG raceway divider wall. Snaps onto rails in TG raceway base to create separate channels. Must use wire retainers to ensure channel separation per UL/CSA. | FT | 1 | 64 | 64 | 1 | 3.3
07498379502 | TGECEI | Fitting,End Cap,TG70,EI,EA | End cap. Used to terminate or allow entry to TG raceway. Two knockouts each for 0.50" (12.7mm) and 1" (25.4mm) conduit. Electric Ivory. | PC | 1 | 1 | 1 | 1 | 14.16
07498379503 | TGECIW | Fitting,End Cap,TG70,IW,EA | End cap. Used to terminate or allow entry to TG raceway. Two knockouts each for 0.50" (12.7mm) and 1" (25.4mm) conduit. Off White. | PC | 1 | 1 | 1 | 1 | 11.82
07498391157 | TGEEIW | Fitting,Entrance End,TG70,IW,EA | Entrance end fitting. Accepts large conduit, (up to 2") in line or at a right angle. Maintains a 40mm bend radius with a removable insert and channel separation. Off White. | PC | 1 | 1 | 1 | 1 | 41.82
07498379505 | TGICEI | Fitting,Inside Corner,Adjust,TG70,EI,EA | Inside corner fitting. Used to join sections of TG raceway at inside corners. Fittings adjust from 85° to 135° to adapt to non-square corners. Electric Ivory. | PC | 1 | 1 | 1 | 1 | 51.18
07498379506 | TGICIW | Fitting,Inside Corner,Adjust,TG70,IW,EA | Inside corner fitting. Used to join sections of TG raceway at inside corners. Fittings adjust from 85° to 135° to adapt to non-square corners. Off White. | PC | 1 | 1 | 1 | 1 | 42.66
07498379509 | TGOCIW | Fitting,Outside Corner,Adjust,TG70,IW,EA | Outside corner fitting. Used to join sections of TG raceway at outside corners. Fittings adjust from 85° to 135° to adapt to non-square corners. Off White. | PC | 1 | 1 | 1 | 1 | 46.32
07498336127 | TGSICEI | Fitting,TG-70,Inside Corner,EI,EA | Inside corner fitting – non-adjustable. Used to join sections of TG raceway at inside corners. Electric Ivory. | PC | 1 | 1 | 1 | 1 | 49.98
07498336128 | TGSICIW | Fitting,TG-70,Inside Corner,IW,EA | Inside corner fitting – non-adjustable. Used to join sections of TG raceway at inside corners. Off White. | PC | 1 | 1 | 1 | 1 | 41.66
07498336118 | TGSOCEI | Fitting,TG-70,Outside Corner,EI,EA | Outside corner fitting - non-adjustable. Used to join sections of TG raceway at outside corners, Electric Ivory. | PC | 1 | 1 | 1 | 1 | 49.62
07498336119 | TGSOCIW | Fitting,TG-70,Outside Corner,IW,EA | Outside corner fitting – non-adjustable. Used to join sections of TG raceway at inside corners. | PC | 1 | 1 | 1 | 1 | 43.4
07498379500 | TGTD | TG-70 Tee Fitting Divider Insert | Tee divider insert. Mounts inside TGT tee fitting to maintain channel separation in TG raceway at tee intersections. | PC | 1 | 1 | 1 | 1 | 17.14
07498379498 | TGTEI | Fitting,Tee,TG70,EI,EA | Tee fitting. Used to join sections of TG raceway at tee intersections, Electric Ivory. | PC | 1 | 1 | 1 | 1 | 36.36
07498379512 | TGTREI | Fitting,Transition,TG70 to T45,EI,EA | Transition fitting from TG to T-45. Provides a tee transition from TG raceway to T-45 and LD series size 5 and 10. Use with RF5X3 reducer fitting to transition to LD series size 3. | PC | 1 | 1 | 1 | 1 | 34.2
07498379513 | TGTRIW | Fitting,Transition,TG70 to T45,IW,EA | Transition fitting from TG to T-45. Provides a tee transition from TG raceway to T-45 and LD series size 5 and 10. Use with RF5X3 reducer fitting to transition to LD series size 3, Off White. | PC | 1 | 1 | 1 | 1 | 28.5
07498363668 | TLBPB1S-V | TOOL-LESS BLANKING PANEL, BLANK W/O "PAN | Tool-less blanking panel, blank w/o "panduit" | PC | 1 | 5 | 5 | 1 | 17.88
61305657868 | TU010X | OPTION 4 TUMBLER FOR KEY KE010X, FOR ACE |  | PK | 1 | 1 | 1 | 1 | 1432.32
07498385804 | UICFFP4BL | Faceplate,4Pt,Furniture,UID,BL,EA | Mini Com Ultimate ID modular furniture faceplate for industry standard opening, accepts four Mini-Com® Modules. Black. | PC | 1 | 1 | 1 | 1 | 6.12
07498385807 | UICFFP4IW | Faceplate,4Pt,Furniture,UID,IW,EA | Mini Com Ultimate ID modular furniture faceplate for industry standard opening, accepts four Mini-Com® Modules. Off White. | PC | 1 | 1 | 1 | 1 | 6.12
07498385581 | UICFP2WH | Faceplate,2Pt,Classic,UID,WH,EA | Mini Com Ultimate ID Classic series single gang vertical faceplate accepts two Mini-Com® Modules, includes label pockets. White. LABELS NOT INCLUDED | PC | 1 | 1 | 1 | 1 | 3.94
07498385595 | UICFPH2IW | Faceplate,2Pt,Classic,HORZ,UID,IW,EA | Mini Com Ultimate ID Classic series horizontal faceplate accepts two Mini-Com® Modules, includes label pockets. Off White. LABELS NOT INCLUDED | PC | 1 | 1 | 1 | 1 | 3.94
07498385549 | UICFPHSE2IG | Faceplate,2Pt,Exec,HORZ,Sloped,IG,EA | Mini Com Ultimate ID Executive series horizontal sloped faceplate accepts two Mini-Com® Modules, includes label pockets. International Gray. LABELS NOT INCLUDED | PC | 1 | 1 | 1 | 1 | 4.76
07498385534 | UICFPSE2IG | Faceplate,2Pt,Exec,Sloped,UID,IG,EA | Mini Com Ultimate ID Executive series vertical sloped faceplate accepts two Mini-Com® Modules, includes label pockets. International Gray. LABELS NOT INCLUDED | PC | 1 | 1 | 1 | 1 | 4.8
07498385539 | UICFPSE4IG | Faceplate,4Pt,Exec,Sloped,UID,IG,EA | Mini Com Ultimate ID Executive series vertical sloped faceplate accepts four Mini-Com® Modules, includes label pockets. International Gray. LABELS NOT INCLUDED | PC | 1 | 1 | 1 | 1 | 4.8
07498322587 | UILC2CL-L | Label Cover,2Pt,UID,CL,PK50 | 2-port label cover, Clear, 50pc. | PC | 1 | 50 | 50 | 1 | .44
07498385982 | UIT70FH4IW | Faceplate,Hz,UltimateID,Hori,4pos,IW,EA | Single gang, horizontal sloped communication snap-on faceplate accepts up to four Mini-Com® Modules, Off White. | PC | 1 | 1 | 1 | 1 | 9
07498362573 | UTP28SP40PK | CU Patch Crd,Cat 6,SD,40ft,PK | Category 6 Performance, 28 AWG UTP patch cord with TX6™ Modular Plugs on each end. Pink, 40 ft. | PC | 1 | 1 | 1 | 1 | 35.22
07498362635 | UTP28SP50PK | CU Patch Crd,Cat 6,SD,50ft,PK | Category 6 Performance, 28 AWG UTP patch cord with TX6™ Modular Plugs on each end. Pink, 50 ft. | PC | 1 | 1 | 1 | 1 | 41.06
07498362664 | UTP28SP60PK | CU Patch Crd,Cat 6,SD,60ft,PK | Category 6 Performance, 28 AWG UTP patch cord with TX6™ Modular Plugs on each end. Pink, 60 ft. | PC | 1 | 1 | 1 | 1 | 46.86
07498300996 | UTP6A0.5M | CU Patch Crd,Cat 6A,0.5m,IW | Category 6A, 10 Gb/s UTP patch cord with TX6A™ 10Gig™ Modular Plugs on each end. | PC | 1 | 1 | 1 | 1 | 18.64
07498304668 | UTP6A0.5MBL | CU Patch Crd,Cat 6A,0.5m,BL | Category 6A, 10 Gb/s UTP patch cord with TX6A™ 10Gig™ Modular Plugs on each end. | PC | 1 | 10 | 1 | 1 | 18.64
07498304667 | UTP6A0.5MBU | CU Patch Crd,Cat 6A,0.5m,BU | Category 6A, 10 Gb/s UTP patch cord with TX6A™ 10Gig™ Modular Plugs on each end. | PC | 1 | 10 | 1 | 1 | 18.64
07498399476 | UTP6A1 | CU Patch Crd,Cat 6A,1ft,IW | The TX6A™ Cat 6A UTP Patch Cord is constructed of 24 AWG, unshielded, twisted pair, stranded, CM cable with enhanced performance modular plugs. The patented tangle free latch prevents snags and provides easy release saving time on frequent moves, adds, an | PC | 1 | 10 | 1 | 1 | 17.98
07498319084 | UTP6A1.5M | CU Patch Crd,Cat 6A,1.5m,IW | Category 6A, 10 Gb/s UTP patch cord with TX6A™ 10Gig™ Modular Plugs on each end, Off White, 1.5 meters. | PC | 1 | 10 | 1 | 1 | 21.98
07498319052 | UTP6A1.5MBU | CU Patch Crd,Cat 6A,1.5m,BU | Category 6A, 10 Gb/s UTP patch cord with TX6A™ 10Gig™ Modular Plugs on each end, Blue, 1.5 meters. | PC | 1 | 10 | 1 | 1 | 21.98
07498319259 | UTP6A1.5MRD | CU Patch Crd,Cat 6A,1.5m,RD | Category 6A, 10 Gb/s UTP patch cord with TX6A™ 10Gig™ Modular Plugs on each end, Red, 1.5 meters. | PC | 1 | 10 | 1 | 1 | 21.98
07498312274 | UTP6A10 | CU Patch Crd,Cat 6A,10ft,IW | The TX6A™ Cat 6A UTP Patch Cord is constructed of 24 AWG, unshielded, twisted pair, stranded, CM cable with enhanced performance modular plugs. The patented tangle free latch prevents snags and provides easy release saving time on frequent moves, adds, an | PC | 1 | 10 | 1 | 1 | 27.2
07498309692 | UTP6A10BL | CU Patch Crd,Cat 6A,10ft,BL | Category 6A, 10 Gb/s UTP patch cord with TX6A™ 10Gig™ Modular Plugs on each end, Black, 10 ft. | PC | 1 | 10 | 1 | 1 | 27.2
07498309717 | UTP6A10BU | CU Patch Crd,Cat 6A,10ft,BU | The TX6A™ Cat 6A UTP Patch Cord is constructed of 24 AWG, unshielded, twisted pair, stranded, CM cable with enhanced performance modular plugs. The patented tangle free latch prevents snags and provides easy release saving time on frequent moves, adds, an | PC | 1 | 10 | 1 | 1 | 27.2
07498312279 | UTP6A10GR | CU Patch Crd,Cat 6A,10ft,GR | Category 6A, 10 Gb/s UTP patch cord with TX6A™ 10Gig™ Modular Plugs on each end, Green, 10 ft. | PC | 1 | 10 | 1 | 1 | 27.2
07498319090 | UTP6A10M | CU Patch Crd,Cat 6A,10m,IW | The TX6A™ Cat 6A UTP Patch Cord is constructed of 24 AWG, unshielded, twisted pair, stranded, CM cable with enhanced performance modular plugs. The patented tangle free latch prevents snags and provides easy release saving time on frequent moves, adds, an | PC | 1 | 10 | 1 | 1 | 50.58
07498319059 | UTP6A10MBU | CU Patch Crd,Cat 6A,10m,BU | The TX6A™ Cat 6A UTP Patch Cord is constructed of 24 AWG, unshielded, twisted pair, stranded, CM cable with enhanced performance modular plugs. The patented tangle free latch prevents snags and provides easy release saving time on frequent moves, adds, an | PC | 1 | 10 | 1 | 1 | 50.58
07498319233 | UTP6A10MOR | CU Patch Crd,Cat 6A,10m,OR | Category 6A, 10 Gb/s UTP patch cord with TX6A™ 10Gig™ Modular Plugs on each end, Orange, 10 meters. | PC | 1 | 1 | 1 | 1 | 50.58
07498319269 | UTP6A10MRD | CU Patch Crd,Cat 6A,10m,RD | Category 6A, 10 Gb/s UTP patch cord with TX6A™ 10Gig™ Modular Plugs on each end, Red, 10 meters. | PC | 1 | 10 | 1 | 1 | 50.58
07498319358 | UTP6A10MYL | CU Patch Crd,Cat 6A,10m,YL | Category 6A, 10 Gb/s UTP patch cord with TX6A™ 10Gig™ Modular Plugs on each end, Yellow, 10 meters. | PC | 1 | 10 | 1 | 1 | 50.58
07498312280 | UTP6A10OR | CU Patch Crd,Cat 6A,10ft,OR | Category 6A, 10 Gb/s UTP patch cord with TX6A™ 10Gig™ Modular Plugs on each end, Orange, 10.01 ft. | PC | 1 | 1 | 1 | 1 | 27.2
07498312277 | UTP6A10RD | CU Patch Crd,Cat 6A,10ft,RD | Category 6A, 10 Gb/s UTP patch cord with TX6A™ 10Gig™ Modular Plugs on each end, Red, 10 ft. | PC | 1 | 10 | 1 | 1 | 27.2
07498312281 | UTP6A10VL | CU Patch Crd,Cat 6A,10ft,VL | Category 6A, 10 Gb/s UTP patch cord with TX6A™ 10Gig™ Modular Plugs on each end, Violet, 10 ft. | PC | 1 | 1 | 1 | 1 | 27.2
07498312278 | UTP6A10YL | CU Patch Crd,Cat 6A,10ft,YL | Category 6A, 10 Gb/s UTP patch cord with TX6A™ 10Gig™ Modular Plugs on each end, Yellow, 10 ft. | PC | 1 | 10 | 1 | 1 | 27.2
07498319034 | UTP6A12BU | CU Patch Crd,Cat 6A,12ft,BU | Category 6A, 10 Gb/s UTP patch cord with TX6A™ 10Gig™ Modular Plugs on each end, Blue, 12 ft. | PC | 1 | 1 | 1 | 1 | 29.26
07498320381 | UTP6A12MGR | CU Patch Crd,Cat 6A,12m,GR | Category 6A, 10 Gb/s UTP patch cord with TX6A™ 10Gig™ Modular Plugs on each end. | PC | 1 | 1 | 1 | 1 | 57.3
07498312275 | UTP6A14 | CU Patch Crd,Cat 6A,14ft,IW | Category 6A, 10 Gb/s UTP patch cord with TX6A™ 10Gig™ Modular Plugs on each end, Off White, 14 ft. | PC | 1 | 1 | 1 | 1 | 31.32
07498309693 | UTP6A14BL | CU Patch Crd,Cat 6A,14ft,BL | Category 6A, 10 Gb/s UTP patch cord with TX6A™ 10Gig™ Modular Plugs on each end, Black, 14 ft. | PC | 1 | 1 | 1 | 1 | 31.32
07498320195 | UTP6A14MBU | CU Patch Crd,Cat 6A,14m,BU | Category 6A, 10 Gb/s UTP patch cord with TX6A™ 10Gig™ Modular Plugs on each end. | PC | 1 | 1 | 1 | 1 | 64.08
07498312283 | UTP6A14YL | CU Patch Crd,Cat 6A,14ft,YL | Category 6A, 10 Gb/s UTP patch cord with TX6A™ 10Gig™ Modular Plugs on each end, Yellow, 14 ft. | PC | 1 | 1 | 1 | 1 | 31.32
07498319071 | UTP6A15 | CU Patch Crd,Cat 6A,15ft,IW | The TX6A™ Cat 6A UTP Patch Cord is constructed of 24 AWG, unshielded, twisted pair, stranded, CM cable with enhanced performance modular plugs. The patented tangle free latch prevents snags and provides easy release saving time on frequent moves, adds, an | PC | 1 | 10 | 1 | 1 | 32.34
07498319036 | UTP6A15BU | CU Patch Crd,Cat 6A,15ft,BU | The TX6A™ Cat 6A UTP Patch Cord is constructed of 24 AWG, unshielded, twisted pair, stranded, CM cable with enhanced performance modular plugs. The patented tangle free latch prevents snags and provides easy release saving time on frequent moves, adds, an | PC | 1 | 10 | 1 | 1 | 32.34
07498319091 | UTP6A15M | CU Patch Crd,Cat 6A,15m,IW | Category 6A, 10 Gb/s UTP patch cord with TX6A™ 10Gig™ Modular Plugs on each end, Off White, 4.6 meters. | PC | 1 | 1 | 1 | 1 | 67.42
07498319122 | UTP6A15MBL | CU Patch Crd,Cat 6A,15m,BL | Category 6A, 10 Gb/s UTP patch cord with TX6A™ 10Gig™ Modular Plugs on each end, Black, 15 meters. | PC | 1 | 1 | 1 | 1 | 67.42
07498319060 | UTP6A15MBU | CU Patch Crd,Cat 6A,15m,BU | Category 6A, 10 Gb/s UTP patch cord with TX6A™ 10Gig™ Modular Plugs on each end, Blue, 4.6 meters. | PC | 1 | 1 | 1 | 1 | 67.42
07498319234 | UTP6A15MOR | CU Patch Crd,Cat 6A,15m,OR | Category 6A, 10 Gb/s UTP patch cord with TX6A™ 10Gig™ Modular Plugs on each end, Orange, 4.6 meters. | PC | 1 | 1 | 1 | 1 | 67.42
07498319270 | UTP6A15MRD | CU Patch Crd,Cat 6A,15m,RD | Category 6A, 10 Gb/s UTP patch cord with TX6A™ 10Gig™ Modular Plugs on each end, Red, 4.6 meters. | PC | 1 | 1 | 1 | 1 | 67.42
07498319307 | UTP6A15MVL | CU Patch Crd,Cat 6A,15m,VL | Category 6A, 10 Gb/s UTP patch cord with TX6A™ 10Gig™ Modular Plugs on each end, Violet, 4.6 meters. | PC | 1 | 1 | 1 | 1 | 67.42
07498319210 | UTP6A15OR | CU Patch Crd,Cat 6A,15ft,OR | Category 6A, 10 Gb/s UTP patch cord with TX6A™ 10Gig™ Modular Plugs on each end, Orange, 15 ft. | PC | 1 | 1 | 1 | 1 | 32.34
07498319283 | UTP6A15VL | CU Patch Crd,Cat 6A,15ft,VL | Category 6A, 10 Gb/s UTP patch cord with TX6A™ 10Gig™ Modular Plugs on each end, Violet, 15 ft. | PC | 1 | 1 | 1 | 1 | 32.34
07498319038 | UTP6A17BU | CU Patch Crd,Cat 6A,17ft,BU | Category 6A, 10 Gb/s UTP patch cord with TX6A™ 10Gig™ Modular Plugs on each end, Blue, 17 ft. | PC | 1 | 1 | 1 | 1 | 34.4
07498319339 | UTP6A18YL | CU Patch Crd,Cat 6A,18ft,YL | Category 6A, 10 Gb/s UTP patch cord with TX6A™ 10Gig™ Modular Plugs on each end, Yellow, 18 ft. | PC | 1 | 1 | 1 | 1 | 35.42
07498399480 | UTP6A1BU | CU Patch Crd,Cat 6A,1ft,BU | The TX6A™ Cat 6A UTP Patch Cord is constructed of 24 AWG, unshielded, twisted pair, stranded, CM cable with enhanced performance modular plugs. The patented tangle free latch prevents snags and provides easy release saving time on frequent moves, adds, an | PC | 1 | 10 | 1 | 1 | 17.98
07498399499 | UTP6A1GR | CU Patch Crd,Cat 6A,1ft,GR | Category 6A, 10 Gb/s UTP patch cord with TX6A™ 10Gig™ Modular Plugs on each end. | PC | 1 | 10 | 1 | 1 | 17.98
07498399498 | UTP6A1GY | CU Patch Crd,Cat 6A,1ft,GY | Category 6A, 10 Gb/s UTP patch cord with TX6A™ 10Gig™ Modular Plugs on each end. | PC | 1 | 1 | 1 | 1 | 17.98
07498319082 | UTP6A1M | CU Patch Crd,Cat 6A,1m,IW | The TX6A™ Cat 6A UTP Patch Cord is constructed of 24 AWG, unshielded, twisted pair, stranded, CM cable with enhanced performance modular plugs. The patented tangle free latch prevents snags and provides easy release saving time on frequent moves, adds, an | PC | 1 | 10 | 1 | 1 | 20.32
07498319051 | UTP6A1MBU | CU Patch Crd,Cat 6A,1m,BU | The TX6A™ Cat 6A UTP Patch Cord is constructed of 24 AWG, unshielded, twisted pair, stranded, CM cable with enhanced performance modular plugs. The patented tangle free latch prevents snags and provides easy release saving time on frequent moves, adds, an | PC | 1 | 10 | 1 | 1 | 20.32
07498319180 | UTP6A1MGR | CU Patch Crd,Cat 6A,1m,GR | Category 6A, 10 Gb/s UTP patch cord with TX6A™ 10Gig™ Modular Plugs on each end, Green, 1 meter. | PC | 1 | 10 | 1 | 1 | 20.32
07498331966 | UTP6A1MGY | CU Patch Crd,Cat 6A,1m,GY | Category 6A, 10 Gb/s UTP patch cord with TX6A™ 10Gig™ Modular Plugs on each end, Gray, 1 meter. | PC | 1 | 1 | 1 | 1 | 20.32
07498319295 | UTP6A1MVL | CU Patch Crd,Cat 6A,1m,VL | Category 6A, 10 Gb/s UTP patch cord with TX6A™ 10Gig™ Modular Plugs on each end, Violet, 1 meter. | PC | 1 | 1 | 1 | 1 | 20.32
07498319347 | UTP6A1MYL | CU Patch Crd,Cat 6A,1m,YL | Category 6A, 10 Gb/s UTP patch cord with TX6A™ 10Gig™ Modular Plugs on each end, Yellow, 1 meter. | PC | 1 | 10 | 1 | 1 | 20.32
07498399515 | UTP6A1OR | CU Patch Crd,Cat 6A,1ft,OR | Category 6A, 10 Gb/s UTP patch cord with TX6A™ 10Gig™ Modular Plugs on each end. | PC | 1 | 1 | 1 | 1 | 17.98
07498399531 | UTP6A1VL | CU Patch Crd,Cat 6A,1ft,VL | Category 6A, 10 Gb/s UTP patch cord with TX6A™ 10Gig™ Modular Plugs on each end. | PC | 1 | 1 | 1 | 1 | 17.98
07498399537 | UTP6A1YL | CU Patch Crd,Cat 6A,1ft,YL | Category 6A, 10 Gb/s UTP patch cord with TX6A™ 10Gig™ Modular Plugs on each end. | PC | 1 | 10 | 1 | 1 | 17.98
07498319309 | UTP6A20MVL | CU Patch Crd,Cat 6A,20m,VL | Category 6A, 10 Gb/s UTP patch cord with TX6A™ 10Gig™ Modular Plugs on each end, Violet, 20m | PC | 1 | 1 | 1 | 1 | 84.26
07498319361 | UTP6A20MYL | CU Patch Crd,Cat 6A,20m,YL | Category 6A, 10 Gb/s UTP patch cord with TX6A™ 10Gig™ Modular Plugs on each end, Yellow, 20 meters. | PC | 1 | 1 | 1 | 1 | 84.26
07498319076 | UTP6A25 | CU Patch Crd,Cat 6A,25ft,IW | Category 6A, 10 Gb/s UTP patch cord with TX6A™ 10Gig™ Modular Plugs on each end, Off White, 25 ft. | PC | 1 | 10 | 1 | 1 | 42.62
07498398294 | UTP6A27GR | CU Patch Crd,Cat 6A,27ft,GR | Category 6A, 10 Gb/s UTP patch cord with TX6A™ 10Gig™ Modular Plugs on each end. | PC | 1 | 1 | 1 | 1 | 44.64
07498399550 | UTP6A2GR | CU Patch Crd,Cat 6A,2ft,GR | Category 6A, 10 Gb/s UTP patch cord with TX6A™ 10Gig™ Modular Plugs on each end. | PC | 1 | 10 | 1 | 1 | 19.02
07498319083 | UTP6A2M | CU Patch Crd,Cat 6A,2m,IW | The TX6A™ Cat 6A UTP Patch Cord is constructed of 24 AWG, unshielded, twisted pair, stranded, CM cable with enhanced performance modular plugs. The patented tangle free latch prevents snags and provides easy release saving time on frequent moves, adds, an | PC | 1 | 10 | 1 | 1 | 23.7
07498319114 | UTP6A2MBL | CU Patch Crd,Cat 6A,2m,BL | Category 6A, 10 Gb/s UTP patch cord with TX6A™ 10Gig™ Modular Plugs on each end, Black, 2 meters. | PC | 1 | 10 | 1 | 1 | 23.7
07498319053 | UTP6A2MBU | CU Patch Crd,Cat 6A,2m,BU | The TX6A™ Cat 6A UTP Patch Cord is constructed of 24, AWG unshielded, twisted pair, stranded, CM cable with enhanced performance modular plugs. The patented tangle free latch prevents snags and provides easy release saving time on frequent moves, adds, an | PC | 1 | 10 | 1 | 1 | 23.7
07498331968 | UTP6A2MGY | CU Patch Crd,Cat 6A,2m,GY | Category 6A, 10 Gb/s UTP patch cord with TX6A™ 10Gig™ Modular Plugs on each end, Gray, 2 meters. | PC | 1 | 1 | 1 | 1 | 23.7
07498319223 | UTP6A2MOR | CU Patch Crd,Cat 6A,2m,OR | Category 6A, 10 Gb/s UTP patch cord with TX6A™ 10Gig™ Modular Plugs on each end, Orange, 2 meters. | PC | 1 | 1 | 1 | 1 | 23.7
07498319298 | UTP6A2MVL | CU Patch Crd,Cat 6A,2m,VL | Category 6A, 10 Gb/s UTP patch cord with TX6A™ 10Gig™ Modular Plugs on each end, Violet, 2 meters. | PC | 1 | 1 | 1 | 1 | 23.7
07498319350 | UTP6A2MYL | CU Patch Crd,Cat 6A,2m,YL | Category 6A, 10 Gb/s UTP patch cord with TX6A™ 10Gig™ Modular Plugs on each end, Yellow, 2 meters. | PC | 1 | 10 | 1 | 1 | 23.7
07498399564 | UTP6A2VL | CU Patch Crd,Cat 6A,2ft,VL | Category 6A, 10 Gb/s UTP patch cord with TX6A™ 10Gig™ Modular Plugs on each end. | PC | 1 | 1 | 1 | 1 | 19.02
07498319094 | UTP6A30M | CU Patch Crd,Cat 6A,30m,IW | Category 6A, 10 Gb/s UTP patch cord with TX6A™ 10Gig™ Modular Plugs on each end. | PC | 1 | 1 | 1 | 1 | 117.9
07498398338 | UTP6A33BU | CU Patch Crd,Cat 6A,33ft,BU | Category 6A, 10 Gb/s UTP patch cord with TX6A™ 10Gig™ Modular Plugs on each end. | PC | 1 | 1 | 1 | 1 | 50.8
07498309688 | UTP6A3BU | CU Patch Crd,Cat 6A,3ft,BU | The TX6A™ Cat 6A UTP Patch Cord is constructed of 24 AWG, unshielded, twisted pair, stranded, CM cable with enhanced performance modular plugs. The patented tangle free latch prevents snags and provides easy release saving time on frequent moves, adds, an | PC | 1 | 10 | 1 | 1 | 20.06
07498319085 | UTP6A3M | CU Patch Crd,Cat 6A,3m,IW | The TX6A™ Cat 6A UTP Patch Cord is constructed of 24 AWG, unshielded, twisted pair, stranded, CM cable with enhanced performance modular plugs. The patented tangle free latch prevents snags and provides easy release saving time on frequent moves, adds, an | PC | 1 | 10 | 1 | 1 | 27.04
07498319115 | UTP6A3MBL | CU Patch Crd,Cat 6A,3m,BL | Category 6A, 10 Gb/s UTP patch cord with TX6A™ 10Gig™ Modular Plugs on each end, Black, 3 meters. | PC | 1 | 10 | 1 | 1 | 27.04
07498319054 | UTP6A3MBU | CU Patch Crd,Cat 6A,3m,BU | The TX6A™ Cat 6A UTP Patch Cord is constructed of 24 AWG, unshielded, twisted pair, stranded, CM cable with enhanced performance modular plugs. The patented tangle free latch prevents snags and provides easy release saving time on frequent moves, adds, an | PC | 1 | 10 | 1 | 1 | 27.04
07498331970 | UTP6A3MGY | CU Patch Crd,Cat 6A,3m,GY | Category 6A, 10 Gb/s UTP patch cord with TX6A™ 10Gig™ Modular Plugs on each end. | PC | 1 | 1 | 1 | 1 | 27.04
07498319262 | UTP6A3MRD | CU Patch Crd,Cat 6A,3m,RD | Category 6A, 10 Gb/s UTP patch cord with TX6A™ 10Gig™ Modular Plugs on each end, Red, 3 meters. | PC | 1 | 10 | 1 | 1 | 27.04
07498319351 | UTP6A3MYL | CU Patch Crd,Cat 6A,3m,YL | Category 6A, 10 Gb/s UTP patch cord with TX6A™ 10Gig™ Modular Plugs on each end, Yellow, 3 meters. | PC | 1 | 10 | 1 | 1 | 27.04
07498312302 | UTP6A3OR | CU Patch Crd,Cat 6A,3ft,OR | Category 6A, 10 Gb/s UTP patch cord with TX6A™ 10Gig™ Modular Plugs on each end, Orange, 3 ft. | PC | 1 | 1 | 1 | 1 | 20.06
07498312293 | UTP6A3RD | CU Patch Crd,Cat 6A,3ft,RD | Category 6A, 10 Gb/s UTP patch cord with TX6A™ 10Gig™ Modular Plugs on each end, Red, 3 ft. | PC | 1 | 10 | 1 | 1 | 20.06
07498312309 | UTP6A3VL | CU Patch Crd,Cat 6A,3ft,VL | Category 6A, 10 Gb/s UTP patch cord with TX6A™ 10Gig™ Modular Plugs on each end, Violet, 3 ft. | PC | 1 | 1 | 1 | 1 | 20.06
07498312296 | UTP6A3YL | CU Patch Crd,Cat 6A,3ft,YL | Category 6A, 10 Gb/s UTP patch cord with TX6A™ 10Gig™ Modular Plugs on each end, Yellow, 3 ft. | PC | 1 | 10 | 1 | 1 | 20.06
07498319064 | UTP6A4 | CU Patch Crd,Cat 6A,4ft,IW | Category 6A, 10 Gb/s UTP patch cord with TX6A™ 10Gig™ Modular Plugs on each end, Off White, 4 ft. | PC | 1 | 1 | 1 | 1 | 21.04
07498319033 | UTP6A4BU | CU Patch Crd,Cat 6A,4ft,BU | Category 6A, 10 Gb/s UTP patch cord with TX6A™ 10Gig™ Modular Plugs on each end, Blue, 4 ft. | PC | 1 | 1 | 1 | 1 | 21.04
07498319162 | UTP6A4GR | CU Patch Crd,Cat 6A,4ft,GR | Category 6A, 10 Gb/s UTP patch cord with TX6A™ 10Gig™ Modular Plugs on each end, Green, 4 ft. | PC | 1 | 1 | 1 | 1 | 21.04
07498319276 | UTP6A4VL | CU Patch Crd,Cat 6A,4ft,VL | Category 6A, 10 Gb/s UTP patch cord with TX6A™ 10Gig™ Modular Plugs on each end, Violet, 4 ft. | PC | 1 | 1 | 1 | 1 | 21.04
07498312272 | UTP6A5 | CU Patch Crd,Cat 6A,5ft,IW | The TX6A™ Cat 6A UTP Patch Cord is constructed of 24 AWG, unshielded, twisted pair, stranded, CM cable with enhanced performance modular plugs. The patented tangle free latch prevents snags and provides easy release saving time on frequent moves, adds, an | PC | 1 | 10 | 1 | 1 | 22.08
07498344066 | UTP6A50M | Copper Patch Cord, Cat 6A, Off White UTP | Category 6A, 10 Gb/s UTP patch cord with TX6A™ 10Gig™ Modular Plugs on each end. | PC | 1 | 1 | 1 | 1 | 186.1
07498339878 | UTP6A50MBU | Copper Patch Cord, Cat 6A, Blue UTP Cabl | Category 6A, 10 Gb/s UTP patch cord with TX6A™ 10Gig™ Modular Plugs on each end. | PC | 1 | 1 | 1 | 1 | 186.1
07498309689 | UTP6A5BL | CU Patch Crd,Cat 6A,5ft,BL | Category 6A, 10 Gb/s UTP patch cord with TX6A™ 10Gig™ Modular Plugs on each end, Black, 5 ft. | PC | 1 | 10 | 1 | 1 | 22.08
07498309715 | UTP6A5BU | CU Patch Crd,Cat 6A,5ft,BU | The TX6A™ Cat 6A UTP Patch Cord is constructed of 24 AWG, unshielded, twisted pair, stranded, CM cable with enhanced performance modular plugs. The patented tangle free latch prevents snags and provides easy release saving time on frequent moves, adds, an | PC | 1 | 10 | 1 | 1 | 22.08
07498312300 | UTP6A5GR | CU Patch Crd,Cat 6A,5ft,GR | Category 6A, 10 Gb/s UTP patch cord with TX6A™ 10Gig™ Modular Plugs on each end, Green, 5 ft. | PC | 1 | 10 | 1 | 1 | 22.08
07498319087 | UTP6A5M | CU Patch Crd,Cat 6A,5m,IW | The TX6A™ Cat 6A UTP Patch Cord is constructed of 24 AWG, unshielded, twisted pair, stranded, CM cable with enhanced performance modular plugs. The patented tangle free latch prevents snags and provides easy release saving time on frequent moves, adds, an | PC | 1 | 10 | 1 | 1 | 33.78
07498319118 | UTP6A5MBL | CU Patch Crd,Cat 6A,5m,BL | Category 6A, 10 Gb/s UTP patch cord with TX6A™ 10Gig™ Modular Plugs on each end, Black, 5 meters. | PC | 1 | 10 | 1 | 1 | 33.78
07498319056 | UTP6A5MBU | CU Patch Crd,Cat 6A,5m,BU | The TX6A™ Cat 6A UTP Patch Cord is constructed of 24 AWG, unshielded, twisted pair, stranded, CM cable with enhanced performance modular plugs. The patented tangle free latch prevents snags and provides easy release saving time on frequent moves, adds, an | PC | 1 | 10 | 1 | 1 | 33.78
07498331972 | UTP6A5MGY | CU Patch Crd,Cat 6A,5m,GY | Category 6A, 10 Gb/s UTP patch cord with TX6A™ 10Gig™ Modular Plugs on each end. | PC | 1 | 1 | 1 | 1 | 33.78
07498319228 | UTP6A5MOR | CU Patch Crd,Cat 6A,5m,OR | Category 6A, 10 Gb/s UTP patch cord with TX6A™ 10Gig™ Modular Plugs on each end, Orange, 5 meters. | PC | 1 | 1 | 1 | 1 | 33.78
07498319264 | UTP6A5MRD | CU Patch Crd,Cat 6A,5m,RD | Category 6A, 10 Gb/s UTP patch cord with TX6A™ 10Gig™ Modular Plugs on each end, Red, 5 meters. | PC | 1 | 10 | 1 | 1 | 33.78
07498319301 | UTP6A5MVL | CU Patch Crd,Cat 6A,5m,VL | Category 6A, 10 Gb/s UTP patch cord with TX6A™ 10Gig™ Modular Plugs on each end, Violet, 5 meters. | PC | 1 | 1 | 1 | 1 | 33.78
07498319353 | UTP6A5MYL | CU Patch Crd,Cat 6A,5m,YL | Category 6A, 10 Gb/s UTP patch cord with TX6A™ 10Gig™ Modular Plugs on each end, Yellow, 5 meters. | PC | 1 | 10 | 1 | 1 | 33.78
07498312294 | UTP6A5RD | CU Patch Crd,Cat 6A,5ft,RD | Category 6A, 10 Gb/s UTP patch cord with TX6A™ 10Gig™ Modular Plugs on each end, Red, 5 ft. | PC | 1 | 10 | 1 | 1 | 22.08
07498312297 | UTP6A5YL | CU Patch Crd,Cat 6A,5ft,YL | Category 6A, 10 Gb/s UTP patch cord with TX6A™ 10Gig™ Modular Plugs on each end, Yellow, 5 ft. | PC | 1 | 10 | 1 | 1 | 22.08
07498319065 | UTP6A6 | CU Patch Crd,Cat 6A,6ft,IW | Category 6A, 10 Gb/s UTP patch cord with TX6A™ 10Gig™ Modular Plugs on each end, Off White, 6 ft. | PC | 1 | 1 | 1 | 1 | 23.1
07498319163 | UTP6A6GR | CU Patch Crd,Cat 6A,6ft,GR | Category 6A, 10 Gb/s UTP patch cord with TX6A™ 10Gig™ Modular Plugs on each end, Green, 6 ft. | PC | 1 | 1 | 1 | 1 | 23.1
07498319088 | UTP6A6M | CU Patch Crd,Cat 6A,6m,IW | Category 6A, 10 Gb/s UTP patch cord with TX6A™ 10Gig™ Modular Plugs on each end, Off White, 6 meters. | PC | 1 | 1 | 1 | 1 | 37.12
07498319057 | UTP6A6MBU | CU Patch Crd,Cat 6A,6m,BU | Category 6A, 10 Gb/s UTP patch cord with TX6A™ 10Gig™ Modular Plugs on each end, Blue, 6 meters. | PC | 1 | 1 | 1 | 1 | 37.12
07498319205 | UTP6A6OR | CU Patch Crd,Cat 6A,6ft,OR | Category 6A, 10 Gb/s UTP patch cord with TX6A™ 10Gig™ Modular Plugs on each end, Orange, 6 ft. | PC | 1 | 1 | 1 | 1 | 23.1
07498319330 | UTP6A6YL | CU Patch Crd,Cat 6A,6ft,YL | Category 6A, 10 Gb/s UTP patch cord with TX6A™ 10Gig™ Modular Plugs on each end, Yellow, 6 ft. | PC | 1 | 1 | 1 | 1 | 23.1
07498312273 | UTP6A7 | CU Patch Crd,Cat 6A,7ft,IW | The TX6A™ Cat 6A UTP Patch Cord is constructed of 24 AWG, unshielded, twisted pair, stranded, CM cable with enhanced performance modular plugs. The patented tangle free latch prevents snags and provides easy release saving time on frequent moves, adds, an | PC | 1 | 10 | 1 | 1 | 24.14
07498339628 | UTP6A7-Q | CU Patch Crd,Cat 6A,7ft,IW,Bulk25 |  | PC | 1 | 25 | 25 | 1 | 24.14
07498309691 | UTP6A7BL | CU Patch Crd,Cat 6A,7ft,BL | Category 6A, 10 Gb/s UTP patch cord with TX6A™ 10Gig™ Modular Plugs on each end, Black, 7 ft. | PC | 1 | 10 | 1 | 1 | 24.14
07498309716 | UTP6A7BU | CU Patch Crd,Cat 6A,7ft,BU | The TX6A™ Cat 6A UTP Patch Cord is constructed of 24 AWG, unshielded, twisted pair, stranded, CM cable with enhanced performance modular plugs. The patented tangle free latch prevents snags and provides easy release saving time on frequent moves, adds, an | PC | 1 | 10 | 1 | 1 | 24.14
07498312301 | UTP6A7GR | CU Patch Crd,Cat 6A,7ft,GR | Category 6A, 10 Gb/s UTP patch cord with TX6A™ 10Gig™ Modular Plugs on each end, Green, 7 ft. | PC | 1 | 10 | 1 | 1 | 24.14
07498331947 | UTP6A7GY | CU Patch Crd,Cat 6A,7ft,GY | Category 6A, 10 Gb/s UTP patch cord with TX6A™ 10Gig™ Modular Plugs on each end. | PC | 1 | 1 | 1 | 1 | 24.14
07498319089 | UTP6A7M | CU Patch Crd,Cat 6A,7m,IW | Category 6A, 10 Gb/s UTP patch cord with TX6A™ 10Gig™ Modular Plugs on each end, Off White, 7 meters. | PC | 1 | 10 | 1 | 1 | 40.5
07498319058 | UTP6A7MBU | CU Patch Crd,Cat 6A,7m,BU | Category 6A, 10 Gb/s UTP patch cord with TX6A™ 10Gig™ Modular Plugs on each end, Blue, 7 meters. | PC | 1 | 10 | 1 | 1 | 40.5
07498319230 | UTP6A7MOR | CU Patch Crd,Cat 6A,7m,OR | Category 6A, 10 Gb/s UTP patch cord with TX6A™ 10Gig™ Modular Plugs on each end, Orange, 7 meters. | PC | 1 | 1 | 1 | 1 | 40.5
07498312304 | UTP6A7OR | CU Patch Crd,Cat 6A,7ft,OR | Category 6A, 10 Gb/s UTP patch cord with TX6A™ 10Gig™ Modular Plugs on each end, Orange, 7 ft. | PC | 1 | 1 | 1 | 1 | 24.14
07498312295 | UTP6A7RD | CU Patch Crd,Cat 6A,7ft,RD | Category 6A, 10 Gb/s UTP patch cord with TX6A™ 10Gig™ Modular Plugs on each end, Red, 7 ft. | PC | 1 | 10 | 1 | 1 | 24.14
07498312298 | UTP6A7YL | CU Patch Crd,Cat 6A,7ft,YL | Category 6A, 10 Gb/s UTP patch cord with TX6A™ 10Gig™ Modular Plugs on each end, Yellow, 7 ft. | PC | 1 | 10 | 1 | 1 | 24.14
07498319066 | UTP6A8 | CU Patch Crd,Cat 6A,8ft,IW | Category 6A, 10 Gb/s UTP patch cord with TX6A™ 10Gig™ Modular Plugs on each end, Off White, 8 ft. | PC | 1 | 1 | 1 | 1 | 25.16
07498319041 | UTP6A8BU | CU Patch Crd,Cat 6A,8ft,BU | Category 6A, 10 Gb/s UTP patch cord with TX6A™ 10Gig™ Modular Plugs on each end, Blue, 8 ft. | PC | 1 | 1 | 1 | 1 | 25.16
07498319067 | UTP6A9 | CU Patch Crd,Cat 6A,9ft,IW | Category 6A, 10 Gb/s UTP patch cord with TX6A™ 10Gig™ Modular Plugs on each end, Off White, 9 ft. | PC | 1 | 1 | 1 | 1 | 26.18
07498319042 | UTP6A9BU | CU Patch Crd,Cat 6A,9ft,BU | Category 6A, 10 Gb/s UTP patch cord with TX6A™ 10Gig™ Modular Plugs on each end, Blue, 9 ft. | PC | 1 | 1 | 1 | 1 | 26.18
07498319146 | UTP6A9MBU | CU Patch Crd,Cat 6A,9m,BU | Category 6A, 10 Gb/s UTP patch cord with TX6A™ 10Gig™ Modular Plugs on each end, Blue, 9 meters. | PC | 1 | 1 | 1 | 1 | 47.22
07498319207 | UTP6A9OR | CU Patch Crd,Cat 6A,9ft,OR | Category 6A, 10 Gb/s UTP patch cord with TX6A™ 10Gig™ Modular Plugs on each end, Orange, 9 ft. | PC | 1 | 1 | 1 | 1 | 26.18
07498319332 | UTP6A9YL | CU Patch Crd,Cat 6A,9ft,YL | Category 6A, 10 Gb/s UTP patch cord with TX6A™ 10Gig™ Modular Plugs on each end, Yellow, 9 ft. | PC | 1 | 1 | 1 | 1 | 26.18
07498322869 | UTP6ASD0.5MBU | CU Patch Crd,Cat 6A,SD,0.5m,BU | Category 6A (SD), 10 Gb/s UTP patch cord with TX6A™ 10Gig™ Modular Plugs on each end. | PC | 1 | 1 | 1 | 1 | 18.64
07498322870 | UTP6ASD0.5MGR | CU Patch Crd,Cat 6A,SD,0.5m,GR | Category 6A (SD), 10 Gb/s UTP patch cord with TX6A™ 10Gig™ Modular Plugs on each end. | PC | 1 | 1 | 1 | 1 | 18.64
07498320212 | UTP6ASD1 | CU Patch Crd,Cat 6A,SD,1ft,IW | Category 6A (SD), 10 Gb/s UTP patch cord with TX6A™ 10Gig™ Modular Plugs on each end. | PC | 1 | 1 | 1 | 1 | 17.98
07498340744 | UTP6ASD1-Q | CU Patch Crd,Cat 6A,SD,1ft,IW,Bulk25 | Category 6A (SD), 10 Gb/s UTP patch cord with TX6A™ 10Gig™ Modular Plugs on each end. | PC | 1 | 25 | 25 | 1 | 17.98
07498331105 | UTP6ASD1.5M | CU Patch Crd,Cat 6A,SD,1.5m,IW | The TX6A-SD™ 10Gig, UTP, Category 6A patch cord with MaTriX technology has a TX6A™ 10Gig™ Modular Plug on each end. The integral pair manager optimizes performance by reducing untwist at the plug. The patented tangle-free latch prevents snags and provides | PC | 1 | 10 | 1 | 1 | 21.98
07498331106 | UTP6ASD1.5MBU | CU Patch Crd,Cat 6A,SD,1.5m,BU | The TX6A-SD™ 10Gig, UTP, Category 6A patch cord with MaTriX technology has a TX6A™ 10Gig™ Modular Plug on each end. The integral pair manager optimizes performance by reducing untwist at the plug. The patented tangle-free latch prevents snags and provides | PC | 1 | 10 | 1 | 1 | 21.98
07498331108 | UTP6ASD1.5MGR | CU Patch Crd,Cat 6A,SD,1.5m,GR | Category 6A (SD), 10 Gb/s UTP patch cord with TX6A™ 10Gig™ Modular Plugs on each end. | PC | 1 | 1 | 1 | 1 | 21.98
07498331110 | UTP6ASD1.5MRD | CU Patch Crd,Cat 6A,SD,1.5m,RD | Category 6A (SD), 10 Gb/s UTP patch cord with TX6A™ 10Gig™ Modular Plugs on each end. | PC | 1 | 1 | 1 | 1 | 21.98
07498331111 | UTP6ASD1.5MYL | CU Patch Crd,Cat 6A,SD,1.5m,YL | Category 6A (SD), 10 Gb/s UTP patch cord with TX6A™ 10Gig™ Modular Plugs on each end. | PC | 1 | 1 | 1 | 1 | 21.98
07498330978 | UTP6ASD10 | CU Patch Crd,Cat 6A,SD,10ft,IW | Category 6A (SD), 10 Gb/s UTP patch cord with TX6A™ 10Gig™ Modular Plugs on each end. Off White, 10 ft. | PC | 1 | 1 | 1 | 1 | 27.2
07498330981 | UTP6ASD10GR | CU Patch Crd,Cat 6A,SD,10ft,GR | Category 6A (SD), 10 Gb/s UTP patch cord with TX6A™ 10Gig™ Modular Plugs on each end. Green, 10 ft. | PC | 1 | 1 | 1 | 1 | 27.2
07498331173 | UTP6ASD10MBU | CU Patch Crd,Cat 6A,SD,10m,BU | Category 6A (SD), 10 Gb/s UTP patch cord with TX6A™ 10Gig™ Modular Plugs on each end, Blue, 10 meters. | PC | 1 | 1 | 1 | 1 | 50.58
07498331177 | UTP6ASD10MGR | CU Patch Crd,Cat 6A,SD,10m,GR | Category 6A (SD), 10 Gb/s UTP patch cord with TX6A™ 10Gig™ Modular Plugs on each end, Green, 10 meters. | PC | 1 | 1 | 1 | 1 | 50.58
07498331176 | UTP6ASD10MYL | CU Patch Crd,Cat 6A,SD,10m,YL | Category 6A (SD), 10 Gb/s UTP patch cord with TX6A™ 10Gig™ Modular Plugs on each end, Yellow, 10 meters. | PC | 1 | 1 | 1 | 1 | 50.58
07498330983 | UTP6ASD10RD | CU Patch Crd,Cat 6A,SD,10ft,RD | Category 6A (SD), 10 Gb/s UTP patch cord with TX6A™ 10Gig™ Modular Plugs on each end. Red, 10 ft. | PC | 1 | 1 | 1 | 1 | 27.2
07498330985 | UTP6ASD10VL | CU Patch Crd,Cat 6A,SD,10ft,VL | Category 6A (SD), 10 Gb/s UTP patch cord with TX6A™ 10Gig™ Modular Plugs on each end. Violet, 10 ft. | PC | 1 | 1 | 1 | 1 | 27.2
07498330984 | UTP6ASD10YL | CU Patch Crd,Cat 6A,SD,10ft,YL | Category 6A (SD), 10 Gb/s UTP patch cord with TX6A™ 10Gig™ Modular Plugs on each end. Yellow, 10 ft. | PC | 1 | 1 | 1 | 1 | 27.2
07498330994 | UTP6ASD12 | CU Patch Crd,Cat 6A,SD,12ft,IW | Category 6A (SD), 10 Gb/s UTP patch cord with TX6A™ 10Gig™ Modular Plugs on each end. Off White, 12 ft. | PC | 1 | 1 | 1 | 1 | 29.26
07498330996 | UTP6ASD12BL | CU Patch Crd,Cat 6A,SD,12ft,BL | Category 6A (SD), 10 Gb/s UTP patch cord with TX6A™ 10Gig™ Modular Plugs on each end. Black, 12 ft. | PC | 1 | 1 | 1 | 1 | 29.26
07498330995 | UTP6ASD12BU | CU Patch Crd,Cat 6A,SD,12ft,BU | Category 6A (SD), 10 Gb/s UTP patch cord with TX6A™ 10Gig™ Modular Plugs on each end. Blue, 12 ft. | PC | 1 | 1 | 1 | 1 | 29.26
07498330997 | UTP6ASD12VL | CU Patch Crd,Cat 6A,SD,12ft,VL | Category 6A (SD), 10 Gb/s UTP patch cord with TX6A™ 10Gig™ Modular Plugs on each end. Violet, 12 ft. | PC | 1 | 1 | 1 | 1 | 29.26
07498330998 | UTP6ASD12YL | CU Patch Crd,Cat 6A,SD,12ft,YL | Category 6A (SD), 10 Gb/s UTP patch cord with TX6A™ 10Gig™ Modular Plugs on each end. Yellow, 12 ft. | PC | 1 | 1 | 1 | 1 | 29.26
07498331012 | UTP6ASD14BU | CU Patch Crd,Cat 6A,SD,14ft,BU | Category 6A (SD), 10 Gb/s UTP patch cord with TX6A™ 10Gig™ Modular Plugs on each end. Blue, 14 ft. | PC | 1 | 1 | 1 | 1 | 31.32
07498331013 | UTP6ASD14GR | CU Patch Crd,Cat 6A,SD,14ft,GR | Category 6A (SD), 10 Gb/s UTP patch cord with TX6A™ 10Gig™ Modular Plugs on each end. Green, 14 ft. | PC | 1 | 1 | 1 | 1 | 31.32
07498391954 | UTP6ASD14GY | CU Patch Crd,Cat 6A,SD,14ft,GY | Category 6A (SD), 10 Gb/s UTP patch cord with TX6A™ 10Gig™ Modular Plugs on each end. Gray, 14 ft. | PC | 1 | 1 | 1 | 1 | 31.32
07498331015 | UTP6ASD14YL | CU Patch Crd,Cat 6A,SD,14ft,YL | Category 6A (SD), 10 Gb/s UTP patch cord with TX6A™ 10Gig™ Modular Plugs on each end. Yellow, 14 ft. | PC | 1 | 1 | 1 | 1 | 31.32
07498331018 | UTP6ASD15 | CU Patch Crd,Cat 6A,SD,15ft,IW | Category 6A (SD), 10 Gb/s UTP patch cord with TX6A™ 10Gig™ Modular Plugs on each end. Off White, 15 ft. | PC | 1 | 1 | 1 | 1 | 32.34
07498331019 | UTP6ASD15BU | CU Patch Crd,Cat 6A,SD,15ft,BU | Category 6A (SD), 10 Gb/s UTP patch cord with TX6A™ 10Gig™ Modular Plugs on each end. Blue, 15 ft. | PC | 1 | 1 | 1 | 1 | 32.34
07498391955 | UTP6ASD15GY | CU Patch Crd,Cat 6A,SD,15ft,GY | Category 6A (SD), 10 Gb/s UTP patch cord with TX6A™ 10Gig™ Modular Plugs on each end. Gray, 15 ft. | PC | 1 | 1 | 1 | 1 | 32.34
07498331180 | UTP6ASD15M | CU Patch Crd,Cat 6A,SD,15m,IW | Category 6A (SD), 10 Gb/s UTP patch cord with TX6A™ 10Gig™ Modular Plugs on each end, White, 15 meters. | PC | 1 | 1 | 1 | 1 | 67.42
07498331181 | UTP6ASD15MBU | CU Patch Crd,Cat 6A,SD,15m,BU | Category 6A (SD), 10 Gb/s UTP patch cord with TX6A™ 10Gig™ Modular Plugs on each end, Blue, 15 meters. | PC | 1 | 1 | 1 | 1 | 67.42
07498331022 | UTP6ASD15OR | CU Patch Crd,Cat 6A,SD,15ft,OR | Category 6A (SD), 10 Gb/s UTP patch cord with TX6A™ 10Gig™ Modular Plugs on each end. Orange, 15 ft. | PC | 1 | 1 | 1 | 1 | 32.34
07498331025 | UTP6ASD15VL | CU Patch Crd,Cat 6A,SD,15ft,VL | Category 6A (SD), 10 Gb/s UTP patch cord with TX6A™ 10Gig™ Modular Plugs on each end. Violet, 15 ft. | PC | 1 | 1 | 1 | 1 | 32.34
07498331052 | UTP6ASD19BU | CU Patch Crd,Cat 6A,SD,19ft,BU | Category 6A (SD), 10 Gb/s UTP patch cord with TX6A™ 10Gig™ Modular Plugs on each end. Blue, 19 ft. | PC | 1 | 1 | 1 | 1 | 36.42
07498322301 | UTP6ASD1BU | CU Patch Crd,Cat 6A,SD,1ft,BU | Category 6A (SD), 10 Gb/s UTP patch cord with TX6A™ 10Gig™ Modular Plugs on each end. | PC | 1 | 1 | 1 | 1 | 17.98
07498331097 | UTP6ASD1M | CU Patch Crd,Cat 6A,SD,1m,IW | This TX6A-SD™ 10Gig UTP Patch Cords with MaTriX Technology is constructed of 26 AWG stranded copper cable with an enhanced performance modular plug on each end. Copper conductors in patch cable are twisted in pairs and separated by a quadrant separator. A | PC | 1 | 10 | 1 | 1 | 20.32
07498331098 | UTP6ASD1MBU | CU Patch Crd,Cat 6A,SD,1m,BU | The TX6A-SD™ 10Gig, UTP, Category 6A patch cord with MaTriX technology has a TX6A™ 10Gig™ Modular Plug on each end. The integral pair manager optimizes performance by reducing untwist at the plug. The patented tangle-free latch prevents snags and provides | PC | 1 | 10 | 1 | 1 | 20.32
07498331100 | UTP6ASD1MGR | CU Patch Crd,Cat 6A,SD,1m,GR | Category 6A (SD), 10 Gb/s UTP patch cord with TX6A™ 10Gig™ Modular Plugs on each end. Green, 1 meter. | PC | 1 | 1 | 1 | 1 | 20.32
07498392038 | UTP6ASD1MGY | CU Patch Crd,Cat 6A,SD,1m,GY | Category 6A (SD), 10 Gb/s UTP patch cord with TX6™ PLUS Modular Plugs on each end, 1 meter. | PC | 1 | 1 | 1 | 1 | 20.32
07498331101 | UTP6ASD1MOR | CU Patch Crd,Cat 6A,SD,1m,OR | Category 6A (SD), 10 Gb/s UTP patch cord with TX6A™ 10Gig™ Modular Plugs on each end. Orange, 1 meter. | PC | 1 | 1 | 1 | 1 | 20.32
07498331104 | UTP6ASD1MVL | CU Patch Crd,Cat 6A,SD,1m,VL | Category 6A (SD), 10 Gb/s UTP patch cord with TX6A™ 10Gig™ Modular Plugs on each end. Violet, 1 meter. | PC | 1 | 1 | 1 | 1 | 20.32
07498331103 | UTP6ASD1MYL | CU Patch Crd,Cat 6A,SD,1m,YL | Category 6A (SD), 10 Gb/s UTP patch cord with TX6A™ 10Gig™ Modular Plugs on each end. Yellow, 1 meter. | PC | 1 | 1 | 1 | 1 | 20.32
07498320216 | UTP6ASD1RD | CU Patch Crd,Cat 6A,SD,1ft,RD | Category 6A (SD), 10 Gb/s UTP patch cord with TX6A™ 10Gig™ Modular Plugs on each end. | PC | 1 | 1 | 1 | 1 | 17.98
07498320222 | UTP6ASD1VL | CU Patch Crd,Cat 6A,SD,1ft,VL | Category 6A (SD), 10 Gb/s UTP patch cord with TX6A™ 10Gig™ Modular Plugs on each end. | PC | 1 | 1 | 1 | 1 | 17.98
07498320221 | UTP6ASD1YL | CU Patch Crd,Cat 6A,SD,1ft,YL | Category 6A (SD), 10 Gb/s UTP patch cord with TX6A™ 10Gig™ Modular Plugs on each end. | PC | 1 | 1 | 1 | 1 | 17.98
07498320223 | UTP6ASD2 | CU Patch Crd,Cat 6A,SD,2ft,IW | Category 6A (SD), 10 Gb/s UTP patch cord with TX6A™ 10Gig™ Modular Plugs on each end. | PC | 1 | 1 | 1 | 1 | 19.02
07498331124 | UTP6ASD2.5M | CU Patch Crd,Cat 6A,SD,2.5m,IW | Category 6A (SD), 10 Gb/s UTP patch cord with TX6A™ 10Gig™ Modular Plugs on each end. Off White, 2.5 meters. | PC | 1 | 1 | 1 | 1 | 25.36
07498331128 | UTP6ASD2.5MYL | CU Patch Crd,Cat 6A,SD,2.5m,YL | Category 6A (SD), 10 Gb/s UTP patch cord with TX6A™ 10Gig™ Modular Plugs on each end. Yellow, 2.5 meters. | PC | 1 | 1 | 1 | 1 | 25.36
07498331058 | UTP6ASD20 | CU Patch Crd,Cat 6A,SD,20ft,IW | Category 6A (SD), 10 Gb/s UTP patch cord with TX6A™ 10Gig™ Modular Plugs on each end. Off White, 20 ft. | PC | 1 | 1 | 1 | 1 | 37.48
07498341040 | UTP6ASD20-Q | CU Patch Crd,Cat 6A,SD,20ft,IW,Bulk25 | Category 6A (SD), 10 Gb/s UTP patch cord with TX6A™ 10Gig™ Modular Plugs on each end, White, 20 ft. | PC | 1 | 25 | 25 | 1 | 37.48
07498331060 | UTP6ASD20BU | CU Patch Crd,Cat 6A,SD,20ft,BU | Category 6A (SD), 10 Gb/s UTP patch cord with TX6A™ 10Gig™ Modular Plugs on each end. Blue, 20 ft. | PC | 1 | 1 | 1 | 1 | 37.48
07498391961 | UTP6ASD20GY | CU Patch Crd,Cat 6A,SD,20ft,GY | Category 6A (SD), 10 Gb/s UTP patch cord with TX6A™ 10Gig™ Modular Plugs on each end. Gray, 20 ft. | PC | 1 | 1 | 1 | 1 | 37.48
07498331188 | UTP6ASD20M | CU Patch Crd,Cat 6A,SD,20m,IW | Category 6A (SD), 10 Gb/s UTP patch cord with TX6A™ 10Gig™ Modular Plugs on each end, White, 20 meters. | PC | 1 | 1 | 1 | 1 | 84.26
07498331189 | UTP6ASD20MBU | CU Patch Crd,Cat 6A,SD,20m,BU | Category 6A (SD), 10 Gb/s UTP patch cord with TX6A™ 10Gig™ Modular Plugs on each end, Blue, 20 meters. | PC | 1 | 1 | 1 | 1 | 84.26
07498320250 | UTP6ASD21BU | CU Patch Crd,Cat 6A,SD,21ft,BL | Category 6A (SD), 10 Gb/s UTP patch cord with TX6A™ 10Gig™ Modular Plugs on each end, Blue, 21 ft. | PC | 1 | 1 | 1 | 1 | 38.5
07498331066 | UTP6ASD25 | CU Patch Crd,Cat 6A,SD,25ft,IW | Category 6A (SD), 10 Gb/s UTP patch cord with TX6A™ 10Gig™ Modular Plugs on each end. Off White, 25 ft. | PC | 1 | 1 | 1 | 1 | 42.62
07498331067 | UTP6ASD25BL | CU Patch Crd,Cat 6A,SD,25ft,BL | Category 6A (SD), 10 Gb/s UTP patch cord with TX6A™ 10Gig™ Modular Plugs on each end. Black, 25 ft. | PC | 1 | 1 | 1 | 1 | 42.62
07498331068 | UTP6ASD25BU | CU Patch Crd,Cat 6A,SD,25ft,BU | Category 6A (SD), 10 Gb/s UTP patch cord with TX6A™ 10Gig™ Modular Plugs on each end. Blue, 25 ft. | PC | 1 | 1 | 1 | 1 | 42.62
07498331073 | UTP6ASD25YL | CU Patch Crd,Cat 6A,SD,25ft,YL | Category 6A (SD), 10 Gb/s UTP patch cord with TX6A™ 10Gig™ Modular Plugs on each end. Yellow, 25 ft. | PC | 1 | 1 | 1 | 1 | 42.62
07498331116 | UTP6ASD2M | CU Patch Crd,Cat 6A,SD,2ft,OR | This TX6A-SD™ 10Gig UTP Patch Cords with MaTriX Technology is constructed of 26 AWG stranded copper cable with an enhanced performance modular plug on each end. Copper conductors in patch cable are twisted in pairs and separated by a quadrant separator. A | PC | 1 | 10 | 1 | 1 | 23.7
07498331118 | UTP6ASD2MBL | CU Patch Crd,Cat 6A,SD,2ft,IW | Category 6A (SD), 10 Gb/s UTP patch cord with TX6A™ 10Gig™ Modular Plugs on each end. Black, 2 meters. | PC | 1 | 1 | 1 | 1 | 23.7
07498331117 | UTP6ASD2MBU | CU Patch Crd,Cat 6A,SD,2ft,RD | This TX6A-SD™ 10Gig UTP Patch Cords with MaTriX Technology is constructed of 26 AWG stranded copper cable with an enhanced performance modular plug on each end. Copper conductors in patch cable are twisted in pairs and separated by a quadrant separator. A | PC | 1 | 10 | 1 | 1 | 23.7
07498331121 | UTP6ASD2MGR | CU Patch Crd,Cat 6A,SD,2ft,VL | Category 6A (SD), 10 Gb/s UTP patch cord with TX6A™ 10Gig™ Modular Plugs on each end. Green, 2 meters. | PC | 1 | 1 | 1 | 1 | 23.7
07498392041 | UTP6ASD2MGY | CU Patch Crd,Cat 6A,SD,2m,GY | Category 6A (SD), 10 Gb/s UTP patch cord with TX6™ PLUS Modular Plugs on each end, 2 meters. | PC | 1 | 1 | 1 | 1 | 23.7
07498331122 | UTP6ASD2MOR | CU Patch Crd,Cat 6A,SD,2m,OR | Category 6A (SD), 10 Gb/s UTP patch cord with TX6A™ 10Gig™ Modular Plugs on each end. Orange, 2 meters. | PC | 1 | 1 | 1 | 1 | 23.7
07498331123 | UTP6ASD2MRD | CU Patch Crd,Cat 6A,SD,2m,RD | Category 6A (SD), 10 Gb/s UTP patch cord with TX6A™ 10Gig™ Modular Plugs on each end. Red, 2 meters. | PC | 1 | 1 | 1 | 1 | 23.7
07498331119 | UTP6ASD2MVL | CU Patch Crd,Cat 6A,SD,2m,VL | Category 6A (SD), 10 Gb/s UTP patch cord with TX6A™ 10Gig™ Modular Plugs on each end. Violet, 2 meters. | PC | 1 | 1 | 1 | 1 | 23.7
07498331120 | UTP6ASD2MYL | CU Patch Crd,Cat 6A,SD,2m,YL | Category 6A (SD), 10 Gb/s UTP patch cord with TX6A™ 10Gig™ Modular Plugs on each end. Yellow, 2 meters. | PC | 1 | 1 | 1 | 1 | 23.7
07498330942 | UTP6ASD30 | CU Patch Crd,Cat 6A,SD,30ft,IW | Category 6A (SD), 10 Gb/s UTP patch cord with TX6A™ 10Gig™ Modular Plugs on each end. Off White, 30 ft. | PC | 1 | 1 | 1 | 1 | 47.72
07498331074 | UTP6ASD30BL | CU Patch Crd,Cat 6A,SD,30ft,BL | Category 6A (SD), 10 Gb/s UTP patch cord with TX6A™ 10Gig™ Modular Plugs on each end. Black, 30 ft. | PC | 1 | 1 | 1 | 1 | 47.72
07498331204 | UTP6ASD30M | CU Patch Crd,Cat 6A,SD,30m,IW | Category 6A (SD), 10 Gb/s UTP patch cord with TX6A™ 10Gig™ Modular Plugs on each end, White, 30 meters. | PC | 1 | 1 | 1 | 1 | 117.9
07498331081 | UTP6ASD35 | CU Patch Crd,Cat 6A,SD,35ft,IW | Category 6A (SD), 10 Gb/s UTP patch cord with TX6A™ 10Gig™ Modular Plugs on each end. Off White, 35 ft. | PC | 1 | 1 | 1 | 1 | 52.86
07498330917 | UTP6ASD3BU | CU Patch Crd,Cat 6A,SD,3ft,BU | Category 6A (SD), 10 Gb/s UTP patch cord with TX6A™ 10Gig™ Modular Plugs on each end. Blue, 3 ft. | PC | 1 | 1 | 1 | 1 | 20.06
07498330920 | UTP6ASD3GR | CU Patch Crd,Cat 6A,SD,3ft,GR | Category 6A (SD), 10 Gb/s UTP patch cord with TX6A™ 10Gig™ Modular Plugs on each end. Green, 3 ft. | PC | 1 | 1 | 1 | 1 | 20.06
07498391943 | UTP6ASD3GY | CU Patch Crd,Cat 6A,SD,3ft,GY | Category 6A (SD), 10 Gb/s UTP patch cord with TX6A™ 10Gig™ Modular Plugs on each end. Gray, 3 ft. | PC | 1 | 1 | 1 | 1 | 20.06
07498331132 | UTP6ASD3M | CU Patch Crd,Cat 6A,SD,3m,IW | This TX6A-SD™ 10Gig UTP Patch Cords with MaTriX Technology is constructed of 26 AWG stranded copper cable with an enhanced performance modular plug on each end. Copper conductors in patch cable are twisted in pairs and separated by a quadrant separator. A | PC | 1 | 10 | 1 | 1 | 27.04
07498331134 | UTP6ASD3MBL | CU Patch Crd,Cat 6A,SD,3m,BL | Category 6A (SD), 10 Gb/s UTP patch cord with TX6A™ 10Gig™ Modular Plugs on each end. Black, 3 meters. | PC | 1 | 1 | 1 | 1 | 27.04
07498331133 | UTP6ASD3MBU | CU Patch Crd,Cat 6A,SD,3m,BU | This TX6A-SD™ 10Gig UTP Patch Cords with MaTriX Technology is constructed of 26 AWG stranded copper cable with an enhanced performance modular plug on each end. Copper conductors in patch cable are twisted in pairs and separated by a quadrant separator. A | PC | 1 | 10 | 1 | 1 | 27.04
07498392042 | UTP6ASD3MGY | CU Patch Crd,Cat 6A,SD,3m,GY | Category 6A (SD), 10 Gb/s UTP patch cord with TX6™ PLUS Modular Plugs on each end, 3 meters. | PC | 1 | 1 | 1 | 1 | 27.04
07498331138 | UTP6ASD3MOR | CU Patch Crd,Cat 6A,SD,3m,OR | Category 6A (SD), 10 Gb/s UTP patch cord with TX6A™ 10Gig™ Modular Plugs on each end. Orange, 3 meters. | PC | 1 | 1 | 1 | 1 | 27.04
07498331139 | UTP6ASD3MRD | CU Patch Crd,Cat 6A,SD,3m,RD | Category 6A (SD), 10 Gb/s UTP patch cord with TX6A™ 10Gig™ Modular Plugs on each end. Red, 3 meters. | PC | 1 | 1 | 1 | 1 | 27.04
07498331135 | UTP6ASD3MVL | CU Patch Crd,Cat 6A,SD,3m,VL | Category 6A (SD), 10 Gb/s UTP patch cord with TX6A™ 10Gig™ Modular Plugs on each end. Violet, 3 meters. | PC | 1 | 1 | 1 | 1 | 27.04
07498330921 | UTP6ASD3OR | CU Patch Crd,Cat 6A,SD,3ft,OR | Category 6A (SD), 10 Gb/s UTP patch cord with TX6A™ 10Gig™ Modular Plugs on each end. Orange, 3 ft. | PC | 1 | 1 | 1 | 1 | 20.06
07498330918 | UTP6ASD3RD | CU Patch Crd,Cat 6A,SD,3ft,RD | Category 6A (SD), 10 Gb/s UTP patch cord with TX6A™ 10Gig™ Modular Plugs on each end. Red, 3 ft. | PC | 1 | 1 | 1 | 1 | 20.06
07498330919 | UTP6ASD3YL | CU Patch Crd,Cat 6A,SD,3ft,YL | Category 6A (SD), 10 Gb/s UTP patch cord with TX6A™ 10Gig™ Modular Plugs on each end. Yellow, 3 ft. | PC | 1 | 1 | 1 | 1 | 20.06
07498330924 | UTP6ASD4 | CU Patch Crd,Cat 6A,SD,4ft,IW | Category 6A (SD), 10 Gb/s UTP patch cord with TX6A™ 10Gig™ Modular Plugs on each end. Off White, 4 ft. | PC | 1 | 1 | 1 | 1 | 21.04
07498331095 | UTP6ASD40YL | CU Patch Crd,Cat 6A,SD,40ft,YL | Category 6A (SD), 10 Gb/s UTP patch cord with TX6A™ 10Gig™ Modular Plugs on each end. Yellow, 40 ft. | PC | 1 | 1 | 1 | 1 | 58
07498330926 | UTP6ASD4BU | CU Patch Crd,Cat 6A,SD,4ft,BU | Category 6A (SD), 10 Gb/s UTP patch cord with TX6A™ 10Gig™ Modular Plugs on each end. Blue, 4 ft. | PC | 1 | 1 | 1 | 1 | 21.04
07498330929 | UTP6ASD4GR | CU Patch Crd,Cat 6A,SD,4ft,GR | Category 6A (SD), 10 Gb/s UTP patch cord with TX6A™ 10Gig™ Modular Plugs on each end. Green, 4 ft. | PC | 1 | 1 | 1 | 1 | 21.04
07498331140 | UTP6ASD4M | CU Patch Crd,Cat 6A,SD,4m,IW | Category 6A (SD), 10 Gb/s UTP patch cord with TX6A™ 10Gig™ Modular Plugs on each end, White, 4 meters. | PC | 1 | 1 | 1 | 1 | 30.4
07498331142 | UTP6ASD4MBU | CU Patch Crd,Cat 6A,SD,4m,BU | Category 6A (SD), 10 Gb/s UTP patch cord with TX6A™ 10Gig™ Modular Plugs on each end, Blue, 4 meters. | PC | 1 | 1 | 1 | 1 | 30.4
07498330928 | UTP6ASD4YL | CU Patch Crd,Cat 6A,SD,4ft,YL | Category 6A (SD), 10 Gb/s UTP patch cord with TX6A™ 10Gig™ Modular Plugs on each end. Yellow, 4 ft. | PC | 1 | 1 | 1 | 1 | 21.04
07498330943 | UTP6ASD5 | CU Patch Crd,Cat 6A,SD,5ft,IW | Category 6A (SD), 10 Gb/s UTP patch cord with TX6A™ 10Gig™ Modular Plugs on each end. Off White, 5 ft. | PC | 1 | 1 | 1 | 1 | 22.08
07498340748 | UTP6ASD5-Q | CU Patch Crd,Cat 6A,SD,5ft,IW,Bulk25 | Category 6A (SD), 10 Gb/s UTP patch cord with TX6A™ 10Gig™ Modular Plugs on each end, White, 5 ft. | PC | 1 | 25 | 25 | 1 | 22.08
07498322897 | UTP6ASD5.5MBU | CU Patch Crd,Cat 6A,SD,5.5m,BU | Category 6A (SD), 10 Gb/s UTP patch cord with TX6A™ 10Gig™ Modular Plugs on each end. | PC | 1 | 1 | 1 | 1 | 35.46
07498397041 | UTP6ASD50BU | CU Patch Crd,Cat 6A,SD,50ft,BU | Category 6A (SD), Blue UTP patch cord with TX6A™ 10Gig™ Modular Plugs on each end, 50ft | PC | 1 | 1 | 1 | 1 | 68.24
07498330944 | UTP6ASD5BL | CU Patch Crd,Cat 6A,SD,5ft,BL | Category 6A (SD), 10 Gb/s UTP patch cord with TX6A™ 10Gig™ Modular Plugs on each end. Black, 5 ft. | PC | 1 | 1 | 1 | 1 | 22.08
07498330946 | UTP6ASD5BU | CU Patch Crd,Cat 6A,SD,5ft,BU | Category 6A (SD), 10 Gb/s UTP patch cord with TX6A™ 10Gig™ Modular Plugs on each end. Blue, 5 ft. | PC | 1 | 1 | 1 | 1 | 22.08
07498330947 | UTP6ASD5GR | CU Patch Crd,Cat 6A,SD,5ft,GR | Category 6A (SD), 10 Gb/s UTP patch cord with TX6A™ 10Gig™ Modular Plugs on each end. Green, 5 ft. | PC | 1 | 1 | 1 | 1 | 22.08
07498391945 | UTP6ASD5GY | CU Patch Crd,Cat 6A,SD,5ft,GY | Category 6A (SD), 10 Gb/s UTP patch cord with TX6A™ 10Gig™ Modular Plugs on each end. Gray, 5 ft. | PC | 1 | 1 | 1 | 1 | 22.08
07498331150 | UTP6ASD5MBL | CU Patch Crd,Cat 6A,SD,5m,BL | Category 6A (SD), 10 Gb/s UTP patch cord with TX6A™ 10Gig™ Modular Plugs on each end. Black, 5 meters. | PC | 1 | 1 | 1 | 1 | 33.78
07498331149 | UTP6ASD5MBU | CU Patch Crd,Cat 6A,SD,5m,BU | The TX6A-SD™ 10Gig, UTP, Category 6A patch cord with MaTriX technology has a TX6A™ 10Gig™ Modular Plug on each end. The integral pair manager optimizes performance by reducing untwist at the plug. The patented tangle-free latch prevents snags and provides | PC | 1 | 10 | 1 | 1 | 33.78
07498331155 | UTP6ASD5MRD | CU Patch Crd,Cat 6A,SD,5m,RD | Category 6A (SD), 10 Gb/s UTP patch cord with TX6A™ 10Gig™ Modular Plugs on each end. Red, 5 meters. | PC | 1 | 1 | 1 | 1 | 33.78
07498331152 | UTP6ASD5MVL | CU Patch Crd,Cat 6A,SD,5m,VL | Category 6A (SD), 10 Gb/s UTP patch cord with TX6A™ 10Gig™ Modular Plugs on each end. Violet, 5 meters. | PC | 1 | 1 | 1 | 1 | 33.78
07498331151 | UTP6ASD5MYL | CU Patch Crd,Cat 6A,SD,5m,YL | Category 6A (SD), 10 Gb/s UTP patch cord with TX6A™ 10Gig™ Modular Plugs on each end. Yellow, 5 meters. | PC | 1 | 1 | 1 | 1 | 33.78
07498330948 | UTP6ASD5OR | CU Patch Crd,Cat 6A,SD,5ft,OR | Category 6A (SD), 10 Gb/s UTP patch cord with TX6A™ 10Gig™ Modular Plugs on each end. Orange, 5 ft. | PC | 1 | 1 | 1 | 1 | 22.08
07498330949 | UTP6ASD5RD | CU Patch Crd,Cat 6A,SD,5ft,RD | Category 6A (SD), 10 Gb/s UTP patch cord with TX6A™ 10Gig™ Modular Plugs on each end. Red, 5 ft. | PC | 1 | 1 | 1 | 1 | 22.08
07498330950 | UTP6ASD5YL | CU Patch Crd,Cat 6A,SD,5ft,YL | Category 6A (SD), 10 Gb/s UTP patch cord with TX6A™ 10Gig™ Modular Plugs on each end. Yellow, 5 ft. | PC | 1 | 1 | 1 | 1 | 22.08
07498330952 | UTP6ASD6 | CU Patch Crd,Cat 6A,SD,6ft,IW | Category 6A (SD), 10 Gb/s UTP patch cord with TX6A™ 10Gig™ Modular Plugs on each end. Off White, 6 ft. | PC | 1 | 1 | 1 | 1 | 23.1
07498331156 | UTP6ASD6M | CU Patch Crd,Cat 6A,SD,6m,IW | Category 6A (SD), 10 Gb/s UTP patch cord with TX6A™ 10Gig™ Modular Plugs on each end, White, 6 meters. | PC | 1 | 1 | 1 | 1 | 37.12
07498331157 | UTP6ASD6MBU | CU Patch Crd,Cat 6A,SD,6m,BU | Category 6A (SD), 10 Gb/s UTP patch cord with TX6A™ 10Gig™ Modular Plugs on each end, Blue, 6 meters. | PC | 1 | 1 | 1 | 1 | 37.12
07498330923 | UTP6ASD7 | CU Patch Crd,Cat 6A,SD,7ft,IW | Category 6A (SD), 10 Gb/s UTP patch cord with TX6A™ 10Gig™ Modular Plugs on each end. Off White, 7 ft. | PC | 1 | 1 | 1 | 1 | 24.14
07498340848 | UTP6ASD7-Q | CU Patch Crd,Cat 6A,SD,7ft,IW,Bulk25 | Category 6A (SD), 10 Gb/s UTP patch cord with TX6A™ 10Gig™ Modular Plugs on each end, White, 7 ft. | PC | 1 | 25 | 25 | 1 | 24.14
07498330932 | UTP6ASD7BL | CU Patch Crd,Cat 6A,SD,7ft,BL | Category 6A (SD), 10 Gb/s UTP patch cord with TX6A™ 10Gig™ Modular Plugs on each end. Black, 7 ft. | PC | 1 | 1 | 1 | 1 | 24.14
07498330933 | UTP6ASD7BU | CU Patch Crd,Cat 6A,SD,7ft,BU | Category 6A (SD), 10 Gb/s UTP patch cord with TX6A™ 10Gig™ Modular Plugs on each end. Blue, 7 ft. | PC | 1 | 1 | 1 | 1 | 24.14
07498330934 | UTP6ASD7GR | CU Patch Crd,Cat 6A,SD,7ft,GR | Category 6A (SD), 10 Gb/s UTP patch cord with TX6A™ 10Gig™ Modular Plugs on each end. Green, 7 ft. | PC | 1 | 1 | 1 | 1 | 24.14
07498391947 | UTP6ASD7GY | CU Patch Crd,Cat 6A,SD,7ft,GY | Category 6A (SD), 10 Gb/s UTP patch cord with TX6A™ 10Gig™ Modular Plugs on each end. Gray, 7 ft. | PC | 1 | 1 | 1 | 1 | 24.14
07498331165 | UTP6ASD7MBU | CU Patch Crd,Cat 6A,SD,7m,BU | Category 6A (SD), 10 Gb/s UTP patch cord with TX6A™ 10Gig™ Modular Plugs on each end, Blue, 7 meters. | PC | 1 | 1 | 1 | 1 | 40.5
07498331169 | UTP6ASD7MGR | CU Patch Crd,Cat 6A,SD,7m,GR | Category 6A (SD), 10 Gb/s UTP patch cord with TX6A™ 10Gig™ Modular Plugs on each end, Green, 7 meters. | PC | 1 | 1 | 1 | 1 | 40.5
07498330935 | UTP6ASD7OR | CU Patch Crd,Cat 6A,SD,7ft,OR | Category 6A (SD), 10 Gb/s UTP patch cord with TX6A™ 10Gig™ Modular Plugs on each end. Orange, 7 ft. | PC | 1 | 1 | 1 | 1 | 24.14
07498330936 | UTP6ASD7VL | CU Patch Crd,Cat 6A,SD,7ft,VL | Category 6A (SD), 10 Gb/s UTP patch cord with TX6A™ 10Gig™ Modular Plugs on each end. Violet, 7 ft. | PC | 1 | 1 | 1 | 1 | 24.14
07498330937 | UTP6ASD7YL | CU Patch Crd,Cat 6A,SD,7ft,YL | Category 6A (SD), 10 Gb/s UTP patch cord with TX6A™ 10Gig™ Modular Plugs on each end. Yellow, 7 ft. | PC | 1 | 1 | 1 | 1 | 24.14
07498330961 | UTP6ASD8 | CU Patch Crd,Cat 6A,SD,8ft,IW | Category 6A (SD), 10 Gb/s UTP patch cord with TX6A™ 10Gig™ Modular Plugs on each end. Off White, 8 ft. | PC | 1 | 1 | 1 | 1 | 25.16
07498388656 | UTP6ASD8INBU | CU Patch Crd,Cat 6A,SD,8in,BU | Category 6A (SD) 10 Gb/s UTP patch cord with TX6A™ 10Gig™ Modular Plugs on each end. | PC | 1 | 1 | 1 | 1 | 17.62
07498364417 | UTP6ASD8MBU | CU Patch Crd,Cat 6A,SD,8m,BU | Copper patch cord, category 6A (SD), 10 Gb/s UTP with TX6A™ 10Gig™ modular plugs on each end, 8 meters, blue. | PC | 1 | 1 | 1 | 1 | 43.86
07498330965 | UTP6ASD8OR | CU Patch Crd,Cat 6A,SD,8ft,OR | Category 6A (SD), 10 Gb/s UTP patch cord with TX6A™ 10Gig™ Modular Plugs on each end. Orange, 8 ft. | PC | 1 | 1 | 1 | 1 | 25.16
07498330969 | UTP6ASD9 | CU Patch Crd,Cat 6A,SD,9ft,IW | Copper patch cord, category 6A (SD), 10 Gb/s UTP with TX6A™ 10Gig™ modular plugs on each end, 9 ft, off white. | PC | 1 | 1 | 1 | 1 | 26.18
07498330975 | UTP6ASD9YL | CU Patch Crd,Cat 6A,SD,9ft,YL | Copper patch cord, category 6A (SD), 10 Gb/s UTP with TX6A™ 10Gig™ modular plugs on each end, 9 ft, yellow. | PC | 1 | 1 | 1 | 1 | 26.18
07498388650 | UTPSP8INORY | Cu,PC,Cat6,UTP,Cbl,OR,8in,EA | Category 6 copper patch cord with UTP cable, Orange. | PC | 1 | 1 | 1 | 1 | 12.9
07498399609 | WG12EZ10 | WyrGridOverheadPathway,12"x10',ZNC,PK10 |  | FT | 1 | 10 | 10 | 1 | 14.56
61305617348 | WGIBRC4EZ | WYR-GRID INTERSECTION BEND RADIUS 4", EZ | Electro zinc plated Wyr-Grid® 4" (50mm) high Snap-On Intersection Bend Radius Control provides 3" (76mm) bend radius control and can be installed without cutting or fabrication at tees, crosses, and right angle intersections. | PC | 1 | 1 | 1 | 1 | 50.58
07498357704 | WGSPL1218EZ | EZPlatedStraightSplice,8-18",SL,1EA | The electro zinc-plated straight splice connector in silver is 1.57" (39.8 mm) high and quickly joins two 8" (203 mm), 12" (305 mm), or 18" (457 mm) wide Wyr-Grid® Pathways together. A thread cutting screw pierces through the paint of adjacent pathway sec | PC | 1 | 1 | 1 | 1 | 19.76
07498387882 | WGSW6EZ | Overhead,Sidewall,6"H,EZ,EA | The Wyr-Grid® electro zinc-plated, snap-on sidewall in silver is 6.0" (152 mm) high. It can be attached anywhere along the pathway to retain cables. It comes in standard packages of one. | PC | 1 | 1 | 1 | 1 | 10.48
07498368384 | WMPV45ERTW | Trough,WTRfall,R2P,WMPVHC45E,WMPV45E ,EA | Waterfall Trough, for R2P/WMPVHC45E/WMPV45E, Steel, Black | PC | 1 | 1 | 1 | 1 | 313.98
61305681542 | XG-FML45B | Cable Management Fingers, 42 and 45RU ca |  | PC | 1 | 1 | 1 | 1 | 451.68
61305681543 | XG-FML45W | Cable Management Fingers, 42 and 45RU ca |  | PC | 1 | 1 | 1 | 1 | 451.68
61305681544 | XG-FML48B | Cable Management Fingers, 48 RU cabinet, |  | PC | 1 | 1 | 1 | 1 | 451.68
61305681545 | XG-FML48W | Cable Management Fingers, 48 RU cabinet, |  | PC | 1 | 1 | 1 | 1 | 451.68
61305681546 | XG-FML51B | Cable Management Fingers, 51RU cabinet, |  | PC | 1 | 1 | 1 | 1 | 496.84
61305681363 | XG-FML51W | Cable Management Fingers, 51RU cabinet, |  | PC | 1 | 1 | 1 | 1 | 496.84
61305681536 | XG-FMS45B | Cable Management Fingers, 42 and 45RU ca |  | PC | 1 | 1 | 1 | 1 | 451.68
61305681537 | XG-FMS45W | Cable Management Fingers, 42 and 45RU ca |  | PC | 1 | 1 | 1 | 1 | 451.68
61305681538 | XG-FMS48B | Cable Management Fingers, 48 RU cabinet, |  | PC | 1 | 1 | 1 | 1 | 451.68
61305681539 | XG-FMS48W | Cable Management Fingers, 48 RU cabinet, |  | PC | 1 | 1 | 1 | 1 | 451.68
61305681540 | XG-FMS51B | Cable Management Fingers, 51RU cabinet, |  | PC | 1 | 1 | 1 | 1 | 496.84
61305681541 | XG-FMS51W | Cable Management Fingers, 51RU cabinet, |  | PC | 1 | 1 | 1 | 1 | 496.84
61305681418 | XG-PBRB | PDU BRACKET EASY INSTALL FINISHED GOOD - |  | PC | 1 | 1 | 1 | 1 | 145.36
61305681421 | XG-PBRW | PDU Mounting Bracket, White |  | PC | 1 | 1 | 1 | 1 | 145.36
61305681419 | XG-VCM42B | Vertical Cable Manager Panel, 42RU,Black |  | PC | 1 | 1 | 1 | 1 | 310.58
61305681422 | XG-VCM42W | Vertical Cable Manager Panel, 42RU, Whit |  | PC | 1 | 1 | 1 | 1 | 310.58
61305681423 | XG-VCM45B | Vertical Cable Manager Panel, 45RU,Black |  | PC | 1 | 1 | 1 | 1 | 331.42
61305681424 | XG-VCM45W | Vertical Cable Manager Panel, 45RU, Whit |  | PC | 1 | 1 | 1 | 1 | 331.42
61305681425 | XG-VCM48B | Vertical Cable Manager Panel, 48RU,Black |  | PC | 1 | 1 | 1 | 1 | 352.48
61305681426 | XG-VCM48W | Vertical Cable Manager Panel, 48RU, Whit |  | PC | 1 | 1 | 1 | 1 | 352.48
61305681420 | XG-VCM51B | Vertical Cable Manager Panel, 51RU,Black |  | PC | 1 | 1 | 1 | 1 | 384.26
61305681427 | XG-VCM51W | Vertical Cable Manager Panel, 51RU, Whit |  | PC | 1 | 1 | 1 | 1 | 384.26
07498385174 | ZAEH2-01-UNI | SZ,Gateway,E24,2IECPowerPlugs,EA | SmartZone™ Gateway E24 is designed for environmental monitoring and supports 24 environmental sensors from a single IP address. Dual power supply. Housed in 1 RU casing. Dimensions: 19.0" x 4.5" x 1.7" (483mm x 114mm x 44mm). IEC power plugs. | PC | 1 | 1 | 1 | 1 | 873.02
07498385261 | ZAEI-01-UNI | SZ,Gateway,EPA126,IECPowerPlug,EA | SmartZone™ Gateway EPA126 supports up to six connected power monitoring devices, 12 environmental sensors, two access control ports, two expansion ports, and four outputs through a single IP address.Supports Gateway EPAX18. Dual power supply.Housed in 1 R | PC | 1 | 1 | 1 | 1 | 1024.86
61305611137 | ZC700D | TEMP - REAR |  | PC | 1 | 1 | 1 | 1 | 31.24
07498385624 | ZEDL05-01 | SZ DCS(microswitch),30cmCbl_end_inRJ45sk |  | PC | 1 | 1 | 1 | 1 | 55.4
07498385612 | ZEDL05-02 | SZ DCS(magType),30cmCbl_end_inRJ46sk,EA |  | PC | 1 | 1 | 1 | 1 | 61.92
07498385623 | ZEKPKIT-01 | SZ KeyKt(5x2),3mPtchCbl_end_inRJ45sk,EA | SmartZone™ Keypad Kit (5x2 matrix type) connects directly to all SmartZone Gateways via a patch cable to provide access control. Used in conjunction with the electronic locking swing handle. LEDs indicate status and errors. Dimensions: 5.0" x 1.6" x 0.7" | PC | 1 | 1 | 1 | 1 | 298.26
07498307223 | ZETHL-14 | Hawk-i3,Eagle-I,RKMSMouldTempSns(Active) | SmartZone™ Temperature Sensor Module (requires patch lead). | PC | 1 | 1 | 1 | 1 | 86.42
07498303840 | ZETHL-15 | SZ HumidSns,Req_StndrdPtchCble,EA | SmartZone™ Humidity Sensor connects directly to all SmartZone Gateways via a standard patch cable to detect and measure relative humidity of air in and around a rack, cabinet, or room. Dimensions: 3.0" x 3.0" x 0.1" (70mm x 70mm x 25mm) | PC | 1 | 1 | 1 | 1 | 172.82
61305678721 | F92RLUNZNONM0.5 | OS2 2f 2mm PC LSZH LC Uniboot/CS Connect | OS2 2f 2mm PC LSZH LC Uniboot/CS Connector Standard Polarity Opt IL 0.5m | PC | 1 | 1 | 1 | 1 | 69.02
61305679018 | F92RLUNZNONM001 | OS2 2f 2mm PC LSZH LC Uniboot/CS Connect | OS2 2f 2mm PC LSZH LC Uniboot/CS Connector Standard Polarity Opt IL 1m | PC | 1 | 1 | 1 | 1 | 69.4
61305679019 | F92RLUNZNONM002 | OS2 2f 2mm PC LSZH LC Uniboot/CS Connect | OS2 2f 2mm PC LSZH LC Uniboot/CS Connector Standard Polarity Opt IL 2m | PC | 1 | 1 | 1 | 1 | 70.2
61305679020 | F92RLUNZNONM003 | OS2 2f 2mm PC LSZH LC Uniboot/CS Connect | OS2 2f 2mm PC LSZH LC Uniboot/CS Connector Standard Polarity Opt IL 3m | PC | 1 | 1 | 1 | 1 | 71
61305679021 | F92RLUNZNONM004 | OS2 2f 2mm PC LSZH LC Uniboot/CS Connect | OS2 2f 2mm PC LSZH LC Uniboot/CS Connector Standard Polarity Opt IL 4m | PC | 1 | 1 | 1 | 1 | 71.78
61305679022 | F92RLUNZNONM005 | OS2 2f 2mm PC LSZH LC Uniboot/CS Connect | OS2 2f 2mm PC LSZH LC Uniboot/CS Connector Standard Polarity Opt IL 5m | PC | 1 | 1 | 1 | 1 | 72.58
61305679023 | F92RLUNZNONM006 | OS2 2f 2mm PC LSZH LC Uniboot/CS Connect | OS2 2f 2mm PC LSZH LC Uniboot/CS Connector Standard Polarity Opt IL 6m | PC | 1 | 1 | 1 | 1 | 73.34
61305679024 | F92RLUNZNONM007 | OS2 2f 2mm PC LSZH LC Uniboot/CS Connect | OS2 2f 2mm PC LSZH LC Uniboot/CS Connector Standard Polarity Opt IL 7m | PC | 1 | 1 | 1 | 1 | 74.14
61305679025 | F92RLUNZNONM008 | OS2 2f 2mm PC LSZH LC Uniboot/CS Connect | OS2 2f 2mm PC LSZH LC Uniboot/CS Connector Standard Polarity Opt IL 8m | PC | 1 | 1 | 1 | 1 | 74.92
61305679026 | F92RLUNZNONM009 | OS2 2f 2mm PC LSZH LC Uniboot/CS Connect | OS2 2f 2mm PC LSZH LC Uniboot/CS Connector Standard Polarity Opt IL 9m | PC | 1 | 1 | 1 | 1 | 75.72
61305679027 | F92RLUNZNONM010 | OS2 2f 2mm PC LSZH LC Uniboot/CS Connect | OS2 2f 2mm PC LSZH LC Uniboot/CS Connector Standard Polarity Opt IL 10m | PC | 1 | 1 | 1 | 1 | 76.5
61305679028 | F92RLUNZNONM011 | OS2 2f 2mm PC LSZH LC Uniboot/CS Connect | OS2 2f 2mm PC LSZH LC Uniboot/CS Connector Standard Polarity Opt IL 11m | PC | 1 | 1 | 1 | 1 | 77.3
61305679029 | F92RLUNZNONM012 | OS2 2f 2mm PC LSZH LC Uniboot/CS Connect | OS2 2f 2mm PC LSZH LC Uniboot/CS Connector Standard Polarity Opt IL 12m | PC | 1 | 1 | 1 | 1 | 78.08
61305678732 | F92RLUNZNONM013 | OS2 2f 2mm PC LSZH LC Uniboot/CS Connect | OS2 2f 2mm PC LSZH LC Uniboot/CS Connector Standard Polarity Opt IL 13m | PC | 1 | 1 | 1 | 1 | 78.88
61305678733 | F92RLUNZNONM014 | OS2 2f 2mm PC LSZH LC Uniboot/CS Connect | OS2 2f 2mm PC LSZH LC Uniboot/CS Connector Standard Polarity Opt IL 14m | PC | 1 | 1 | 1 | 1 | 79.66
61305679030 | F92RLUNZNONM015 | OS2 2f 2mm PC LSZH LC Uniboot/CS Connect | OS2 2f 2mm PC LSZH LC Uniboot/CS Connector Standard Polarity Opt IL 15m | PC | 1 | 1 | 1 | 1 | 80.46
61305679031 | F92RLUNZNONM016 | OS2 2f 2mm PC LSZH LC Uniboot/CS Connect | OS2 2f 2mm PC LSZH LC Uniboot/CS Connector Standard Polarity Opt IL 16m | PC | 1 | 1 | 1 | 1 | 81.24
61305679032 | F92RLUNZNONM017 | OS2 2f 2mm PC LSZH LC Uniboot/CS Connect | OS2 2f 2mm PC LSZH LC Uniboot/CS Connector Standard Polarity Opt IL 17m | PC | 1 | 1 | 1 | 1 | 82.04
61305679033 | F92RLUNZNONM018 | OS2 2f 2mm PC LSZH LC Uniboot/CS Connect | OS2 2f 2mm PC LSZH LC Uniboot/CS Connector Standard Polarity Opt IL 18m | PC | 1 | 1 | 1 | 1 | 82.82
61305679034 | F92RLUNZNONM019 | OS2 2f 2mm PC LSZH LC Uniboot/CS Connect | OS2 2f 2mm PC LSZH LC Uniboot/CS Connector Standard Polarity Opt IL 19m | PC | 1 | 1 | 1 | 1 | 83.6
61305679035 | F92RLUNZNONM020 | OS2 2f 2mm PC LSZH LC Uniboot/CS Connect | OS2 2f 2mm PC LSZH LC Uniboot/CS Connector Standard Polarity Opt IL 20m | PC | 1 | 1 | 1 | 1 | 84.38
61305678734 | F92RLUNZNONM021 | OS2 2f 2mm PC LSZH LC Uniboot/CS Connect | OS2 2f 2mm PC LSZH LC Uniboot/CS Connector Standard Polarity Opt IL 21m | PC | 1 | 1 | 1 | 1 | 85.18
61305679036 | F92RLUNZNONM022 | OS2 2f 2mm PC LSZH LC Uniboot/CS Connect | OS2 2f 2mm PC LSZH LC Uniboot/CS Connector Standard Polarity Opt IL 22m | PC | 1 | 1 | 1 | 1 | 85.96
61305679037 | F92RLUNZNONM023 | OS2 2f 2mm PC LSZH LC Uniboot/CS Connect | OS2 2f 2mm PC LSZH LC Uniboot/CS Connector Standard Polarity Opt IL 23m | PC | 1 | 1 | 1 | 1 | 86.76
61305679038 | F92RLUNZNONM024 | OS2 2f 2mm PC LSZH LC Uniboot/CS Connect | OS2 2f 2mm PC LSZH LC Uniboot/CS Connector Standard Polarity Opt IL 24m | PC | 1 | 1 | 1 | 1 | 87.54
61305679039 | F92RLUNZNONM025 | OS2 2f 2mm PC LSZH LC Uniboot/CS Connect | OS2 2f 2mm PC LSZH LC Uniboot/CS Connector Standard Polarity Opt IL 25m | PC | 1 | 1 | 1 | 1 | 88.34
61305679040 | F92RLUNZNONM026 | OS2 2f 2mm PC LSZH LC Uniboot/CS Connect | OS2 2f 2mm PC LSZH LC Uniboot/CS Connector Standard Polarity Opt IL 26m | PC | 1 | 1 | 1 | 1 | 89.12
61305679041 | F92RLUNZNONM027 | OS2 2f 2mm PC LSZH LC Uniboot/CS Connect | OS2 2f 2mm PC LSZH LC Uniboot/CS Connector Standard Polarity Opt IL 27m | PC | 1 | 1 | 1 | 1 | 89.92
61305679042 | F92RLUNZNONM028 | OS2 2f 2mm PC LSZH LC Uniboot/CS Connect | OS2 2f 2mm PC LSZH LC Uniboot/CS Connector Standard Polarity Opt IL 28m | PC | 1 | 1 | 1 | 1 | 90.7
61305679043 | F92RLUNZNONM029 | OS2 2f 2mm PC LSZH LC Uniboot/CS Connect | OS2 2f 2mm PC LSZH LC Uniboot/CS Connector Standard Polarity Opt IL 29m | PC | 1 | 1 | 1 | 1 | 91.5
61305679044 | F92RLUNZNONM030 | OS2 2f 2mm PC LSZH LC Uniboot/CS Connect | OS2 2f 2mm PC LSZH LC Uniboot/CS Connector Standard Polarity Opt IL 30m | PC | 1 | 1 | 1 | 1 | 92.28
61305679045 | F92RLUNZNONM031 | OS2 2f 2mm PC LSZH LC Uniboot/CS Connect | OS2 2f 2mm PC LSZH LC Uniboot/CS Connector Standard Polarity Opt IL 31m | PC | 1 | 1 | 1 | 1 | 93.08
61305679046 | F92RLUNZNONM032 | OS2 2f 2mm PC LSZH LC Uniboot/CS Connect | OS2 2f 2mm PC LSZH LC Uniboot/CS Connector Standard Polarity Opt IL 32m | PC | 1 | 1 | 1 | 1 | 93.88
61305679047 | F92RLUNZNONM033 | OS2 2f 2mm PC LSZH LC Uniboot/CS Connect | OS2 2f 2mm PC LSZH LC Uniboot/CS Connector Standard Polarity Opt IL 33m | PC | 1 | 1 | 1 | 1 | 94.64
61305679048 | F92RLUNZNONM034 | OS2 2f 2mm PC LSZH LC Uniboot/CS Connect | OS2 2f 2mm PC LSZH LC Uniboot/CS Connector Standard Polarity Opt IL 34m | PC | 1 | 1 | 1 | 1 | 95.44
61305679049 | F92RLUNZNONM035 | OS2 2f 2mm PC LSZH LC Uniboot/CS Connect | OS2 2f 2mm PC LSZH LC Uniboot/CS Connector Standard Polarity Opt IL 35m | PC | 1 | 1 | 1 | 1 | 96.22
61305678735 | F92RLUNZNONM036 | OS2 2f 2mm PC LSZH LC Uniboot/CS Connect | OS2 2f 2mm PC LSZH LC Uniboot/CS Connector Standard Polarity Opt IL 36m | PC | 1 | 1 | 1 | 1 | 97.02
61305679050 | F92RLUNZNONM037 | OS2 2f 2mm PC LSZH LC Uniboot/CS Connect | OS2 2f 2mm PC LSZH LC Uniboot/CS Connector Standard Polarity Opt IL 37m | PC | 1 | 1 | 1 | 1 | 97.8
61305679051 | F92RLUNZNONM038 | OS2 2f 2mm PC LSZH LC Uniboot/CS Connect | OS2 2f 2mm PC LSZH LC Uniboot/CS Connector Standard Polarity Opt IL 38m | PC | 1 | 1 | 1 | 1 | 98.6
61305679052 | F92RLUNZNONM039 | OS2 2f 2mm PC LSZH LC Uniboot/CS Connect | OS2 2f 2mm PC LSZH LC Uniboot/CS Connector Standard Polarity Opt IL 39m | PC | 1 | 1 | 1 | 1 | 99.38
61305679053 | F92RLUNZNONM040 | OS2 2f 2mm PC LSZH LC Uniboot/CS Connect | OS2 2f 2mm PC LSZH LC Uniboot/CS Connector Standard Polarity Opt IL 40m | PC | 1 | 1 | 1 | 1 | 100.18
61305679054 | F92RLUNZNONM041 | OS2 2f 2mm PC LSZH LC Uniboot/CS Connect | OS2 2f 2mm PC LSZH LC Uniboot/CS Connector Standard Polarity Opt IL 41m | PC | 1 | 1 | 1 | 1 | 100.96
61305679055 | F92RLUNZNONM042 | OS2 2f 2mm PC LSZH LC Uniboot/CS Connect | OS2 2f 2mm PC LSZH LC Uniboot/CS Connector Standard Polarity Opt IL 42m | PC | 1 | 1 | 1 | 1 | 101.76
61305679056 | F92RLUNZNONM043 | OS2 2f 2mm PC LSZH LC Uniboot/CS Connect | OS2 2f 2mm PC LSZH LC Uniboot/CS Connector Standard Polarity Opt IL 43m | PC | 1 | 1 | 1 | 1 | 102.54
61305679057 | F92RLUNZNONM044 | OS2 2f 2mm PC LSZH LC Uniboot/CS Connect | OS2 2f 2mm PC LSZH LC Uniboot/CS Connector Standard Polarity Opt IL 44m | PC | 1 | 1 | 1 | 1 | 103.34
61305679058 | F92RLUNZNONM045 | OS2 2f 2mm PC LSZH LC Uniboot/CS Connect | OS2 2f 2mm PC LSZH LC Uniboot/CS Connector Standard Polarity Opt IL 45m | PC | 1 | 1 | 1 | 1 | 104.12
61305679059 | F92RLUNZNONM046 | OS2 2f 2mm PC LSZH LC Uniboot/CS Connect | OS2 2f 2mm PC LSZH LC Uniboot/CS Connector Standard Polarity Opt IL 46m | PC | 1 | 1 | 1 | 1 | 104.9
61305679060 | F92RLUNZNONM047 | OS2 2f 2mm PC LSZH LC Uniboot/CS Connect | OS2 2f 2mm PC LSZH LC Uniboot/CS Connector Standard Polarity Opt IL 47m | PC | 1 | 1 | 1 | 1 | 105.68
61305679061 | F92RLUNZNONM048 | OS2 2f 2mm PC LSZH LC Uniboot/CS Connect | OS2 2f 2mm PC LSZH LC Uniboot/CS Connector Standard Polarity Opt IL 48m | PC | 1 | 1 | 1 | 1 | 106.48
61305679062 | F92RLUNZNONM049 | OS2 2f 2mm PC LSZH LC Uniboot/CS Connect | OS2 2f 2mm PC LSZH LC Uniboot/CS Connector Standard Polarity Opt IL 49m | PC | 1 | 1 | 1 | 1 | 107.26
61305679063 | F92RLUNZNONM050 | OS2 2f 2mm PC LSZH LC Uniboot/CS Connect | OS2 2f 2mm PC LSZH LC Uniboot/CS Connector Standard Polarity Opt IL 50m | PC | 1 | 1 | 1 | 1 | 108.06
61305679012 | F92RLUNZNONM1.5 | OS2 2f 2mm PC LSZH LC Uniboot/CS Connect | OS2 2f 2mm PC LSZH LC Uniboot/CS Connector Standard Polarity Opt IL 1.5m | PC | 1 | 1 | 1 | 1 | 69.8
61305679013 | F92RLUNZNONM2.5 | OS2 2f 2mm PC LSZH LC Uniboot/CS Connect | OS2 2f 2mm PC LSZH LC Uniboot/CS Connector Standard Polarity Opt IL 2.5m | PC | 1 | 1 | 1 | 1 | 70.6
61305678729 | F92RLUNZNONM3.5 | OS2 2f 2mm PC LSZH LC Uniboot/CS Connect | OS2 2f 2mm PC LSZH LC Uniboot/CS Connector Standard Polarity Opt IL 3.5m | PC | 1 | 1 | 1 | 1 | 71.38
61305679014 | F92RLUNZNONM4.5 | OS2 2f 2mm PC LSZH LC Uniboot/CS Connect | OS2 2f 2mm PC LSZH LC Uniboot/CS Connector Standard Polarity Opt IL 4.5m | PC | 1 | 1 | 1 | 1 | 72.18
61305679015 | F92RLUNZNONM5.5 | OS2 2f 2mm PC LSZH LC Uniboot/CS Connect | OS2 2f 2mm PC LSZH LC Uniboot/CS Connector Standard Polarity Opt IL 5.5m | PC | 1 | 1 | 1 | 1 | 72.94
61305678730 | F92RLUNZNONM6.5 | OS2 2f 2mm PC LSZH LC Uniboot/CS Connect | OS2 2f 2mm PC LSZH LC Uniboot/CS Connector Standard Polarity Opt IL 6.5m | PC | 1 | 1 | 1 | 1 | 73.74
61305679016 | F92RLUNZNONM7.5 | OS2 2f 2mm PC LSZH LC Uniboot/CS Connect | OS2 2f 2mm PC LSZH LC Uniboot/CS Connector Standard Polarity Opt IL 6.5m | PC | 1 | 1 | 1 | 1 | 74.52
61305679017 | F92RLUNZNONM9.5 | OS2 2f 2mm PC LSZH LC Uniboot/CS Connect | OS2 2f 2mm PC LSZH LC Uniboot/CS Connector Standard Polarity Opt IL 9.5m | PC | 1 | 1 | 1 | 1 | 76.1
61305679089 | F92RPUNZNONF001 | OS2 2f 2mm Hybrid PC LC Uniboot/CS Conne | OS2 2f 2mm Hybrid PC LC Uniboot/CS Connector Standard Polarity Opt IL 1f | PC | 1 | 10 | 1 | 1 | 68.86
61305679090 | F92RPUNZNONF002 | OS2 2f 2mm Hybrid PC LC Uniboot/CS Conne | OS2 2f 2mm Hybrid PC LC Uniboot/CS Connector Standard Polarity Opt IL 2f | PC | 1 | 10 | 1 | 1 | 69.12
61305679091 | F92RPUNZNONF003 | OS2 2f 2mm Hybrid PC LC Uniboot/CS Conne | OS2 2f 2mm Hybrid PC LC Uniboot/CS Connector Standard Polarity Opt IL 3f | PC | 1 | 10 | 1 | 1 | 69.36
61305679092 | F92RPUNZNONF004 | OS2 2f 2mm Hybrid PC LC Uniboot/CS Conne | OS2 2f 2mm Hybrid PC LC Uniboot/CS Connector Standard Polarity Opt IL 4f | PC | 1 | 10 | 1 | 1 | 69.62
61305679093 | F92RPUNZNONF005 | OS2 2f 2mm Hybrid PC LC Uniboot/CS Conne | OS2 2f 2mm Hybrid PC LC Uniboot/CS Connector Standard Polarity Opt IL 5f | PC | 1 | 10 | 1 | 1 | 69.86
61305679094 | F92RPUNZNONF006 | OS2 2f 2mm Hybrid PC LC Uniboot/CS Conne | OS2 2f 2mm Hybrid PC LC Uniboot/CS Connector Standard Polarity Opt IL 6f | PC | 1 | 10 | 1 | 1 | 70.14
61305679095 | F92RPUNZNONF007 | OS2 2f 2mm Hybrid PC LC Uniboot/CS Conne | OS2 2f 2mm Hybrid PC LC Uniboot/CS Connector Standard Polarity Opt IL 7f | PC | 1 | 10 | 1 | 1 | 70.38
61305679096 | F92RPUNZNONF008 | OS2 2f 2mm Hybrid PC LC Uniboot/CS Conne | OS2 2f 2mm Hybrid PC LC Uniboot/CS Connector Standard Polarity Opt IL 8f | PC | 1 | 10 | 1 | 1 | 70.64
61305679097 | F92RPUNZNONF009 | OS2 2f 2mm Hybrid PC LC Uniboot/CS Conne | OS2 2f 2mm Hybrid PC LC Uniboot/CS Connector Standard Polarity Opt IL 9f | PC | 1 | 10 | 1 | 1 | 70.88
61305679098 | F92RPUNZNONF010 | OS2 2f 2mm Hybrid PC LC Uniboot/CS Conne | OS2 2f 2mm Hybrid PC LC Uniboot/CS Connector Standard Polarity Opt IL 10f | PC | 1 | 10 | 1 | 1 | 71.14
61305679099 | F92RPUNZNONF011 | OS2 2f 2mm Hybrid PC LC Uniboot/CS Conne | OS2 2f 2mm Hybrid PC LC Uniboot/CS Connector Standard Polarity Opt IL 11f | PC | 1 | 10 | 1 | 1 | 71.38
61305679100 | F92RPUNZNONF012 | OS2 2f 2mm Hybrid PC LC Uniboot/CS Conne | OS2 2f 2mm Hybrid PC LC Uniboot/CS Connector Standard Polarity Opt IL 12f | PC | 1 | 10 | 1 | 1 | 71.64
61305679101 | F92RPUNZNONF013 | OS2 2f 2mm Hybrid PC LC Uniboot/CS Conne | OS2 2f 2mm Hybrid PC LC Uniboot/CS Connector Standard Polarity Opt IL 13f | PC | 1 | 10 | 1 | 1 | 71.88
61305679102 | F92RPUNZNONF014 | OS2 2f 2mm Hybrid PC LC Uniboot/CS Conne | OS2 2f 2mm Hybrid PC LC Uniboot/CS Connector Standard Polarity Opt IL 14f | PC | 1 | 10 | 1 | 1 | 72.14
61305679103 | F92RPUNZNONF015 | OS2 2f 2mm Hybrid PC LC Uniboot/CS Conne | OS2 2f 2mm Hybrid PC LC Uniboot/CS Connector Standard Polarity Opt IL 15f | PC | 1 | 10 | 1 | 1 | 72.4
61305679104 | F92RPUNZNONF016 | OS2 2f 2mm Hybrid PC LC Uniboot/CS Conne | OS2 2f 2mm Hybrid PC LC Uniboot/CS Connector Standard Polarity Opt IL 16f | PC | 1 | 10 | 1 | 1 | 72.66
61305679105 | F92RPUNZNONF017 | OS2 2f 2mm Hybrid PC LC Uniboot/CS Conne | OS2 2f 2mm Hybrid PC LC Uniboot/CS Connector Standard Polarity Opt IL 17f | PC | 1 | 10 | 1 | 1 | 72.9
61305679106 | F92RPUNZNONF018 | OS2 2f 2mm Hybrid PC LC Uniboot/CS Conne | OS2 2f 2mm Hybrid PC LC Uniboot/CS Connector Standard Polarity Opt IL 18f | PC | 1 | 10 | 1 | 1 | 73.16
61305679107 | F92RPUNZNONF019 | OS2 2f 2mm Hybrid PC LC Uniboot/CS Conne | OS2 2f 2mm Hybrid PC LC Uniboot/CS Connector Standard Polarity Opt IL 19f | PC | 1 | 10 | 1 | 1 | 73.4
61305679108 | F92RPUNZNONF020 | OS2 2f 2mm Hybrid PC LC Uniboot/CS Conne | OS2 2f 2mm Hybrid PC LC Uniboot/CS Connector Standard Polarity Opt IL 20f | PC | 1 | 10 | 1 | 1 | 73.66
61305679109 | F92RPUNZNONF021 | OS2 2f 2mm Hybrid PC LC Uniboot/CS Conne | OS2 2f 2mm Hybrid PC LC Uniboot/CS Connector Standard Polarity Opt IL 21f | PC | 1 | 10 | 1 | 1 | 73.9
61305679110 | F92RPUNZNONF022 | OS2 2f 2mm Hybrid PC LC Uniboot/CS Conne | OS2 2f 2mm Hybrid PC LC Uniboot/CS Connector Standard Polarity Opt IL 22f | PC | 1 | 10 | 1 | 1 | 74.16
61305679111 | F92RPUNZNONF023 | OS2 2f 2mm Hybrid PC LC Uniboot/CS Conne | OS2 2f 2mm Hybrid PC LC Uniboot/CS Connector Standard Polarity Opt IL 23f | PC | 1 | 10 | 1 | 1 | 74.42
61305679112 | F92RPUNZNONF024 | OS2 2f 2mm Hybrid PC LC Uniboot/CS Conne | OS2 2f 2mm Hybrid PC LC Uniboot/CS Connector Standard Polarity Opt IL 24f | PC | 1 | 10 | 1 | 1 | 74.68
61305679113 | F92RPUNZNONF025 | OS2 2f 2mm Hybrid PC LC Uniboot/CS Conne | OS2 2f 2mm Hybrid PC LC Uniboot/CS Connector Standard Polarity Opt IL 25f | PC | 1 | 10 | 1 | 1 | 74.92
07498367578 | FFWC2X2BL | FiberDuct,4-WayCross,F/C,2"x2",BL,EA | 2 x 2 Fiber-Duct Fitting. Attaches to channel to create a horizontal four way cross intersection. Cover included. Black. | PC | 1 | 1 | 1 | 1 | 162.06
07498370245 | FFWC2X2YL | FiberDuct,4-WayCross,F/C,2"x2",YL,EA | 2 x 2 Fiber-Duct Fitting. Attaches to channel to create a horizontal four way cross intersection. Cover included. Yellow. | PC | 1 | 1 | 1 | 1 | 162.06
07498345114 | FHDEC2X2BL | FR,Fitting,EndCap,2"x2",BL,EA | Used for closing off open ends of the hinged channel or fittings. No coupler required. Push-on installation, Black. | PC | 1 | 1 | 1 | 1 | 16.56
07498391148 | FHDEC2X2YL | FR,Fitting,EndCap,2"x2",YL,EA | Used for closing off open ends of the hinged channel or fittings. No coupler required. Push-on installation, Yellow. | PC | 1 | 1 | 1 | 1 | 16.56
07498345113 | FIDT2X2BL | Fitting,1-Port Spillout,1.5"BL,EA | Used to route cable into one piece of 1.5 (38mm) diameter split corrugated tubing. Used with a Spill-Over Junction with a 2x2 exit, 2x2 Fiber-Duct Fittings, and the 2x2 FiberRunner® Hinged Channel, Black. | PC | 1 | 1 | 1 | 1 | 38.52
07498397392 | FIDT2X2YL | Fitting,1-Port Spillout,1.5"YL,EA | The FiberRunner® 1-Port Spillout is used in cable routing systems to route into one piece of 1.5 inch (38mm) diameter split corrugated tubing. It is used with a spill-over junction with a 2x2 exit and the 2x2 FiberRunner® Hinged Channel. The spillout is m | PC | 1 | 20 | 1 | 1 | 38.52
07498378926 | FIDT4X4BL | Fitting,2-Port Spillout,1.5"BL,EA | The fiber routing 2-port spillout is used to route cable into one or two pieces of 1.5 (38mm) inside diameter split corrugated tubing. It is used with FRVT6X4YL, FRVT4X4YL, or FVT4X4YL. It is black and made of ABS plastic. | PC | 1 | 1 | 1 | 1 | 45
07498367586 | FIV452X2BL | FD,Fitting,InsideVertical45°,2"x2",BL,E | 2 x 2 Fiber-Duct Fitting. Attaches to channel to create a 45° upward angle from a straight horizontal run. Used with outside vertical 45° angle fitting FOV452X2BL or FOV454X4BL to change level of straight horizontal runs. Cover included. | PC | 1 | 1 | 1 | 1 | 74.32
07498370251 | FIV452X2YL | FD,Fitting,InsideVertical45°,2"x2",YL,E | 2 x 2 Fiber-Duct Fitting. Attaches to channel to create a 45° upward angle from a straight horizontal run. Used with outside vertical 45° angle fitting FOV452X2YL or FOV454X4YL to change level of straight horizontal runs. Cover included. | PC | 1 | 1 | 1 | 1 | 74.32
07498367574 | FIVRA2X2BL | FD,Fitting,InsideVertical90°,2"x2",BL,E | 2 x 2 Fiber-Duct Fitting. Attaches to channel to create a 90° upward angle from a straight horizontal run. Used with outside vertical 90° angle fitting FOVRA2X2BL or FOVRA4X4BL to change level of straight horizontal runs. Cover included. Black. | PC | 1 | 1 | 1 | 1 | 125.74
07498370247 | FIVRA2X2YL | FD,Fitting,InsideVertical90°,2"x2",YL,E | 2 x 2 Fiber-Duct Fitting. Attaches to channel to create a 90° upward angle from a straight horizontal run. Used with outside vertical 90° angle fitting FOVRA2X2YL or FOVRA4X4YL to change level of straight horizontal runs. Cover included. Yellow. | PC | 1 | 1 | 1 | 1 | 125.74
07498367582 | FOV452X2BL | FD,Fitting,OutsideVertical45°,2x2,BL,EA | 2 x 2 Fiber-Duct Fitting. Attaches to channel to create a 45° downward angle from a straight horizontal run. Used with inside vertical 45° angle fitting FIV452X2BL or FIV454X4BL to change level of straight horizontal runs. Cover included. | PC | 1 | 1 | 1 | 1 | 79.94
07498370253 | FOV452X2YL | FD,Fitting,OutsideVertical45°,2x2,YL,EA | 2 x 2 Fiber-Duct Fitting. Attaches to channel to create a 45° downward angle from a straight horizontal run. Used with inside vertical 45° angle fitting FIV452X2YL or FIV454X4YL to change level of straight horizontal runs. Cover included. | PC | 1 | 1 | 1 | 1 | 79.94
07498367570 | FOVRA2X2BL | FD,Fitting,OutsideVertical90°,2x2,BL,EA | 2 x 2 Fiber-Duct Fitting. Attaches to channel to create a 45° downward angle from a straight horizontal run. Used with inside vertical 90° angle fitting FIVRA2X2BL or FIVRA4X4BL to change level of straight horizontal runs. Cover included. | PC | 1 | 1 | 1 | 1 | 125.32
07498370249 | FOVRA2X2YL | FD,Fitting,OutsideVertical90°,2x2,YL,EA | 2 x 2 Fiber-Duct Fitting. Attaches to channel to create a 90° downward angle from a straight horizontal run. Used with inside vertical 90° angle fitting FIVRA2X2YL or FIVRA4X4YL to change level of straight horizontal runs. Cover included. | PC | 1 | 1 | 1 | 1 | 125.32
07498345038 | FR1.5IDEBL | Fitting,1Pt,Spillout,1.5",BL,EA | Used to route cable into 1.5 (38mm) diameter split corrugated tubing directly through a hole cut in the side wall of the 4x4, 6x4, and 12x4 FiberRunner® Channel or 4x4 Fiber-Duct Channel. Provides 1 (25.4mm) bend radius control at the exit. Includes drill | PC | 1 | 1 | 1 | 1 | 69.9
07498397394 | FR1.5IDEYL | Fitting,1Pt,Spillout,1.5",YL,EA | The FiberRunner® 1-Port Spillout is used in cable routing systems to route into 1.5 inch (38mm) diameter split corrugated tubing directly through a hole cut in the sidewall of the 4x4, 6x4, and 12x4 FiberRunner® Channel or 4x4 Fiber-Duct™ Channel. It prov | PC | 1 | 10 | 1 | 1 | 69.9
07498359091 | FRA2X2BL | FD,Fitting/Cvr,Horz90°Angle,2x2,BL,EA | 2 x 2 Fiber-Duct Fitting. Attaches to channel to create a 90° horizontal turn from a straight horizontal run. Cover included. Black. | PC | 1 | 1 | 1 | 1 | 137.06
07498370257 | FRA2X2YL | FD,Fitting/Cvr,Horz90°Angle,2x2,YL,EA | The FiberRunner® Horizontal Right Angle Fitting and Cover attaches to a channel to create a 90° horizontal turn from a straight horizontal run. It is 2 inches x 2 inches. | PC | 1 | 5 | 1 | 1 | 137.06
07498345022 | FRBC12X4BL | Fiberrunner,Coupler,12"x4",BL,EA | The FiberRunner® QuikLock™ Coupler is a pre-assembled coupler designed to quickly join two sections of channel and/or fittings in a cable routing system. The coupler measures 12 inches x 4 inches. No tools are required for installation. | PC | 1 | 1 | 1 | 1 | 61.44
07498383509 | FRBC12X4YL | Fiberrunner,Coupler,12"x4",YL,EA | The FiberRunner® QuikLock™ Coupler is a pre-assembled coupler designed to quickly join two sections of channel and/or fittings in a cable routing system. The coupler measures 12 inches x 4 inches. No tools are required for installation. | PC | 1 | 1 | 1 | 1 | 61.44
07498311175 | FRBC24X4BL | FiberRunner,Coupler,24x4,BL,EA | Pre-assembled 24in x 4in QuikLock™ coupler quickly joins two sections of channel and/or fittings. Mechanically attaches without tightening bolts. Bolts release using 3/8in nut driver to allow coupler to be removed if necessary, Black, 1 piece. | PC | 1 | 1 | 1 | 1 | 159.2
07498311186 | FRBC24X4YL | FiberRunner,Coupler,24x4,YL,EA | Pre-assembled 24in x 4in QuikLock™ coupler quickly joins two sections of channel and/or fittings. Mechanically attaches without tightening bolts. Bolts release using 3/8in nut driver to allow coupler to be removed if necessary, Yellow, 1 piece. | PC | 1 | 1 | 1 | 1 | 159.2
07498345085 | FRBC4X4BL | Fiberrunner,Coupler,4"x4",BL,EA | The FiberRunner® QuikLock™ Coupler is a pre-assembled coupler designed to quickly join two sections of channel and/or fittings in a cable routing system. The coupler measures 4 inches x 4 inches. No tools are required for installation. | PC | 1 | 1 | 1 | 1 | 35.04
07498384146 | FRBC4X4YL | Fiberrunner,Coupler,4"x4",YL,EA | The FiberRunner® QuikLock™ Coupler is a pre-assembled coupler designed to quickly join two sections of channel and/or fittings in a cable routing system. The coupler measures 4 inches x 4 inches. No tools are required for installation. | PC | 1 | 1 | 1 | 1 | 35.04
07498344961 | FRBC4X4YL-E | Fiberrunner,Coupler,4"x4",YL,PK20 | Pre-assembled 4in x 4in QuikLock™ coupler quickly joins two sections of channel and/or fittings. Mechanically attaches without tightening bolts. Bolts release using 3/8in nut driver to allow coupler to be removed if necessary, Yellow, 20 pieces. | PC | 1 | 20 | 20 | 1 | 35.04
07498345056 | FRBC6X4BL | Fiberrunner,Coupler,6"x4",BL,EA | The FiberRunner® QuikLock™ Coupler is a pre-assembled coupler designed to quickly join two sections of channel and/or fittings in a cable routing system. The coupler measures 6 inches x 4 inches. No tools are required for installation. | PC | 1 | 1 | 1 | 1 | 35.04
07498379418 | FRBC6X4YL | Fiberrunner,Coupler,6"x4",YL,EA | The FiberRunner® QuikLock™ Coupler is a pre-assembled coupler designed to quickly join two sections of channel and/or fittings in a cable routing system. The coupler measures 6 inches x 4 inches. No tools are required for installation. | PC | 1 | 1 | 1 | 1 | 35.04
07498383507 | FRCR12BL-X | FR,Cable Retainer,12x4,BL,PK10 | Cable retainer holds cable in the channel when cover is not used. Install anywhere on channel, near the coupler or every 18 (457mm). Black color only. 12 x 4 System. | PC | 1 | 10 | 10 | 1 | 6.98
07498384133 | FRCR4BL-X | FR,Cable Retainer,4x4,BL,PK10 | Cable retainer holds cable in the channel when cover is not used. Install anywhere on channel, near the coupler or every 18 (457mm). Black color only. 4 x 4 System. | PC | 1 | 10 | 10 | 1 | 3.72
07498378408 | FRCR6BL-X | FR,Cable Retainer,6x4,BL,PK10 | Cable retainer holds cable in the channel when cover is not used. Install anywhere on channel, near the coupler or every 18 (457mm). Black color only. 6 x 4 System. | PC | 1 | 10 | 10 | 1 | 3.94
07498345069 | FRDDS6X4BL | FR,Fitting,DualDownspout,6x4,BL,EA | 6x4 Dual Downspout. Attaches to 6x4 channel and/or fittings to create two 90° 4x4 downward transitions from a horizontal run. The fitting maintains a 2in bend radius control throughout the transition to the vertical downspouts. Includes two snap-on throat | PC | 1 | 1 | 1 | 1 | 337.9
07498398714 | FRDDS6X4YL | FR,Fitting,DualDownspout,6x4,YL,EA | 6x4 Dual Downspout. Attaches to 6x4 channel and/or fittings to create two 90° 4x4 downward transitions from a horizontal run. The fitting maintains a 2in bend radius control throughout the transition to the vertical downspouts. Includes two snap-on throat | PC | 1 | 1 | 1 | 1 | 337.9
07498398716 | FRDDSHC6YL | FR,Fitting,DualDownspoutCvr,6x4,YL,EA | Used to fully enclose the 6x4 dual downspout fitting FRDDS6X4YL. Cover is attached to the fitting base with three hinge clips. The hinge clips allow the hinged cover to rotate to a fully closed position and an open position greater than 90°, Yellow. | PC | 1 | 1 | 1 | 1 | 108.12
07498345036 | FREC12X4BL | FR,Fittings,EndCap,12x4,BL,EA | The FiberRunner® End Cap Fitting is used in cable management to close off open ends of the channel or fittings. The FiberRunner® End Cap Fitting is a push-on installation and does not require a coupler. | PC | 1 | 1 | 1 | 1 | 33.34
07498383521 | FREC12X4YL | FR,Fittings,EndCap,12x4,YL,EA | The FiberRunner® End Cap Fitting is used in cable management to close off open ends of the channel or fittings. The FiberRunner® End Cap Fitting is a push-on installation and does not require a coupler. | PC | 1 | 1 | 1 | 1 | 33.34
07498311176 | FREC24X4BL | Ftg,EndCap,24"x4",FibrRunnr,BL,EA | 24 x 4 end cap fitting used for closing off open ends of the channel or fittings. No coupler required. Push-on installation, Black. | PC | 1 | 1 | 1 | 1 | 76.16
07498311189 | FREC24X4YL | Ftg,EndCap,24"x4",FibrRunnr,YL,EA | 24 x 4 end cap fitting used for closing off open ends of the channel or fittings. No coupler required. Push-on installation, Yellow. | PC | 1 | 1 | 1 | 1 | 76.16
07498345095 | FREC4X4BL | FR,Fitting,EndCap,NoCplrReq,4"x4",BLK,EA | The FiberRunner® End Cap Fitting is used in cable management to close off open ends of the channel or fittings. The FiberRunner® End Cap Fitting is a push-on installation and does not require a coupler. | PC | 1 | 1 | 1 | 1 | 17.72
07498384348 | FREC4X4YL | FR,Fitting,EndCap,4"x4",Fbr,YL,EA | The FiberRunner® End Cap Fitting is used in cable management to close off open ends of the channel or fittings. The FiberRunner® End Cap Fitting is a push-on installation and does not require a coupler. | PC | 1 | 1 | 1 | 1 | 17.72
07498378436 | FREC6X4BL | Ftg,EndCap,6"x4",FibrRunnr,BL,EA | The FiberRunner® End Cap Fitting is used in cable management to close off open ends of the channel or fittings. The FiberRunner® End Cap Fitting is a push-on installation and does not require a coupler. | PC | 1 | 1 | 1 | 1 | 17.72
07498378435 | FREC6X4YL | Ftg,EndCap,6"x4",FibrRunnr,YL,EA | The FiberRunner® End Cap Fitting is used in cable management to close off open ends of the channel or fittings. The FiberRunner® End Cap Fitting is a push-on installation and does not require a coupler. | PC | 1 | 1 | 1 | 1 | 17.72
07498345031 | FRFWC12X4BL | FR,Fittings,4-WayCross,12x4,BL,EA | Attaches to 12x4 channel and/or fittings to create a horiztonal four way cross intersection with two 12x4 exits. Accepts optional split cover FRWCSC12BL. | PC | 1 | 1 | 1 | 1 | 466.46
07498311816 | FRFWC12X4W4BL | FR,4-WCross,12x4,w/4"Exits,BL,EA | Attaches to a 12x4 channel and/or fittings to create a horizontal four way cross intersection with two 4x4 exits, Black. | PC | 1 | 1 | 1 | 1 | 399.52
07498311813 | FRFWC12X4W4YL | FR,4-WCross,12x4,w/4"Exits,YL,EA | Attaches to 12x4 channel and/or fittings to create a horizontal four way cross intersection with two 4x4 exits. | PC | 1 | 1 | 1 | 1 | 399.52
07498345033 | FRFWC12X4W6BL | FR,4-WCross,12x4,w/6"Exits,BL,EA | Attaches to 12x4 channel and/or fittings to create at a horizontal four way cross intersection with two 6x4 exits. Accepts optional split cover FRFWCSC12W6BL. | PC | 1 | 1 | 1 | 1 | 399.52
07498383566 | FRFWC12X4W6YL | FR,4-WCross,12x4,w/6"Exits,YL,EA | Attaches to 12x4 channel and/or fittings to create a horizontal four way cross intersection with two 6x4 exits. Accepts optional split cover FRFWCSC12W6YL. | PC | 1 | 1 | 1 | 1 | 399.52
07498383523 | FRFWC12X4YL | FR,Fittings,4-WayCross,12x4,YL,EA | The FiberRunner® 4-Way Cross Channel Fitting is used in cable management to create a horizontal 4-way cross intersection with two 12 inch x 4 inch exits. It also attaches to 12x4 channels and/or fittings. The 4-way cross channel fitting accepts the option | PC | 1 | 1 | 1 | 1 | 466.46
07498311162 | FRFWC24X4BL | FiberRunner,4-Way Cross,24x4,BL,EA | Attaches to 24x4 channel and/or fittings to create a horizontal four way cross intersection with two 24x4 exits. Accepts optional split cover FRFWCCV24BL. | PC | 1 | 1 | 1 | 1 | 1088.1
07498311165 | FRFWC24X4W12BL | FR,4-Way Cross,24x4,12"Exits,BL,EA | Attaches to a 24x4 channel and/or fittings to create a horizontal four way cross intersection with two 12x4 exits. Accepts optional split cover FRFWCCV24W12BL. | PC | 1 | 1 | 1 | 1 | 932.68
07498311164 | FRFWC24X4W12YL | FR,4-Way Cross,24x4,12"Exits,YL,EA | Attaches to a 24x4 channel and/or fittings to create a horizontal four way cross intersection with two 12x4 exits. Accepts optional split cover FRFWCCV24W12YL. | PC | 1 | 1 | 1 | 1 | 932.68
07498311161 | FRFWC24X4YL | FiberRunner,4-Way Cross,24x4,YL,EA | Attaches to 24x4 channel and/or fittings to create a horizontal four way cross intersection with two 24x4 exits. Accepts optional split cover FRFWCCV24YL. | PC | 1 | 1 | 1 | 1 | 1088.1
07498384344 | FRFWC4X4YL | FR,Fitting,4-WayCross,4"x4",YL,EA | Attaches to 4x4 channel and/or fittings to create a horizontal four way cross intersection. Accepts optional split cover FRFWCSC4YL. | PC | 1 | 1 | 1 | 1 | 352.3
07498378440 | FRFWC6X4BL | FR,Fitting,4-WayCross,6"x4",BL,EA | Attaches to 6x4 channel and/or fittings to create a horizontal four way cross intersection. Accepts optional split cover FRFWCSC6BL. | PC | 1 | 1 | 1 | 1 | 371.98
07498378439 | FRFWC6X4YL | FR,Fitting,4-WayCross,6"x4",YL,EA | The FiberRunner® 4-Way Cross Channel Fitting is used in cable management to create a horizontal 4-way cross intersection with two 6 inch x 4 inch exits. It also attaches to 6x4 channels and/or fittings. The 4-way cross channel fitting accepts the optional | PC | 1 | 1 | 1 | 1 | 371.98
07498345032 | FRFWCSC12BL | FR,Cvr,4-WayCross,12x4,BL,EA | Optional split cover for the four way cross fitting FRFWC12X4BL. Snap-on feature allows cover to be installed and removed with no tools required. Creates radiused 3/4 (19mm) opening for easy access to add or remove cables. | PC | 1 | 1 | 1 | 1 | 241.84
07498345034 | FRFWCSC12W6BL | FR,Cvr,4-WCross,12x4,w/6"Exits,BL,EA | Optional split cover for the four way cross fitting FRFWC12X4W6BL. Snap-on feature allows cover to be installed and removed with no tools required. Creates radiused 3/4 (19mm) opening for easy access to add or remove cables. | PC | 1 | 1 | 1 | 1 | 212.42
07498383568 | FRFWCSC12W6YL | FR,Cvr,4-WCross,12x4,w/6"Exits,YL,EA | Optional split cover for the four way cross fitting FRFWC12X4W6YL. Snap-on feature allows cover to be installed and removed with no tools required. Creates radiused 3/4 (19mm) opening for easy access to add or remove cables. | PC | 1 | 1 | 1 | 1 | 212.42
07498383537 | FRFWCSC12YL | FR,Cvr,4-WayCross,12x4,YL,EA | Optional split cover for the four way cross fitting FRFWC12X4YL. Snap-on feature allows cover to be installed and removed with no tools required. Creates radiused 3/4 (19mm) opening for easy access to add or remove cables. | PC | 1 | 1 | 1 | 1 | 241.84
07498345093 | FRFWCSC4BL | FR,SplitCvr,4-WayCross,4"x4",BL,EA | Optional split cover for the four way cross fitting FRFWC4X4BL. Snap-on feature allows cover to be installed and removed with no tools required. Creates radiused 3/4 (19 mm) opening for easy access to add or remove cables. | PC | 1 | 1 | 1 | 1 | 124.26
07498384346 | FRFWCSC4YL | FR,SplitCvr,4-WayCross,4"x4",YL,EA | Optional split cover for the four way cross fitting FRFWC4X4YL. Snap-on feature allows cover to be installed and removed with no tools required. Creates radiused 3/4 (19mm) opening for easy access to add or remove cables. | PC | 1 | 1 | 1 | 1 | 124.26
07498345064 | FRFWCSC6BL | FR,SplitCvr,4-WayCross,6"x4",BL,EA | Optional split cover for the four way cross fitting FRFWC6X4BL. Snap-on feature allows cover to be installed and removed with no tools required. Creates radiused 3/4 (19mm) opening for easy access to add or remove cables. | PC | 1 | 1 | 1 | 1 | 135.8
07498379938 | FRFWCSC6YL | FR,SplitCvr,4-WayCross,6"x4",YL,EA | Optional split cover for the four way cross fitting FRFWC6X4YL. Snap-on feature allows cover to be installed and removed with no tools required. Creates radiused 3/4 (19mm) opening for easy access to add or remove cables. | PC | 1 | 5 | 1 | 1 | 135.8
07498345025 | FRH4512X4BL | FR,Horiz Fittings,45deg,12x4,BL,EA | Attaches to 12x4 channel and/or fitting to create a 45° horizontal turn from a straight horizontal run. Accepts optional split cover FRH45SC12BL. | PC | 1 | 1 | 1 | 1 | 243.14
07498383553 | FRH4512X4YL | FR,Horiz Fittings,45deg,12x4,YL,EA | Attaches to 12x4 channel and/or fitting to create a 45° horizontal turn from a straight horizontal run. Accepts optional split cover FRH45SC12YL. | PC | 1 | 1 | 1 | 1 | 243.14
07498311159 | FRH4524X4BL | FR,Horiz Fittings,45deg,24x4,BL,EA | Attaches to 24x4 channel and/or fittings to create a 45° horizontal turn from a straight horizontal run, Black. | PC | 1 | 1 | 1 | 1 | 568.26
07498311158 | FRH4524X4YL | FR,Horiz Fittings,45deg,24x4,YL,EA | Attaches to 24x4 channel and/or fittings to create a 45° horizontal turn from a straight horizontal run, Yellow. | PC | 1 | 1 | 1 | 1 | 568.26
07498345088 | FRH454X4BL | FR,Fitting,Horz45°Angle,4"x4",BL,EA | Attaches to 4x4 channel and/or fittings to create a 45° horizontal turn from a straight horizontal run. Accepts optional split cover FRH45SC4BL. | PC | 1 | 1 | 1 | 1 | 116.08
07498384220 | FRH454X4YL | FR,Fitting,Horz45°Angle,4"x4",YL,EA | Attaches to 4x4 channel and/or fittings to create a 45° horizontal turn from a straight horizontal run. Accepts optional split cover FRH45SC4YL. | PC | 1 | 1 | 1 | 1 | 116.08
07498345059 | FRH456X4BL | FR,Fitting,Horz45°Angle,6"x4",BL,EA | Attaches to 6x4 channel and/or fittings to create a 45° horizontal turn from a straight horizontal run. Accepts optional split cover FRH45SC6BL. | PC | 1 | 1 | 1 | 1 | 135.8
07498381576 | FRH456X4YL | FR,Fitting,Horz45°Angle,6"x4",YL,EA | Attaches to 6x4 channel and/or fittings to create a 45° horizontal turn from a straight horizontal run. Accepts optional split cover FRH45SC6YL. | PC | 1 | 1 | 1 | 1 | 135.8
07498322024 | FRH45CV24BL | FR,Horiz Cover,45deg,24x4,BL,EA | Optional solid cover for the horizontal 45° angle fitting FRH4524X4BL. Snap-on feature allows cover to be installed and removed with no tools required. | PC | 1 | 1 | 1 | 1 | 364.9
07498322026 | FRH45CV24YL | FR,Horiz Cover,45deg,24x4,YL,EA | Optional cover for the horizontal 45° angle fitting FRH4524X4YL. Snap-on feature allows cover to be installed and removed with no tools required. | PC | 1 | 1 | 1 | 1 | 364.9
07498345026 | FRH45SC12BL | FR,Horiz Cover,45deg,12x4,BL,EA | Optional split cover for the horizontal 45° angle fitting FRH4512X4BL. Snap-on feature allows cover to be installed and removed with no tools required. Creates radiused 3/4 (19 mm) opening for easy access to add or removes cables. | PC | 1 | 1 | 1 | 1 | 156.14
07498383555 | FRH45SC12YL | FR,Horiz Cover,45deg,12x4,YL,EA | Optional split cover for the horizontal 45° angle fitting FRH4512X4YL. Snap-on feature allows cover to be installed and removed with no tools required. Creates radiused 3/4 (19mm) opening for easy access to add or removes cables. | PC | 1 | 1 | 1 | 1 | 156.14
07498345089 | FRH45SC4BL | FR,SplitCover,Horz45°,4"x4",BL,EA | Optional split cover for the horizontal 45° angle fitting FRH454X4BL. Snap-on feature allows cover to be installed and removed with no tools required. Creates radiused 3/4 (19 mm) opening for easy access to add or remove cables. | PC | 1 | 1 | 1 | 1 | 86.8
07498384238 | FRH45SC4YL | FR,SplitCover,Horz45°,4"x4",YL,EA | Optional split cover for the horizontal 45° angle fitting FRH454X4YL. Snap-on feature allows cover to be installed and removed with no tools required. Creates radiused 3/4 (19mm) opening for easy access to add or remove cables. | PC | 1 | 1 | 1 | 1 | 86.8
07498381578 | FRH45SC6YL | FR,SplitCover,Horz45°,6"x4",YL,EA | Optional split cover for the horizontal 45° angle fitting FRH456X4YL. Snap-on feature allows cover to be installed and removed with no tools required. Creates radiused 3/4 (19mm) opening for easy access to add or remove cables. | PC | 1 | 1 | 1 | 1 | 116.14
07498345097 | FRIDT4X4BL | Fitting,2ptSpillout,1.5" IDCT,BL,EA | Used to route cable into one or two pieces of 1.5 (38mm) diameter split corrugated tubing. Requires coupler to be used with 4x4 FiberRunner® Fitting. Used with any 4x4 FiberRunner® Fitting, Black. | PC | 1 | 1 | 1 | 1 | 39.64
07498384374 | FRIDT4X4YL | Fitting,2ptSpillout,1.5" IDCT,YL,EA | The FiberRunner® 2 Port Spillout is used in cable routing systems to route into 1.5 inch (38mm) diameter split corrugated tubing directly through a hole cut in the sidewall of the 4x4 FiberRunner® Channel or 4x4 Fiber-Duct™ Channel. It provides a 2 inch ( | PC | 1 | 1 | 1 | 1 | 39.64
07498345068 | FRIDT6X4BL | Fitting,3ptSpillout,1.5" IDCT,BL,EA | Used to route cable into three separate 1.5 (38mm) diameter split corrugated tubing. Used with FRVT12X4BL or any 6x4 fitting. | PC | 1 | 1 | 1 | 1 | 42.96
07498384025 | FRIDT6X4YL | Fitting,3ptSpillout,1.5" IDCT,YL,EA | Used to route cable into three separate 1.5 (38mm) diameter split corrugated tubing. Used with FRVT12X4YL or any 6x4 fitting. | PC | 1 | 1 | 1 | 1 | 42.96
07498345041 | FRIV4512X4BL | FR,F/C,InsideVert,45deg,12x4,BL,EA | Attaches to 12x4 channel and/or fitting to create a 45° upward angle from a straight horizontal run. Used with outside vertical 45° angle fitting FROV4512X4BL to change level of a straight horizontal run. Includes split cover. | PC | 1 | 1 | 1 | 1 | 294.36
07498383527 | FRIV4512X4YL | FR,F/C,InsideVert,45deg,12x4,YL,EA | The FiberRunner® Inside Vertical 45° Fitting and Cover is used in cable routing systems. It attaches to the 12x4 channel and/or fitting to create a 45° upward angle from a straight horizontal run. It is used with the outside vertical 45° angle fitting to | PC | 1 | 1 | 1 | 1 | 294.36
07498311172 | FRIV4524X4BL | FR,F/C,InsideVert,45deg,24x4,BL,EA | Attaches to 24x4 channel and/or fittings to create a 45° upward angle from a straight horizontal run. Used with outside vertical 45° angle fitting FROV4524X4BL to change level of a straight horizontal run. Includes cover. | PC | 1 | 1 | 1 | 1 | 568.26
07498311178 | FRIV4524X4YL | FR,F/C,InsideVert,45deg,24x4,YL,EA | Attaches to 24x4 channel and/or fittings to create a 45° upward angle from a straight horizontal run. Used with outside vertical 45° angle fitting FROV4524X4YL to change level of a straight horizontal run. Includes cover. | PC | 1 | 1 | 1 | 1 | 568.26
07498345102 | FRIV454X4BL | FR,Fitting/Cvr,InsideVert45°,4x4,BL,EA | Attaches to 4x4 channel and/or fitting to create a 45° upward angle from a straight horizontal run. Used with outside vertical 45° angle fitting FROV454X4BL to change level of a straight horizontal run. Includes split cover. | PC | 1 | 1 | 1 | 1 | 116.08
07498384300 | FRIV454X4YL | FR,Fitting/Cvr,InsideVert45°,4x4,YL,EA | Attaches to 4x4 channel and/or fittings to create a 45° upward angle from a horizontal run. Used with outside vertical 45° angle fitting FROV454X4YL to change level of a straight horizontal run. Includes split cover. | PC | 1 | 1 | 1 | 1 | 116.08
07498378460 | FRIV456X4BL | FR,Fitting/Cvr,InsideVert45°,6x4,BL,EA | Attaches to 6x4 channel and/or fitting to create a 45° upward angle from a straight horizontal run. Used with outside vertical 45° angle fitting FROV456X4BL to change level of a straight horizontal run. Includes split cover. | PC | 1 | 1 | 1 | 1 | 135.76
07498378456 | FRIV456X4YL | FR,Fitting/Cvr,InsideVert45°,6x4,YL,EA | Attaches to 6x4 channel and/or fitting to create a 45° upward angle from a straight horizontal run. Used with outside vertical 45° angle fitting FROV456X4YL to change level of a straight horizontal run. Includes split cover. | PC | 1 | 1 | 1 | 1 | 135.76
07498334484 | FRIVRA4X4BL | FR,Fitting/Cvr,InsideVert90°,4x4,BL,EA | Attaches to 4x4 channel and/or fittings to create a 90° upward angle from a straight horizontal run. Used with outside vertical 90° angle fitting FROVRA4X4BL to change level of a straight horizontal run. Includes split cover. | PC | 1 | 1 | 1 | 1 | 133.8
07498358252 | FRIVRA4X4YL | FR,Fitting/Cvr,InsideVert90°,4x4,YL,EA | Attaches to 4x4 channel and/or fittings to create a 90° upward angle from a straight horizontal run. Used with outside vertical 90° angle fitting FROVRA4X4YL to change level of a straight horizontal run. Includes split cover. | PC | 1 | 1 | 1 | 1 | 133.8
07498378447 | FRIVRA6X4BL | FR,Fitting/Cvr,InsideVert90°,6x4,BL,EA | Attaches to 6x4 channel and/or fittings to create a 90° upward angle from a straight horizontal run. Used with outside vertical 90° angle fitting FROVRA6X4BL to change level of a straight horizontal run. Includes split cover. | PC | 1 | 1 | 1 | 1 | 156.12
07498378446 | FRIVRA6X4YL | FR,Fitting/Cvr,InsideVert90°,6x4,YL,EA | The FiberRunner® Inside Vertical Right-Angle Fitting and Cover is used in cable routing systems. It attaches to the 6x4 channel and/or fitting to create a 90° upward angle from a straight horizontal run. It is used with the outside vertical right-angle fi | PC | 1 | 1 | 1 | 1 | 156.12
07498384440 | FRLPR42BL | FR,Fitting,LowProReducer,4x4-2x2,BL,EA | Assembled into the 6x4 vertical teeFRVT6X4YL or 4x4 vertical tee FRVT4X4YL with an audible snap, Allows for the transition to 2x2 FiberRunner® or 2x2 Fiber-Duct™ Channel with minimal space required. No tools required for assembly. Black color only. | PC | 1 | 1 | 1 | 1 | 67.04
07498385921 | FRME1 | Opticom RM ENCL,STL,1RU,3Port,F,BLK,EA | The Panduit® Opticom® 1 RU Rack Mount Fiber Enclosure has integral fiber management and can hold up to 3 FAPs for a maximum of 72 fibers. It ensures network reliability by housing, organizing, managing and protecting fiber optic cable, terminations, spli | PC | 1 | 1 | 1 | 1 | 325.14
61305656941 | FRME1WH | Rack Mount Enclosure 1 RU, White |  | PC | 1 | 1 | 1 | 1 | 325.14
07498385484 | FRME2 | Opticom RM ENCL,STL,2RU,3Port,F,BLK,EA | The Panduit® Opticom® 2 RU Rack Mount Fiber Enclosure has integral fiber management and can hold up to 6 FAPs for a maximum of 144 fibers. It ensures network reliability by housing, organizing, managing and protecting fiber optic cable, terminations, spl | PC | 1 | 1 | 1 | 1 | 404.46
61305656943 | FRME2WH | Rack Mount Fiber Enclosure 2 RU White |  | PC | 1 | 1 | 1 | 1 | 404.46
07498385485 | FRME3 | RackMountFiberEnclosure,3RU,EA | The Panduit® Opticom® 3 RU Rack Mount Fiber Enclosure has integral fiber management and can hold up to 9 FAPs for a maximum of 216 fibers. It ensures network reliability by housing, organizing, managing and protecting fiber optic cable, terminations, spl | PC | 1 | 1 | 1 | 1 | 446.58
61305656953 | FRME3WH | Rack Mount Fiber Enclosure 3 RU, WHITE |  | PC | 1 | 1 | 1 | 1 | 446.58
07498345042 | FROV4512X4BL | FR,OutsideVertical,45deg,12x4,BL,EA | Attaches to 12x4 channel and/or fitting to create a 45° downward angle from a straight horizontal run. Used with inside vertical 45° angle fitting FRIV4512X4BL to change level of a horizontal run. Accepts optional split cover FROV45SC12BL. | PC | 1 | 1 | 1 | 1 | 243.14
07498383529 | FROV4512X4YL | FR,OutsideVertical,45deg,12x4,YL,EA | The FiberRunner® Outside Vertical 45° Fitting and Cover is used in cable routing systems. It attaches to the 12x4 channel and/or fitting to create a 45° upward angle from a straight horizontal run. It is used with the inside vertical 45° angle fitting to | PC | 1 | 1 | 1 | 1 | 243.14
07498311173 | FROV4524X4BL | FR,OutsideVertical,45deg,24x4,BL,EA | Attaches to 24x4 channel and/or fittings to creat a 45° downward angle from a straight horizontal run. Used with inside vertical 45° angle fitting FRIV4524X4BL to change level of a horizotnal run. | PC | 1 | 1 | 1 | 1 | 568.5
07498311182 | FROV4524X4YL | FR,OutsideVertical,45deg,24x4,YL,EA | Attaches to 24x4 channel and/or fittings to create a 45° downward angle from a straight horizontal run. Used with inside vertical 45° angle fitting FRIV4524X4YL to change level of a horizontal run. | PC | 1 | 1 | 1 | 1 | 568.5
07498345103 | FROV454X4BL | FR,Fittings,OutsideVert45°,4x4,BL,EA | Attaches to 4x4 channel and/or fittings to create a 45° downward angle from a horizontal run. Used with inside vertical 45° angle fitting FRIV454X4BL to change level of a straight horizontal run. Accepts optional split cover FROV45SC4BL. | PC | 1 | 1 | 1 | 1 | 116.08
07498384320 | FROV454X4YL | FR,Fittings,OutsideVert45°,4x4,YL,EA | Attaches to 4x4 channel and/or fittings to create a 45° downward angle from a horizontal run. Used with inside vertical 45° angle fitting FRIV454X4YL to change level of a straight horizontal run. Accepts optional split cover FROV45SC4YL. | PC | 1 | 1 | 1 | 1 | 116.08
07498378466 | FROV456X4BL | FR,Fittings,OutsideVert45°,6x4,BL,EA | Attaches to 6x4 channel and/or fittings to create a 45° downward angle from a horizontal run. Used with inside vertical 45° angle fitting FRIV456X4BL to change level of a straight horizontal run. Accepts optional split cover FROV45SC6BL. | PC | 1 | 1 | 1 | 1 | 135.76
07498378464 | FROV456X4YL | FR,Fittings,OutsideVert45°,6x4,YL,EA | Attaches to 6x4 channel and/or fittings to create a 45° downward angle from a horizontal run. Used with inside vertical 45° angle fitting FRIV456X4YL to change level of a straight horizontal run. Accepts optional split cover FROV45SC6OR. | PC | 1 | 1 | 1 | 1 | 135.76
07498345043 | FROV45SC12BL | FR,SplitCover,OutsideVert45°,12x4,BL,EA | Optional split cover for the outside vertical 45° angle fitting FROV4512X4BL. Snap-on feature allows cover to be installed and removed with no tools required. Creates radiused 3/4 (19 mm) opening for easy access to add or remove cables. | PC | 1 | 1 | 1 | 1 | 156.14
07498383541 | FROV45SC12YL | FR,SplitCover,OutsideVert45°,12x4,YL,EA | Optional split cover for the outside vertical 45° angle fitting FROV4512X4YL. Snap-on feature allows cover to be installed and removed with no tools required. Creates radiused 3/4 (19mm) opening for easy access to add or remove cables. | PC | 1 | 1 | 1 | 1 | 156.14
07498345104 | FROV45SC4BL | FR,SplitCover,OutsideVert45°,4x4,BL,EA | Optional split cover for the outside vertical 45° angle fitting FROV454X4BL. Snap-on feature allows cover to be installed and removed with no tools required. Creates radiused 3/4 (19 mm) opening for easy access to add and removes cables. | PC | 1 | 1 | 1 | 1 | 86.8
07498384334 | FROV45SC4YL | FR,SplitCover,OutsideVert45°,4x4,YL,EA | Optional split cover for the outside vertical 45° angle fitting FROV454X4YL. Snap-on feature allows cover to be installed and removed with no tools required. Creates radiused 3/4 (19mm) opening for easy access to add or remove cables. | PC | 1 | 1 | 1 | 1 | 86.8
07498345075 | FROV45SC6BL | FR,SplitCover,OutsideVert45°,6x4,BL,EA | Optional split cover for the outside vertical 45° angle fitting FROV456X4BL. Snap-on feature allows cover to be installed and removed with no tools required. Creates readiused 3/4 (19mm) opening for easy access to add or remove cables. | PC | 1 | 1 | 1 | 1 | 96.64
07498379942 | FROV45SC6YL | FR,SplitCover,OutsideVert45°,6x4,YL,EA | Optional split cover for the outside vertical 45° angle fitting FROV456X4YL. Snap-on feature allows cover to be installed and removed with no tools required. Creates radiused 3/4 (19mm) opening for easy access to add or remove cables. | PC | 1 | 1 | 1 | 1 | 96.64
07498345044 | FROVRA12X4BL | FR,Fitting,OutsideVert90°,12x4,BL,EA | Attaches to 12x4 channel and/or fittings to create a 90° vertical turn down from a straight horizontal run. Accepts optional split cover FROVRASC12BL. | PC | 1 | 1 | 1 | 1 | 243.14
07498383525 | FROVRA12X4YL | FR,Fitting,OutsideVert90°,12x4,YL,EA | Attaches to 12x4 channel and/or fittings to create a 90° vertical turn down from a straight horizontal run. Accepts optional split cover FROVRASC12YL. | PC | 1 | 1 | 1 | 1 | 243.14
07498345105 | FROVRA4X4BL | FR,Fitting,OutsideVert90°,4x4,BL,EA | Attaches to 4x4 channel base and/or fittings to create a 90° vertical turn down from a straight horizontal run. Accepts optional split cover FROVRASC4BL. | PC | 1 | 1 | 1 | 1 | 145.6
07498384260 | FROVRA4X4YL | FR,Fitting,OutsideVert90°,4x4,YL,EA | Attaches to 4x4 channel and/or fittings to create a 90° vertical turn down from a straight horizontal run. Accepts optional split cover FROVRASC4YL. | PC | 1 | 1 | 1 | 1 | 145.6
07498378452 | FROVRA6X4BL | FR,Fitting,OutsideVert90°,6x4,BL,EA | Attaches to 6x4 channel and/or fittings to create a 90° vertical turn from a straight horizontal run. Accepts optional split cover FROVRASC6BL. | PC | 1 | 1 | 1 | 1 | 165.78
07498378451 | FROVRA6X4YL | FR,Fitting,OutsideVert90°,6x4,YL,EA | The FiberRunner® Outside Vertical Right-Angle Fitting and Cover is used in cable routing systems. It attaches to the 6x4 channel and/or fitting to create a 90° upward angle from a straight horizontal run. It is used with the inside vertical right-angle fi | PC | 1 | 1 | 1 | 1 | 165.78
07498345045 | FROVRASC12BL | FR,SplitCover,OutsideVert90°,12x4,BL,EA | Optional split cover for the outside vertical right angle fitting FROVRA12X4BL. Snap-on feature allows cover to be installed and removed with no tools required. Creates radiused 3/4 (19 mm) opening for easy access to add or remove cables. | PC | 1 | 1 | 1 | 1 | 186.92
07498383539 | FROVRASC12YL | FR,SplitCover,OutsideVert90°,12x4,YL,EA | Optional split cover for the outside vertical right angle fitting FROVRA12X4YL. Snap-on feature allows cover to be installed and removed with no tools required. Creates radiused 3/4 (19mm) opening for easy access to add or remove cables. | PC | 1 | 1 | 1 | 1 | 186.92
07498345106 | FROVRASC4BL | FR,SplitCover,OutsideVert90°,4x4,BL,EA | Optional split cover for the outside vertical right angle fitting FROVRA4X4BL. Snap-on feature allows cover to be installed and removed with no tools required. Creates radiused 3/4 (19mm) opening for easy access to add or remove cables. | PC | 1 | 1 | 1 | 1 | 95.22
07498384280 | FROVRASC4YL | FR,SplitCover,OutsideVert90°,4x4,YL,EA | Optional split cover for the outside vertical right angle fitting FROVRA4X4YL. Snap-on feature allows cover to be installed and removed with no tools required. Creates radiused 3/4 (19mm) opening for easy access to add or remove cables. | PC | 1 | 1 | 1 | 1 | 95.22
07498345077 | FROVRASC6BL | FR,SplitCover,OutsideVert90°,6x4,BL,EA | Optional split cover for the outside vertical right angle fitting FROVRA6X4BL. Snap-on feature allows cover to be installed and removed with no tools required. Creates radiused 3/4 (19mm) opening for easy access to add or remove cables. | PC | 1 | 1 | 1 | 1 | 72.98
07498379940 | FROVRASC6YL | FR,SplitCover,OutsideVert90°,6x4,YL,EA | Optional split cover for the outside vertical right angle fitting FROVRA6X4YL. Snap-on feature allows cover to be installed and removed with no tools required. Creates radiused 3/4 (19mm) opening for easy access to add or remove cables. | PC | 1 | 1 | 1 | 1 | 72.98
07498345023 | FRRA12X4BL | FR,Fitting,HorzRgtAngle,12x4,BL,EA | Attaches to 12x4 channel and/or fitting to create a 90° horizontal turn from a straight horizontal run. Inside divider walls manage cables routed around horizontal right angles. Accepts optional split cover FRRASC12BL. | PC | 1 | 1 | 1 | 1 | 243.14
07498383515 | FRRA12X4YL | FR,Fitting,HorzRgtAngle,12x4,YL,EA | The FiberRunner® Horizontal Right-Angle Fitting attaches to the 12x4 channel and/or fitting to create a 90° horizontal turn from a straight horizontal run. The horizontal right-angle fitting has inside divider walls to manage cables routed around horizont | PC | 1 | 1 | 1 | 1 | 243.14
07498345086 | FRRA4X4BL | FR,Fitting,HorzRgtAngle,4x4,BL,EA | Attaches to 4x4 channel and/or fitting to create a 90° horizontal turn from a straight horizontal run. Accepts optional split cover FRRASC4BL. | PC | 1 | 1 | 1 | 1 | 145.66
07498384141 | FRRA4X4YL | FR,Fitting,HorzRgtAngle,4x4,YL,EA | The FiberRunner® Horizontal Right-Angle Fitting attaches to the 4x4 channel and/or fitting to create a 90° horizontal turn from a straight horizontal run. The horizontal right-angle fitting has inside divider walls to manage cables routed around horizonta | PC | 1 | 1 | 1 | 1 | 145.66
07498378420 | FRRA6X4BL | FR,Fitting,HorzRgtAngle,6x4,BL,EA | Attaches to 6x4 channel base and/or fittings to create a 90° horizontal turn from a straight horizontal run. Accepts optional split cover FRRAASC6BL. | PC | 1 | 1 | 1 | 1 | 165.34
07498378419 | FRRA6X4YL | FR,Fitting,HorzRgtAngle,6x4,YL,EA | The FiberRunner® Horizontal Right-Angle Fitting attaches to the 6x4 channel and/or fitting to create a 90° horizontal turn from a straight horizontal run. The horizontal right-angle fitting has inside divider walls to manage cables routed around horizonta | PC | 1 | 1 | 1 | 1 | 165.34
07498345024 | FRRASC12BL | SplitCover,HorzRgt.Angle,12x4,BL,EA | Optional split cover for the horizontal right angle fitting FRRA12X4BL. Snap-on feature allows cover to be installed and removed with no tools required. Creates radiused 3/4 (19 mm) opening for easy access to add or remove cables. | PC | 1 | 1 | 1 | 1 | 188.8
07498383535 | FRRASC12YL | SplitCover,HorzRgt.Angle,12x4,YL,EA | The FiberRunner® Horizontal Right-Angle Split Cover is used for the 12x4 horizontal right-angle fitting within a cable routing system. It has a snap-on feature that allows the cover to be installed and removed with no tools required. The horizontal right- | PC | 1 | 1 | 1 | 1 | 188.8
07498345087 | FRRASC4BL | SplitCover,HorzRgt.Angle,4x4,BL,EA | Optional split cover for the horizontal right angle fitting FRRA4X4BL. Snap-on feature allows cover to be installed and removed with no tools required. Creates radiused 3/4 (19 mm) opening for easy access to add or remove cables. | PC | 1 | 1 | 1 | 1 | 96.64
07498384143 | FRRASC4YL | SplitCover,HorzRgt.Angle,4x4,YL,EA | Optional split cover for the horizontal right angle fitting FRRA4X4YL. Snap-on feature allows cover to be installed and removed with no tools required. Creates radiused 3/4 (19mm) opening for easy access to add or remove cables. | PC | 1 | 1 | 1 | 1 | 96.64
07498345058 | FRRASC6BL | SplitCover,HorzRgt.Angle,6x4,BL,EA | Optional split cover for the horizontal right angle fitting FRRA6X4BL. Snap-on feature allows cover to be installed and removed with no tools required. Creates radiused 3/4 (19mm) opening for easy access to add or remove cables. | PC | 1 | 1 | 1 | 1 | 116.24
07498379936 | FRRASC6YL | SplitCover,HorzRgt.Angle,6x4,YL,EA | The FiberRunner® Horizontal Right-Angle Split Cover is used for the 6x4 horizontal right-angle fitting within a cable routing system. It has a snap-on feature that allows the cover to be installed and removed with no tools required. The horizontal right-a | PC | 1 | 1 | 1 | 1 | 116.24
07498345046 | FRRF126BL | Fitting,Reducer,12x4-6x4,BL,EA | The fitting attaches any 12x4 FiberRunner® Fitting or Channel to any 6x4 FiberRunner® Fitting or Channel. It is black and made of ABS plastic. It accepts split cover FRRF126SCBL. | PC | 1 | 1 | 1 | 1 | 198.62
07498345052 | FRRF126LBL | Fitting,Left Reducer,12x4-6x4,BL,EA | The FiberRunner® Fitting for the left reducer attaches a 12x4 FiberRunner fitting or channel to a 6x4 FiberRunner fitting or channel. | PC | 1 | 1 | 1 | 1 | 198.62
07498345053 | FRRF126LSCBL | SplitCover,LeftReducer,12x4-6x4,BL,EA | The FiberRunner® Split Cover for the left reducer fitting has a snap-on feature that allows the cover to be installed and removed with no tools required. It creates a radiused 0.75 inch (19mm) opening for easy access to add or remove cables. | PC | 1 | 1 | 1 | 1 | 157.66
07498383580 | FRRF126LSCYL | SplitCover,LeftReducer,12x4-6x4,YL,EA | The FiberRunner® Split Cover for the left reducer has a snap-on feature that allows the cover to be installed and removed with no tools required. It creates a radiused 0.75 inch (19mm) opening for easy access to add or remove cables. | PC | 1 | 1 | 1 | 1 | 157.66
07498383578 | FRRF126LYL | Fitting,Left Reducer,12x4-6x4,YL,EA | The FiberRunner® Fitting for the left reducer attaches a 12x4 FiberRunner fitting or channel to a 6x4 FiberRunner fitting or channel. | PC | 1 | 1 | 1 | 1 | 198.62
07498345050 | FRRF126RBL | Fitting,Right Reducer,12x4-6x4,BL,EA | The fitting attaches any 12x4 FiberRunner® Fitting or Channel to any 6x4 FiberRunner® Fitting or Channel while transitioning to the right. It is black and made of ABS plastic. It accepts split cover FRRF126RSCBL. | PC | 1 | 1 | 1 | 1 | 198.62
07498345051 | FRRF126RSCBL | SplitCover,Right Reducer,12x4-6x4,BL,EA | The optional split cover for the transition right reducer fitting FRRF126RBL is black and made of ABS plastic. The snap-on feature allows the cover to be installed and removed with no tools required. It creates a radiused 1/2" (12.7mm) opening for easy ac | PC | 1 | 1 | 1 | 1 | 157.66
07498383576 | FRRF126RSCYL | SplitCover,Right Reducer,12x4-6x4,YL,EA | The optional split cover for the transition right reducer fitting FRRF126RYL is yellow and made of ABS plastic. The snap-on feature allows the cover to be installed and removed with no tools required. It creates a radiused 1/2" (12.7mm) opening for easy a | PC | 1 | 1 | 1 | 1 | 157.66
07498383574 | FRRF126RYL | Fitting,Right Reducer,12x4-6x4,YL,EA | The fitting attaches any 12x4 FiberRunner® Fitting or Channel to any 6x4 FiberRunner® Fitting or Channel while transitioning to the right. It is yellow and made of ABS plastic. It accepts split cover FRRF126RSCYL. | PC | 1 | 1 | 1 | 1 | 198.62
07498345047 | FRRF126SCBL | SplitCover,Reducer,12x4-6x4,BL,EA | The optional split cover for the reducer fitting FRRF126BL is black and made of ABS plastic. The snap-on feature allows the cover to be installed and removed with no tools required. It creates a radiused 3/4" (19mm) opening for easy access to add or remov | PC | 1 | 1 | 1 | 1 | 162.4
07498383570 | FRRF126SCYL | SplitCover,Reducer,12x4-6x4,YL,EA | The optional split cover for the reducer fitting FRRF126YL is yellow and made of ABS plastic. The snap-on feature allows the cover to be installed and removed with no tools required. It creates a radiused 3/4" (19mm) opening for easy access to add or remo | PC | 1 | 1 | 1 | 1 | 162.4
07498383519 | FRRF126YL | Fitting,Reducer,12x4-6x4,YL,EA | The fitting attaches any 12x4 FiberRunner® Fitting or Channel to any 6x4 FiberRunner® Fitting or Channel. It is yellow and made of ABS plastic. It accepts split cover FRRF126SCYL. | PC | 1 | 1 | 1 | 1 | 198.62
07498311177 | FRRF2412BL | FR,ReducerFitting,24x4,BL,EA | The fitting attaches any 24x4 FiberRunner® Fitting or Channel to any 12x4 FiberRunner® Fitting or Channel. It is black and made of ABS plastic. It accepts cover FRRF2412CVBL. | PC | 1 | 1 | 1 | 1 | 463.78
07498311192 | FRRF2412YL | FR,Fitting,Reducer,24x4-12x4,YL,EA | The fitting attaches any 24x4 FiberRunner® Fitting or Channel to any 12x4 FiberRunner® Fitting or Channel. It is yellow and made of ABS plastic. It accepts cover FRRF2412CVYL. | PC | 1 | 1 | 1 | 1 | 463.78
07498345108 | FRRF4FD2BL | Fitting/Cvr.,Reducer,4x4-2x2,BL,EA | Attaches any 4x4 FiberRunner® Fitting or Channel to the 2x2 Fiber-Duct™ Channel, S2X2BL6 or E2X2BL6 or 2x2 FiberRunner® Channel, HS2X2BL6 or H2X2BL6. Note: Attachment to 2x2 FiberRunner® Channel requires a QuikLock™ Coupler FBC2X2BL. Includes solid cover. | PC | 1 | 1 | 1 | 1 | 70.18
07498384354 | FRRF4FD2YL | Fitting/Cvr.,Reducer,4x4-2x2,YL,EA | Attaches any 4x4 FiberRunner® Fitting or Channel to the 2x2 Fiber-Duct™ Channel, S2X2YL6 or E2X2YL6 or 2x2 FiberRunner® Channel, HS2X2YL6 or H2X2YL6. Note: Attachment to 2x2 FiberRunner® Channel requires a QuikLock™ Coupler FBC2X2YL. Includes solid cover. | PC | 1 | 1 | 1 | 1 | 70.18
07498345079 | FRRF6FR4BL | Fitting,Reducer,6x4-4x4,BL,EA | Attaches any 6x4 FiberRunner® Fitting or Channel to any 4x4 FiberRunner® Fitting or Channel. Accepts split cover FRRF6FR4SCBL. | PC | 1 | 1 | 1 | 1 | 101.26
07498345080 | FRRF6FR4SCBL | SplitCover,Reducer,6x4-4x4,BL,EA | Optional split cover for the 6x4 FiberRunner® to 4x4 FiberRunner® Reducer Fitting FRRF6FR4BL. Snap-on feature allows cover to be installed and removed with no tools required. Creates radiused 3/4" (19mm) opening for easy access to add or remove cables. | PC | 1 | 1 | 1 | 1 | 106.32
07498384381 | FRRF6FR4SCYL | SplitCover,Reducer,6x4-4x4,YL,EA | Optional split cover for the 6x4 FiberRunner® to 4x4 FiberRunner® Reducer Fitting FRRF6FR4YL. Snap-on feature allows cover to be installed and removed with no tools required. Creates radiused 3/4" (19mm) opening for easy access to add or remove cables. | PC | 1 | 1 | 1 | 1 | 106.32
07498384379 | FRRF6FR4YL | Fitting,Reducer, 6x4-4x4,YL,EA | Attaches any 6x4 FiberRunner® Fitting or Channel to any 4x4 FiberRunner® Fitting or Channel. Accepts split cover FRRF6FR4SCYL. | PC | 1 | 1 | 1 | 1 | 101.26
07498306617 | FRSPJ2X2BL | SpillOver,Fittingw/2x2Exit,BL,EA | The FiberRunner® 2x2 Spill-Over Junction Fitting is used in cable routing systems. It assembles onto 4x4, 6x4, 12x4, or 24x4 FiberRunner® Channels. It mounts directly to the existing installation with no alteration required. The spill-over junction fittin | PC | 1 | 1 | 1 | 1 | 175.12
07498306616 | FRSPJ2X2YL | SpillOver,Fittingw/2x2Exit,YL,EA | The FiberRunner® 2x2 Spill-Over Junction Fitting is used in cable routing systems. It assembles onto 4x4, 6x4, 12x4, or 24x4 FiberRunner® Channels. It mounts directly to the existing installation with no alteration required. The spill-over junction fittin | PC | 1 | 1 | 1 | 1 | 175.12
07498306620 | FRSPJ4X4BL | SpillOver,Fittingw/4x4Exit,BL,EA | The FiberRunner® 4x4 Spill-Over Junction Fitting is used in cable routing systems. It assembles onto 4x4, 6x4, 12x4, or 24x4 FiberRunner® Channels. It mounts directly to the existing installation with no alteration required. The spill-over junction fittin | PC | 1 | 1 | 1 | 1 | 240.94
07498306619 | FRSPJ4X4YL | SpillOver,Fittingw/4x4Exit,YL,EA | The FiberRunner® 4x4 Spill-Over Junction Fitting is used in cable routing systems. It assembles onto 4x4, 6x4, 12x4, or 24x4 FiberRunner® Channels. It mounts directly to the existing installation with no alteration required. The spill-over junction fittin | PC | 1 | 1 | 1 | 1 | 240.94
07498306872 | FRSPJC24BL | SpillOver,w/2x2ECvr.,4x4Channel,BL,EA | Used to fully enclose 4x4 channel in conjunction with the Spill-Over Junction FRSPJ2X2BL. Cover snaps onto the channel base. Hinged feature allows easy access to add or remove cables. | PC | 1 | 1 | 1 | 1 | 78.1
07498306870 | FRSPJC24YL | SpillOver,w/2x2ECvr.,4x4Channel,YL,EA | Used to fully enclose 4x4 channel in conjunction with the spill-over junction FRSPJ2X2YL. Cover snaps onto the channel base. Hinged feature allows easy access to add or remove cables. | PC | 1 | 1 | 1 | 1 | 78.1
07498307691 | FRSPJC26BL | SpillOver,w/2x2ECvr.,6x4Channel,BL,EA | Used to fully enclose 6x4 channel in conjunction with the Spill-Over Junction FRSPJ2X2BL. Cover snaps onto the channel base. Hinged feature allows easy access to add or remove cables. | PC | 1 | 1 | 1 | 1 | 78.1
07498307260 | FRSPJC26YL | SpillOver,w/2x2ECvr.,6x4Channel,YL,EA | The FiberRunner® 6x4 Spill-Over Fitting Cover is used to fully enclose a 6x4 channel in conjunction with the 2x2 spill-over junction. The spill-over junction cover snaps onto the channel base. It has a hinged feature that allows easy access to add or remo | PC | 1 | 1 | 1 | 1 | 78.1
07498321894 | FRSPJC412BL | SpillOver,w/4x4ECvr.,12x4Channel,BL,EA | Used to fully enclose 12x4 channel in conjunction with the Spill-Over Junction FRSPJ4X4BL. Cover snaps onto the channel base. Hinged feature allows easy access to add or remove cables. | PC | 1 | 1 | 1 | 1 | 62.92
07498321892 | FRSPJC412YL | SpillOver,w/4x4ECvr.,12x4Channel,YL,EA | The FiberRunner® 12x4 Spill-Over Fitting Cover is used to fully enclose a 12x4 channel in conjunction with the 4x4 spill-over junction. The spill-over junction cover snaps onto the channel base. It has a hinged feature that allows easy access to add or re | PC | 1 | 1 | 1 | 1 | 62.92
07498308172 | FRSPJC44BL | SpillOver,w/4x4ECvr.,4x4Channel,BL,EA | Used to fully enclose 4x4 channel in conjunction with the Spill-Over Junction FRSPJ4X4BL. Cover snaps onto the channel base. Hinged feature allows easy access to add or remove cables. | PC | 1 | 1 | 1 | 1 | 42.24
07498308171 | FRSPJC44YL | SpillOver,w/4x4ECvr.,4x4Channel,YL,EA | The FiberRunner® 4x4 Spill-Over Fitting Cover is used to fully enclose 4x4 channel in conjunction with the 4x4 spill-over junction. The spill-over junction cover snaps onto the channel base. It has a hinged feature that allows easy access to add or remove | PC | 1 | 1 | 1 | 1 | 42.24
07498308175 | FRSPJC46BL | SpillOver,w/4x4ECvr.,6x4Channel,BL,EA | Used to fully enclose 6x4 channel in conjunction with the Spill-Over Junction FRSPJ4X4BL. Cover snaps onto the channel base. Hinged feature allows easy access to add or remove cables. | PC | 1 | 1 | 1 | 1 | 42.24
07498308174 | FRSPJC46YL | SpillOver,w/4x4ECvr.,6x4Channel,YL,EA | The FiberRunner® 6x4 Spill-Over Fitting Cover is used to fully enclose 6x4 channel in conjunction with the 4x4 spill-over junction. The spill-over junction cover snaps onto the channel base. It has a hinged feature that allows easy access to add or remove | PC | 1 | 1 | 1 | 1 | 42.24
07498345027 | FRT12X4BL | FR,Fitting,HorzTee,12x4,BL,EA | The FiberRunner® 12x4 Horizontal Tee attaches to the 12x4 channel and/or fittings to create a 90° horizontal branch with a 12x4 exit from a straight horizontal run. | PC | 1 | 1 | 1 | 1 | 286.86
07498311818 | FRT12X4W4BL | FR,Fitting,HorzTeew/4x4E,12x4,BL,EA | Attaches to 12x4 channel and/or fittings to create a 90° horizontal branch with a 4x4 exit from straight horizontal run. Accepts optional split cover FRTSC12W4BL. | PC | 1 | 1 | 1 | 1 | 265.6
07498311811 | FRT12X4W4YL | FR,Fitting,HorzTeew/4x4E,12x4,YL,EA | Attaches to 12x4 channel and/or fittings to create a 90° horizontal branch with a 4x4 exit from straight horizontal run. Accepts optional split cover FRTSC12W4YL. | PC | 1 | 1 | 1 | 1 | 265.6
07498345029 | FRT12X4W6BL | FR,Fitting,HorzTeew/6x4E,12x4,BL,EA | Attaches to 12x4 channel and/or fittings to create a 90° horizontal branch with a 6x4 exit from straight horizontal run. Accepts optional split cover FRTSC12W6BL. | PC | 1 | 1 | 1 | 1 | 265.6
07498383557 | FRT12X4W6YL | FR,Fitting,HorzTeew/6x4E,12x4,YL,EA | The FiberRunner® 12x4 Horizontal Tee attaches to the 12x4 channel and/or fittings to create a 90° horizontal branch with a 6x4 exit from a straight horizontal run. | PC | 1 | 1 | 1 | 1 | 265.6
07498383513 | FRT12X4YL | FR,Fitting,HorzTee,12x4,YL,EA | The FiberRunner® 12x4 Horizontal Tee attaches to the 12x4 channel and/or fittings to create a 90° horizontal branch with a 12x4 exit from a straight horizontal run. | PC | 1 | 1 | 1 | 1 | 286.86
07498311169 | FRT24X4W12BL | FR,Horiz Tee.12x4 w/12x4exits,BL,EA | Attaches to 24x4 channel and/or fittings to create a 90° horizontal branch with a 12x4 exit from straight horizontal run. Accepts optional split cover FRTCV24W12BL. | PC | 1 | 1 | 1 | 1 | 619.24
07498311168 | FRT24X4W12YL | FR,Horiz Tee.12x4 w/12x4exits,YL,EA | The FiberRunner® 24x4 Horizontal Tee attaches to the 24x4 channel and/or fittings to create a 90° horizontal branch with a 12x4 exit from a straight horizontal run. | PC | 1 | 1 | 1 | 1 | 619.24
07498345090 | FRT4X4BL | FR,Fitting,HorizTee,4x4,BL,EA | The FiberRunner® 4x4 Horizontal Tee attaches to the 4x4 channel and/or fittings to create a 90° horizontal branch from a straight horizontal run. | PC | 1 | 1 | 1 | 1 | 155.62
07498384200 | FRT4X4YL | FR,Fitting,HorizTee,4x4,YL,EA | The FiberRunner® 4x4 Horizontal Tee attaches to the 4x4 channel and/or fittings to create a 90° horizontal branch from a straight horizontal run. | PC | 1 | 1 | 1 | 1 | 155.62
07498378416 | FRT6X4BL | FR,Fitting,HorizTee,6x4,BL,EA | The FiberRunner® 6x4 Horizontal Tee attaches to the 6x4 channel and/or fittings to create a 90° horizontal branch from a straight horizontal run. | PC | 1 | 1 | 1 | 1 | 175.12
07498378415 | FRT6X4YL | FR,Fitting,HorizTee,6x4,YL,EA | The FiberRunner® 6x4 Horizontal Tee attaches to the 6x4 channel and/or fittings to create a 90° horizontal branch from a straight horizontal run. | PC | 1 | 1 | 1 | 1 | 175.12
07498322027 | FRTCV24W12BL | FR,Cvr,HorizTee.12x4 w/12x4exits,BL,EA | Optional cover for the horizontal tee fitting FRT24X4W12BL. Snap-on feature allows cover to be installed and removed with no tools required. | PC | 1 | 1 | 1 | 1 | 440.18
07498322028 | FRTCV24W12YL | FR,Cvr,HorizTee.12x4 w/12x4exits,YL,EA | Optional cover for the horizontal tee fitting FRT24X4W12YL. Snap-on feature allows cover to be installed and removed with no tools required. | PC | 1 | 1 | 1 | 1 | 440.18
07498345035 | FRTR12X4BL | Fitting,3-SideBRCTrumpetSpill,12x4,BL,EA | Used to limit the bend radius of the cable to 2 (50.8mm) when exiting from the 12x4 channel or a 12x4 horizontal tee, Black. | PC | 1 | 1 | 1 | 1 | 101.48
07498383572 | FRTR12X4YL | Fitting,3-SideBRCTrumpetSpill,12x4,YL,EA | The FiberRunner® 3-Sided Trumpet Spillout is used in cable routing systems to limit the bend radius of the cable to 2 inches (50.8mm) when exiting from the 12x4 channel or horizontal tee. | PC | 1 | 1 | 1 | 1 | 101.48
07498311174 | FRTR24X4BL | FR,3-Side Trumpet Spillout,24x4,BL,EA | Used to limit the bend radius of the cable to 3 (76.2mm) when exiting from the 24x4 channel or a 24x4 horizontal tee, Black. | PC | 1 | 1 | 1 | 1 | 308.34
07498311184 | FRTR24X4YL | FR,3-Side Trumpet Spillout,24x4,YL,EA | Used to limit the bend radius of the cable to 3 (76.2mm) when exiting from the 24x4 channel or a 24x4 horizontal tee, Yellow. | PC | 1 | 1 | 1 | 1 | 308.34
07498345094 | FRTR4X4BL | Fitting,3-SideBRCTrumpetSpill,4x4,BL,EA | Used to limit the bend of the fiber cable to 2 (50.4 mm) when exiting from 4x4 FiberRunner® Channel or a FiberRunner® Horizontal Tee, Black. | PC | 1 | 1 | 1 | 1 | 96.46
07498384258 | FRTR4X4YL | Fitting,3-SideBRCTrumpetSpill,4x4,YL,EA | The FiberRunner® 3-Sided Trumpet Spillout is used in cable routing systems to limit the bend radius of the cable to 2 inches (50.8mm) when exiting from the 4x4 channel or horizontal tee. | PC | 1 | 1 | 1 | 1 | 96.46
07498345065 | FRTR6X4BL | Fitting,3-SideBRCTrumpetSpill,6x4,BL,EA | Used to limit the bend radius of the cable to 2 (50.8mm) when exiting from 6x4 channel, 6x4 horizontal tee fitting, or 6x4 exit on 12x4 vertical tee, Black. | PC | 1 | 1 | 1 | 1 | 76.82
07498383664 | FRTR6X4YL | Fitting,3-SideBRCTrumpetSpill,6x4,YL,EA | The FiberRunner® 3-Sided Trumpet Spillout is used in cable routing systems to limit the bend radius of the cable to 2 inches (50.8mm) when exiting from the 6x4 channel or horizontal tee. | PC | 1 | 1 | 1 | 1 | 76.82
07498345028 | FRTSC12BL | FR,SplitCover,HorzTee,12x4,BL,EA | Optional split cover for the horizontal tee fitting FRT12X4BL. Snap-on feature allows cover to be installed and removed with no tools required. Creates radiused 3/4 (19 mm) opening for easy access to add or remove cables. | PC | 1 | 1 | 1 | 1 | 203.92
07498345030 | FRTSC12W6BL | FR,SplitCover,HorzTee,6x4-12x4,BL,EA | Optional split cover for the horizontal tee with 6x4 exit fitting FRT12X4W6BL. Snap-on feature allows cover to be installed and removed with no tools required. Creates radiused 3/4 (19 mm) opening for easy access to add or remove cables. | PC | 1 | 1 | 1 | 1 | 188.8
07498383559 | FRTSC12W6YL | FR,SplitCover,HorzTee,6x4-12x4,YL,EA | Optional split cover for the horizontal tee with 6x4 exit fitting FRT12X4W6YL. Snap-on feature allows cover to be installed and removed without tools. Creates radiused 3/4 (19mm) opening for easy access to add or remove cables. | PC | 1 | 1 | 1 | 1 | 188.8
07498383533 | FRTSC12YL | FR,SplitCover,HorzTee,12x4,YL,EA | Optional split cover for the horizontal tee fitting FRT12X4BL. Snap-on feature allows cover to be installed and removed with no tools required. Creates radiused 3/4 (19mm) opening for easy access to add or remove cables. | PC | 1 | 1 | 1 | 1 | 203.92
07498345091 | FRTSC4BL | FR,SplitCover,HorzTee,4x4,BL,EA | Optional split cover for the horizontal tee fitting FRT4X4BL. Snap-on feature allows cover to be installed and removed with no tools required. Creates radiused 3/4 (19 mm) opening for easy access to add or remove cables. | PC | 1 | 1 | 1 | 1 | 124.3
07498384218 | FRTSC4YL | FR,SplitCover,HorzTee,4x4,YL,EA | Optional split cover for the horizontal tee fitting FRT4X4YL. Snap-on feature allows cover to be installed and removed with no tools required. Creates radiused 3/4 (19mm) opening for easy access to add or remove cables. | PC | 1 | 1 | 1 | 1 | 124.3
07498345062 | FRTSC6BL | FR,SplitCover,HorzTee,6x4,BL,EA | Optional split cover for the horizontal tee fitting FRT6X4BL. Snap-on feature allows cover to be installed and removed with no tools required. Creates radiused 3/4 (19mm) opening for easy access to add or remove cables. | PC | 1 | 1 | 1 | 1 | 135.34
07498379934 | FRTSC6YL | FR,SplitCover,HorzTee,6x4,YL,EA | The FiberRunner® 6x4 Horizontal Tee Cover is an optional split cover for the horizontal tee fitting. The cover has a snap-on feature that allows it to be installed and removed without tools. It creates a 0.750 inch (19mm) radius opening for easy access to | PC | 1 | 1 | 1 | 1 | 135.34
07498345037 | FRVT12X4BL | FR,Fitting,VertTeew/Hdoor,12x4,BL,EA | Attaches to 12x4 channel and/or fittings to create a 90° vertical drop from a horizontal run. Hinged door included. Requires coupler to attach FRIDT6X4BL or FRTR6X4BL to vertical exit. Accepts optional snap-on cover FRHC12BL6 in conjunction with channel. | PC | 1 | 1 | 1 | 1 | 262.9
07498383517 | FRVT12X4YL | FR,Fitting,VertTeew/Hdoor,12x4,YL,EA | The FiberRunner® 12x4 Vertical Tee Fitting attaches to a 12x4 channel and/or fitting to create a 90° vertical drop from a horizontal run. A hinged door is included. The vertical tee fitting requires a coupler to attach a trumpet or 3-port spillout to a ve | PC | 1 | 1 | 1 | 1 | 262.9
07498345096 | FRVT4X4BL | FR,Fitting,VertTeew/Hdoor,4x4,BL,EA | Attaches to 4x4 channel and/or fittings to create a 90° vertical drop from a horizontal run. Hinged door included. Accepts FTR4X4BL, FIDT4X4BL, S4X4BL6 or E4X4BL6 directly. Accepts optional snap-on cover FRHC4BL6 in conjunction with channel. | PC | 1 | 1 | 1 | 1 | 190.52
07498384240 | FRVT4X4YL | FR,Fitting,VertTeew/Hdoor,4x4,YL,EA | The FiberRunner® 4x4 Vertical Tee Fitting attaches to a 4x4 channel and/or fitting to create a 90° vertical drop from a horizontal run. A hinged door is included. The vertical tee fitting requires a coupler to attach a trumpet or 3-port spillout to a vert | PC | 1 | 1 | 1 | 1 | 190.52
07498378426 | FRVT6X4BL | FR,Fitting,VertTeew/Hdoor,6x4,BL,EA | The FiberRunner® 6x4 Vertical Tee Fitting attaches to a 6x4 channel and/or fitting to create a 90° vertical drop from a horizontal run. A hinged door is included. The vertical tee fitting requires a coupler to attach a trumpet or 3-port spillout to a vert | PC | 1 | 1 | 1 | 1 | 212.54
07498378425 | FRVT6X4YL | FR,Fitting,VertTeew/Hdoor,6x4,YL,EA | The FiberRunner® 6x4 Vertical Tee Fitting attaches to a 6x4 channel and/or fitting to create a 90° vertical drop from a horizontal run. A hinged door is included. The vertical tee fitting requires a coupler to attach a trumpet or 3-port spillout to a vert | PC | 1 | 1 | 1 | 1 | 212.54
07498345048 | FRY126BL | FR,Fitting,Y-Reducer,12x4-6x4E,BL,EA | The fitting attaches any 12x4 FiberRunner® Fitting or Channel to two 6x4 FiberRunner® Fittings or Channels. It is black and made of ABS plastic. It accepts split cover FRY126SCBL. | PC | 1 | 1 | 1 | 1 | 243.28
07498345049 | FRY126SCBL | FR,Fitting,Y-ReducerSC,12x4-6x4E,BL,EA | The optional split cover for the Y-reducer fitting FRY126BL is black and made of ABS plastic. The snap-on feature allows the cover to be installed and removed with no tools required. It creates a radiused 11/16" (17.5mm) opening for easy access to add or | PC | 1 | 1 | 1 | 1 | 186.92
07498383551 | FRY126SCYL | FR,Fitting,Y-ReducerSC,12x4-6x4E,YL,EA | The optional split cover for the Y-reducer fitting FRY126YL is yellow and made of ABS plastic. The snap-on feature allows the cover to be installed and removed with no tools required. It creates a radiused 11/16" (17.5mm) opening for easy access to add or | PC | 1 | 1 | 1 | 1 | 186.92
07498359087 | FT2X2BL | FD,Fitting,Horz Tee,2"x2",BL,EA | 2 x 2 Fiber-Duct Fitting. Attaches to channel to create a 90° horizontal branch from a straight horizontal run. Cover included. Black. | PC | 1 | 1 | 1 | 1 | 150.16
07498370259 | FT2X2YL | FD,Fitting,Horz Tee,2"x2",YL,EA | The FiberRunner® Horizontal Tee Cover attaches to the channel to create a 90° horizontal branch from a straight horizontal run. The cover is included. | PC | 1 | 1 | 1 | 1 | 150.16
07498345112 | FTR2X2BL | Fitting,3-SidedBRCTrumpet,2x2E,BL,EA | Used to limit the bend radius of the cable to 2 (50.8mm) when exiting from a Spill-Over Junction with a 2x2 exit or from 2x2 Fiber-Duct Channel, Black. | PC | 1 | 1 | 1 | 1 | 63.02
07498383610 | FTR2X2YL | Fitting,3-SidedBRCTrumpet,2x2E,YL,EA | The 3-sided vertical tee trumpet spillout fitting is used in cable routing systems to limit the bend radius of the cable to 2 inches (50.8mm) when exiting from a FiberRunner® Vertical Tee or 2x2 FiberRunner® Fitting. | PC | 1 | 1 | 1 | 1 | 63.02
07498378930 | FTR4X4BL | Fitting,3-SidedVertTeeTrumpet,BL,EA | Used to limit the bend radius of the cable to 2 (50.8mm) when exiting from a 4x4 or 6x4 FiberRunner® Vertical Tee and 4x4 Fiber-Duct Fittings, Black. | PC | 1 | 1 | 1 | 1 | 159.16
07498378927 | FTR4X4YL | Fitting,3-SidedVertTeeTrumpet,YL,EA | The 3-sided vertical tee trumpet spillout fitting is used in cable routing systems to limit the bend radius of the cable to 2 inches (50.8mm) when exiting from a 4x4 or 6x4 FiberRunner® Vertical Tee or 4x4 FiberRunner® Fitting. | PC | 1 | 1 | 1 | 1 | 159.16
61305674100 | FV2RLUNUNNNM0.5 | OM4 ERICKA-VIOLET 2f 2mm PC LSZH LC Unib | OM4 Erika Violet 2f 2mm PC LSZH LC Uniboot /LC Uniboot Std Polarity Ult IL 0.5m | PC | 1 | 10 | 1 | 1 | 55.18
61305674101 | FV2RLUNUNNNM001 | OM4 ERICKA-VIOLET 2f 2mm PC LSZH LC Unib | OM4 Erika Violet 2f 2mm PC LSZH LC Uniboot /LC Uniboot Std Polarity Ult IL 1m | PC | 1 | 10 | 1 | 1 | 56.68
61305674103 | FV2RLUNUNNNM002 | OM4 ERICKA-VIOLET 2f 2mm PC LSZH LC Unib | OM4 Erika Violet 2f 2mm PC LSZH LC Uniboot /LC Uniboot Std Polarity Ult IL 2m | PC | 1 | 10 | 1 | 1 | 59.66
61305674105 | FV2RLUNUNNNM003 | OM4 ERICKA-VIOLET 2f 2mm PC LSZH LC Unib | OM4 Erika Violet 2f 2mm PC LSZH LC Uniboot /LC Uniboot Std Polarity Ult IL 3m | PC | 1 | 10 | 1 | 1 | 62.62
61305674107 | FV2RLUNUNNNM004 | OM4 ERICKA-VIOLET 2f 2mm PC LSZH LC Unib | OM4 Erika Violet 2f 2mm PC LSZH LC Uniboot /LC Uniboot Std Polarity Ult IL 4m | PC | 1 | 10 | 1 | 1 | 65.6
61305674109 | FV2RLUNUNNNM005 | OM4 ERICKA-VIOLET 2f 2mm PC LSZH LC Unib | OM4 Erika Violet 2f 2mm PC LSZH LC Uniboot /LC Uniboot Std Polarity Ult IL 5m | PC | 1 | 10 | 1 | 1 | 68.6
61305674111 | FV2RLUNUNNNM006 | OM4 ERICKA-VIOLET 2f 2mm PC LSZH LC Unib | OM4 Erika Violet 2f 2mm PC LSZH LC Uniboot /LC Uniboot Std Polarity Ult IL 6m | PC | 1 | 10 | 1 | 1 | 71.58
61305674113 | FV2RLUNUNNNM007 | OM4 ERICKA-VIOLET 2f 2mm PC LSZH LC Unib | OM4 Erika Violet 2f 2mm PC LSZH LC Uniboot /LC Uniboot Std Polarity Ult IL 7m | PC | 1 | 10 | 1 | 1 | 74.54
61305674115 | FV2RLUNUNNNM008 | OM4 ERICKA-VIOLET 2f 2mm PC LSZH LC Unib | OM4 Erika Violet 2f 2mm PC LSZH LC Uniboot /LC Uniboot Std Polarity Ult IL 8m | PC | 1 | 10 | 1 | 1 | 77.52
61305674117 | FV2RLUNUNNNM009 | OM4 ERICKA-VIOLET 2f 2mm PC LSZH LC Unib | OM4 Erika Violet 2f 2mm PC LSZH LC Uniboot /LC Uniboot Std Polarity Ult IL 9m | PC | 1 | 10 | 1 | 1 | 80.5
61305674119 | FV2RLUNUNNNM010 | OM4 ERICKA-VIOLET 2f 2mm PC LSZH LC Unib | OM4 Erika Violet 2f 2mm PC LSZH LC Uniboot /LC Uniboot Std Polarity Ult IL 10m | PC | 1 | 10 | 1 | 1 | 83.48
61305674120 | FV2RLUNUNNNM011 | OM4 ERICKA-VIOLET 2f 2mm PC LSZH LC Unib | OM4 Erika Violet 2f 2mm PC LSZH LC Uniboot /LC Uniboot Std Polarity Ult IL 11m | PC | 1 | 1 | 1 | 1 | 86.46
61305674121 | FV2RLUNUNNNM012 | OM4 ERICKA-VIOLET 2f 2mm PC LSZH LC Unib | OM4 Erika Violet 2f 2mm PC LSZH LC Uniboot /LC Uniboot Std Polarity Ult IL 12m | PC | 1 | 1 | 1 | 1 | 89.44
61305674122 | FV2RLUNUNNNM013 | OM4 ERICKA-VIOLET 2f 2mm PC LSZH LC Unib | OM4 Erika Violet 2f 2mm PC LSZH LC Uniboot /LC Uniboot Std Polarity Ult IL 13m | PC | 1 | 1 | 1 | 1 | 92.42
61305674123 | FV2RLUNUNNNM014 | OM4 ERICKA-VIOLET 2f 2mm PC LSZH LC Unib | OM4 Erika Violet 2f 2mm PC LSZH LC Uniboot /LC Uniboot Std Polarity Ult IL 14m | PC | 1 | 1 | 1 | 1 | 95.38
61305674124 | FV2RLUNUNNNM015 | OM4 ERICKA-VIOLET 2f 2mm PC LSZH LC Unib | OM4 Erika Violet 2f 2mm PC LSZH LC Uniboot /LC Uniboot Std Polarity Ult IL 15m | PC | 1 | 1 | 1 | 1 | 98.36
61305674125 | FV2RLUNUNNNM016 | OM4 ERICKA-VIOLET 2f 2mm PC LSZH LC Unib | OM4 Erika Violet 2f 2mm PC LSZH LC Uniboot /LC Uniboot Std Polarity Ult IL 16m | PC | 1 | 1 | 1 | 1 | 101.34
61305674126 | FV2RLUNUNNNM017 | OM4 ERICKA-VIOLET 2f 2mm PC LSZH LC Unib | OM4 Erika Violet 2f 2mm PC LSZH LC Uniboot /LC Uniboot Std Polarity Ult IL 17m | PC | 1 | 1 | 1 | 1 | 104.34
61305674127 | FV2RLUNUNNNM018 | OM4 ERICKA-VIOLET 2f 2mm PC LSZH LC Unib | OM4 Erika Violet 2f 2mm PC LSZH LC Uniboot /LC Uniboot Std Polarity Ult IL 18m | PC | 1 | 1 | 1 | 1 | 107.3
61305674128 | FV2RLUNUNNNM019 | OM4 ERICKA-VIOLET 2f 2mm PC LSZH LC Unib | OM4 Erika Violet 2f 2mm PC LSZH LC Uniboot /LC Uniboot Std Polarity Ult IL 19m | PC | 1 | 1 | 1 | 1 | 110.28
61305674129 | FV2RLUNUNNNM020 | OM4 ERICKA-VIOLET 2f 2mm PC LSZH LC Unib | OM4 Erika Violet 2f 2mm PC LSZH LC Uniboot /LC Uniboot Std Polarity Ult IL 20m | PC | 1 | 1 | 1 | 1 | 113.26
61305674130 | FV2RLUNUNNNM021 | OM4 ERICKA-VIOLET 2f 2mm PC LSZH LC Unib | OM4 Erika Violet 2f 2mm PC LSZH LC Uniboot /LC Uniboot Std Polarity Ult IL 21m | PC | 1 | 1 | 1 | 1 | 116.24
61305674131 | FV2RLUNUNNNM022 | OM4 ERICKA-VIOLET 2f 2mm PC LSZH LC Unib | OM4 Erika Violet 2f 2mm PC LSZH LC Uniboot /LC Uniboot Std Polarity Ult IL 22m | PC | 1 | 1 | 1 | 1 | 119.2
61305674132 | FV2RLUNUNNNM023 | OM4 ERICKA-VIOLET 2f 2mm PC LSZH LC Unib | OM4 Erika Violet 2f 2mm PC LSZH LC Uniboot /LC Uniboot Std Polarity Ult IL 23m | PC | 1 | 1 | 1 | 1 | 122.2
61305674133 | FV2RLUNUNNNM024 | OM4 ERICKA-VIOLET 2f 2mm PC LSZH LC Unib | OM4 Erika Violet 2f 2mm PC LSZH LC Uniboot /LC Uniboot Std Polarity Ult IL 24m | PC | 1 | 1 | 1 | 1 | 125.18
61305674134 | FV2RLUNUNNNM025 | OM4 ERICKA-VIOLET 2f 2mm PC LSZH LC Unib | OM4 Erika Violet 2f 2mm PC LSZH LC Uniboot /LC Uniboot Std Polarity Ult IL 25m | PC | 1 | 1 | 1 | 1 | 128.14
61305674135 | FV2RLUNUNNNM026 | OM4 ERICKA-VIOLET 2f 2mm PC LSZH LC Unib | OM4 Erika Violet 2f 2mm PC LSZH LC Uniboot /LC Uniboot Std Polarity Ult IL 26m | PC | 1 | 1 | 1 | 1 | 131.12
61305674136 | FV2RLUNUNNNM027 | OM4 ERICKA-VIOLET 2f 2mm PC LSZH LC Unib | OM4 Erika Violet 2f 2mm PC LSZH LC Uniboot /LC Uniboot Std Polarity Ult IL 27m | PC | 1 | 1 | 1 | 1 | 134.1
61305674138 | FV2RLUNUNNNM028 | OM4 ERICKA-VIOLET 2f 2mm PC LSZH LC Unib | OM4 Erika Violet 2f 2mm PC LSZH LC Uniboot /LC Uniboot Std Polarity Ult IL 28m | PC | 1 | 1 | 1 | 1 | 137.1
61305674140 | FV2RLUNUNNNM029 | OM4 ERICKA-VIOLET 2f 2mm PC LSZH LC Unib | OM4 Erika Violet 2f 2mm PC LSZH LC Uniboot /LC Uniboot Std Polarity Ult IL 29m | PC | 1 | 1 | 1 | 1 | 140.06
61305674143 | FV2RLUNUNNNM030 | OM4 ERICKA-VIOLET 2f 2mm PC LSZH LC Unib | OM4 Erika Violet 2f 2mm PC LSZH LC Uniboot /LC Uniboot Std Polarity Ult IL 30m | PC | 1 | 1 | 1 | 1 | 143.04
61305674144 | FV2RLUNUNNNM031 | OM4 ERICKA-VIOLET 2f 2mm PC LSZH LC Unib | OM4 Erika Violet 2f 2mm PC LSZH LC Uniboot /LC Uniboot Std Polarity Ult IL 31m | PC | 1 | 1 | 1 | 1 | 146.02
61305674146 | FV2RLUNUNNNM032 | OM4 ERICKA-VIOLET 2f 2mm PC LSZH LC Unib | OM4 Erika Violet 2f 2mm PC LSZH LC Uniboot /LC Uniboot Std Polarity Ult IL 32m | PC | 1 | 1 | 1 | 1 | 149
61305674148 | FV2RLUNUNNNM033 | OM4 ERICKA-VIOLET 2f 2mm PC LSZH LC Unib | OM4 Erika Violet 2f 2mm PC LSZH LC Uniboot /LC Uniboot Std Polarity Ult IL 33m | PC | 1 | 1 | 1 | 1 | 151.96
61305674152 | FV2RLUNUNNNM034 | OM4 ERICKA-VIOLET 2f 2mm PC LSZH LC Unib | OM4 Erika Violet 2f 2mm PC LSZH LC Uniboot /LC Uniboot Std Polarity Ult IL 34m | PC | 1 | 1 | 1 | 1 | 154.96
61305674154 | FV2RLUNUNNNM035 | OM4 ERICKA-VIOLET 2f 2mm PC LSZH LC Unib | OM4 Erika Violet 2f 2mm PC LSZH LC Uniboot /LC Uniboot Std Polarity Ult IL 35m | PC | 1 | 1 | 1 | 1 | 157.94
61305674156 | FV2RLUNUNNNM036 | OM4 ERICKA-VIOLET 2f 2mm PC LSZH LC Unib | OM4 Erika Violet 2f 2mm PC LSZH LC Uniboot /LC Uniboot Std Polarity Ult IL 36m | PC | 1 | 1 | 1 | 1 | 160.9
61305674158 | FV2RLUNUNNNM037 | OM4 ERICKA-VIOLET 2f 2mm PC LSZH LC Unib | OM4 Erika Violet 2f 2mm PC LSZH LC Uniboot /LC Uniboot Std Polarity Ult IL 37m | PC | 1 | 1 | 1 | 1 | 163.88
61305674160 | FV2RLUNUNNNM038 | OM4 ERICKA-VIOLET 2f 2mm PC LSZH LC Unib | OM4 Erika Violet 2f 2mm PC LSZH LC Uniboot /LC Uniboot Std Polarity Ult IL 38m | PC | 1 | 1 | 1 | 1 | 166.86
61305674162 | FV2RLUNUNNNM039 | OM4 ERICKA-VIOLET 2f 2mm PC LSZH LC Unib | OM4 Erika Violet 2f 2mm PC LSZH LC Uniboot /LC Uniboot Std Polarity Ult IL 39m | PC | 1 | 1 | 1 | 1 | 169.84
61305674164 | FV2RLUNUNNNM040 | OM4 ERICKA-VIOLET 2f 2mm PC LSZH LC Unib | OM4 Erika Violet 2f 2mm PC LSZH LC Uniboot /LC Uniboot Std Polarity Ult IL 40m | PC | 1 | 1 | 1 | 1 | 172.82
61305674167 | FV2RLUNUNNNM041 | OM4 ERICKA-VIOLET 2f 2mm PC LSZH LC Unib | OM4 Erika Violet 2f 2mm PC LSZH LC Uniboot /LC Uniboot Std Polarity Ult IL 41m | PC | 1 | 1 | 1 | 1 | 175.8
61305674168 | FV2RLUNUNNNM042 | OM4 ERICKA-VIOLET 2f 2mm PC LSZH LC Unib | OM4 Erika Violet 2f 2mm PC LSZH LC Uniboot /LC Uniboot Std Polarity Ult IL 42m | PC | 1 | 1 | 1 | 1 | 178.78
61305674169 | FV2RLUNUNNNM043 | OM4 ERICKA-VIOLET 2f 2mm PC LSZH LC Unib | OM4 Erika Violet 2f 2mm PC LSZH LC Uniboot /LC Uniboot Std Polarity Ult IL 43m | PC | 1 | 1 | 1 | 1 | 181.76
61305674171 | FV2RLUNUNNNM044 | OM4 ERICKA-VIOLET 2f 2mm PC LSZH LC Unib | OM4 Erika Violet 2f 2mm PC LSZH LC Uniboot /LC Uniboot Std Polarity Ult IL 44m | PC | 1 | 1 | 1 | 1 | 184.72
61305674173 | FV2RLUNUNNNM045 | OM4 ERICKA-VIOLET 2f 2mm PC LSZH LC Unib | OM4 Erika Violet 2f 2mm PC LSZH LC Uniboot /LC Uniboot Std Polarity Ult IL 45m | PC | 1 | 1 | 1 | 1 | 187.7
61305674176 | FV2RLUNUNNNM046 | OM4 ERICKA-VIOLET 2f 2mm PC LSZH LC Unib | OM4 Erika Violet 2f 2mm PC LSZH LC Uniboot /LC Uniboot Std Polarity Ult IL 46m | PC | 1 | 1 | 1 | 1 | 190.7
61305674177 | FV2RLUNUNNNM047 | OM4 ERICKA-VIOLET 2f 2mm PC LSZH LC Unib | OM4 Erika Violet 2f 2mm PC LSZH LC Uniboot /LC Uniboot Std Polarity Ult IL 47m | PC | 1 | 1 | 1 | 1 | 193.66
61305674179 | FV2RLUNUNNNM048 | OM4 ERICKA-VIOLET 2f 2mm PC LSZH LC Unib | OM4 Erika Violet 2f 2mm PC LSZH LC Uniboot /LC Uniboot Std Polarity Ult IL 48m | PC | 1 | 1 | 1 | 1 | 196.64
61305674181 | FV2RLUNUNNNM049 | OM4 ERICKA-VIOLET 2f 2mm PC LSZH LC Unib | OM4 Erika Violet 2f 2mm PC LSZH LC Uniboot /LC Uniboot Std Polarity Ult IL 49m | PC | 1 | 1 | 1 | 1 | 199.62
61305674166 | FV2RLUNUNNNM050 | OM4 ERICKA-VIOLET 2f 2mm PC LSZH LC Unib | OM4 Erika Violet 2f 2mm PC LSZH LC Uniboot /LC Uniboot Std Polarity Ult IL 50m | PC | 1 | 1 | 1 | 1 | 202.6
61305674102 | FV2RLUNUNNNM1.5 | OM4 ERICKA-VIOLET 2f 2mm PC LSZH LC Unib | OM4 Erika Violet 2f 2mm PC LSZH LC Uniboot /LC Uniboot Std Polarity Ult IL 1.5m | PC | 1 | 10 | 1 | 1 | 58.16
61305674104 | FV2RLUNUNNNM2.5 | OM4 ERICKA-VIOLET 2f 2mm PC LSZH LC Unib | OM4 Erika Violet 2f 2mm PC LSZH LC Uniboot /LC Uniboot Std Polarity Ult IL 2.5m | PC | 1 | 10 | 1 | 1 | 61.16
61305674106 | FV2RLUNUNNNM3.5 | OM4 ERICKA-VIOLET 2f 2mm PC LSZH LC Unib | OM4 Erika Violet 2f 2mm PC LSZH LC Uniboot /LC Uniboot Std Polarity Ult IL 3.5m | PC | 1 | 10 | 1 | 1 | 64.12
61305674108 | FV2RLUNUNNNM4.5 | OM4 ERICKA-VIOLET 2f 2mm PC LSZH LC Unib | OM4 Erika Violet 2f 2mm PC LSZH LC Uniboot /LC Uniboot Std Polarity Ult IL 4.5m | PC | 1 | 10 | 1 | 1 | 67.1
61305674110 | FV2RLUNUNNNM5.5 | OM4 ERICKA-VIOLET 2f 2mm PC LSZH LC Unib | OM4 Erika Violet 2f 2mm PC LSZH LC Uniboot /LC Uniboot Std Polarity Ult IL 5.5m | PC | 1 | 10 | 1 | 1 | 70.08
61305674112 | FV2RLUNUNNNM6.5 | OM4 ERICKA-VIOLET 2f 2mm PC LSZH LC Unib | OM4 Erika Violet 2f 2mm PC LSZH LC Uniboot /LC Uniboot Std Polarity Ult IL 6.5m | PC | 1 | 10 | 1 | 1 | 73.04
61305674114 | FV2RLUNUNNNM7.5 | OM4 ERICKA-VIOLET 2f 2mm PC LSZH LC Unib | OM4 Erika Violet 2f 2mm PC LSZH LC Uniboot /LC Uniboot Std Polarity Ult IL 7.5m | PC | 1 | 10 | 1 | 1 | 76.04
61305674116 | FV2RLUNUNNNM8.5 | OM4 ERICKA-VIOLET 2f 2mm PC LSZH LC Unib | OM4 Erika Violet 2f 2mm PC LSZH LC Uniboot /LC Uniboot Std Polarity Ult IL 8.5m | PC | 1 | 10 | 1 | 1 | 79.02
61305674118 | FV2RLUNUNNNM9.5 | OM4 ERICKA-VIOLET 2f 2mm PC LSZH LC Unib | OM4 Erika Violet 2f 2mm PC LSZH LC Uniboot /LC Uniboot Std Polarity Ult IL 9.5m | PC | 1 | 10 | 1 | 1 | 82
61305673754 | FV2RLUNUNONM0.5 | OM4 Erika Violet 2f 2mm PC LSZH LC Unibo | OM4 Erika Violet 2f 2mm PC LSZH LC Uniboot /LC Uniboot Std Polarity Opt IL 0.5m | PC | 1 | 10 | 1 | 1 | 52.62
61305674008 | FV2RLUNUNONM001 | OM4 ERICKA-VIOLET 2f 2mm PC LSZH LC Unib | OM4 Erika Violet 2f 2mm PC LSZH LC Uniboot /LC Uniboot Std Polarity Opt IL 1m | PC | 1 | 10 | 1 | 1 | 54.12
61305674012 | FV2RLUNUNONM002 | OM4 ERICKA-VIOLET 2f 2mm PC LSZH LC Unib | OM4 Erika Violet 2f 2mm PC LSZH LC Uniboot /LC Uniboot Std Polarity Opt IL 2m | PC | 1 | 10 | 1 | 1 | 57.1
61305674016 | FV2RLUNUNONM003 | OM4 ERICKA-VIOLET 2f 2mm PC LSZH LC Unib | OM4 Erika Violet 2f 2mm PC LSZH LC Uniboot /LC Uniboot Std Polarity Opt IL 3m | PC | 1 | 10 | 1 | 1 | 60.08
61305674018 | FV2RLUNUNONM004 | OM4 ERICKA-VIOLET 2f 2mm PC LSZH LC Unib | OM4 Erika Violet 2f 2mm PC LSZH LC Uniboot /LC Uniboot Std Polarity Opt IL 4m | PC | 1 | 10 | 1 | 1 | 63.04
61305674022 | FV2RLUNUNONM005 | OM4 ERICKA-VIOLET 2f 2mm PC LSZH LC Unib | OM4 Erika Violet 2f 2mm PC LSZH LC Uniboot /LC Uniboot Std Polarity Opt IL 5m | PC | 1 | 10 | 1 | 1 | 66.04
61305674040 | FV2RLUNUNONM006 | OM4 ERICKA-VIOLET 2f 2mm PC LSZH LC Unib | OM4 Erika Violet 2f 2mm PC LSZH LC Uniboot /LC Uniboot Std Polarity Opt IL 6m | PC | 1 | 10 | 1 | 1 | 69.02
61305674042 | FV2RLUNUNONM007 | OM4 ERICKA-VIOLET 2f 2mm PC LSZH LC Unib | OM4 Erika Violet 2f 2mm PC LSZH LC Uniboot /LC Uniboot Std Polarity Opt IL 7m | PC | 1 | 10 | 1 | 1 | 71.98
61305674046 | FV2RLUNUNONM008 | OM4 ERICKA-VIOLET 2f 2mm PC LSZH LC Unib | OM4 Erika Violet 2f 2mm PC LSZH LC Uniboot /LC Uniboot Std Polarity Opt IL 8m | PC | 1 | 10 | 1 | 1 | 74.96
61305674049 | FV2RLUNUNONM009 | OM4 ERICKA-VIOLET 2f 2mm PC LSZH LC Unib | OM4 Erika Violet 2f 2mm PC LSZH LC Uniboot /LC Uniboot Std Polarity Opt IL 9m | PC | 1 | 10 | 1 | 1 | 77.94
61305674053 | FV2RLUNUNONM010 | OM4 ERICKA-VIOLET 2f 2mm PC LSZH LC Unib | OM4 Erika Violet 2f 2mm PC LSZH LC Uniboot /LC Uniboot Std Polarity Opt IL 10m | PC | 1 | 10 | 1 | 1 | 80.92
61305674056 | FV2RLUNUNONM011 | OM4 ERICKA-VIOLET 2f 2mm PC LSZH LC Unib | OM4 Erika Violet 2f 2mm PC LSZH LC Uniboot /LC Uniboot Std Polarity Opt IL 11m | PC | 1 | 1 | 1 | 1 | 83.9
61305674057 | FV2RLUNUNONM012 | OM4 ERICKA-VIOLET 2f 2mm PC LSZH LC Unib | OM4 Erika Violet 2f 2mm PC LSZH LC Uniboot /LC Uniboot Std Polarity Opt IL 12m | PC | 1 | 1 | 1 | 1 | 86.88
61305673843 | FV2RLUNUNONM013 | OM4 ERICKA-VIOLET 2f 2mm PC LSZH LC Unib | OM4 Erika Violet 2f 2mm PC LSZH LC Uniboot /LC Uniboot Std Polarity Opt IL 13m | PC | 1 | 1 | 1 | 1 | 89.86
61305674058 | FV2RLUNUNONM014 | OM4 ERICKA-VIOLET 2f 2mm PC LSZH LC Unib | OM4 Erika Violet 2f 2mm PC LSZH LC Uniboot /LC Uniboot Std Polarity Opt IL 14m | PC | 1 | 1 | 1 | 1 | 92.84
61305674059 | FV2RLUNUNONM015 | OM4 ERICKA-VIOLET 2f 2mm PC LSZH LC Unib | OM4 Erika Violet 2f 2mm PC LSZH LC Uniboot /LC Uniboot Std Polarity Opt IL 15m | PC | 1 | 1 | 1 | 1 | 95.8
61305674060 | FV2RLUNUNONM016 | OM4 ERICKA-VIOLET 2f 2mm PC LSZH LC Unib | OM4 Erika Violet 2f 2mm PC LSZH LC Uniboot /LC Uniboot Std Polarity Opt IL 16m | PC | 1 | 1 | 1 | 1 | 98.8
61305674061 | FV2RLUNUNONM017 | OM4 ERICKA-VIOLET 2f 2mm PC LSZH LC Unib | OM4 Erika Violet 2f 2mm PC LSZH LC Uniboot /LC Uniboot Std Polarity Opt IL 17m | PC | 1 | 1 | 1 | 1 | 101.78
61305674062 | FV2RLUNUNONM018 | OM4 ERICKA-VIOLET 2f 2mm PC LSZH LC Unib | OM4 Erika Violet 2f 2mm PC LSZH LC Uniboot /LC Uniboot Std Polarity Opt IL 18m | PC | 1 | 1 | 1 | 1 | 104.74
61305674063 | FV2RLUNUNONM019 | OM4 ERICKA-VIOLET 2f 2mm PC LSZH LC Unib | OM4 Erika Violet 2f 2mm PC LSZH LC Uniboot /LC Uniboot Std Polarity Opt IL 19m | PC | 1 | 1 | 1 | 1 | 107.72
61305674064 | FV2RLUNUNONM020 | OM4 ERICKA-VIOLET 2f 2mm PC LSZH LC Unib | OM4 Erika Violet 2f 2mm PC LSZH LC Uniboot /LC Uniboot Std Polarity Opt IL 20m | PC | 1 | 1 | 1 | 1 | 110.7
61305673844 | FV2RLUNUNONM021 | OM4 ERICKA-VIOLET 2f 2mm PC LSZH LC Unib | OM4 Erika Violet 2f 2mm PC LSZH LC Uniboot /LC Uniboot Std Polarity Opt IL 21m | PC | 1 | 1 | 1 | 1 | 113.68
61305674065 | FV2RLUNUNONM022 | OM4 ERICKA-VIOLET 2f 2mm PC LSZH LC Unib | OM4 Erika Violet 2f 2mm PC LSZH LC Uniboot /LC Uniboot Std Polarity Opt IL 22m | PC | 1 | 1 | 1 | 1 | 116.66
61305674066 | FV2RLUNUNONM023 | OM4 ERICKA-VIOLET 2f 2mm PC LSZH LC Unib | OM4 Erika Violet 2f 2mm PC LSZH LC Uniboot /LC Uniboot Std Polarity Opt IL 23m | PC | 1 | 1 | 1 | 1 | 119.64
61305674067 | FV2RLUNUNONM024 | OM4 ERICKA-VIOLET 2f 2mm PC LSZH LC Unib | OM4 Erika Violet 2f 2mm PC LSZH LC Uniboot /LC Uniboot Std Polarity Opt IL 24m | PC | 1 | 1 | 1 | 1 | 122.62
61305674068 | FV2RLUNUNONM025 | OM4 ERICKA-VIOLET 2f 2mm PC LSZH LC Unib | OM4 Erika Violet 2f 2mm PC LSZH LC Uniboot /LC Uniboot Std Polarity Opt IL 25m | PC | 1 | 1 | 1 | 1 | 125.6
61305674069 | FV2RLUNUNONM026 | OM4 ERICKA-VIOLET 2f 2mm PC LSZH LC Unib | OM4 Erika Violet 2f 2mm PC LSZH LC Uniboot /LC Uniboot Std Polarity Opt IL 26m | PC | 1 | 1 | 1 | 1 | 128.56
61305674070 | FV2RLUNUNONM027 | OM4 ERICKA-VIOLET 2f 2mm PC LSZH LC Unib | OM4 Erika Violet 2f 2mm PC LSZH LC Uniboot /LC Uniboot Std Polarity Opt IL 27m | PC | 1 | 1 | 1 | 1 | 131.54
61305674071 | FV2RLUNUNONM028 | OM4 ERICKA-VIOLET 2f 2mm PC LSZH LC Unib | OM4 Erika Violet 2f 2mm PC LSZH LC Uniboot /LC Uniboot Std Polarity Opt IL 28m | PC | 1 | 1 | 1 | 1 | 134.54
61305674072 | FV2RLUNUNONM029 | OM4 ERICKA-VIOLET 2f 2mm PC LSZH LC Unib | OM4 Erika Violet 2f 2mm PC LSZH LC Uniboot /LC Uniboot Std Polarity Opt IL 29m | PC | 1 | 1 | 1 | 1 | 137.5
61305674073 | FV2RLUNUNONM030 | OM4 ERICKA-VIOLET 2f 2mm PC LSZH LC Unib | OM4 Erika Violet 2f 2mm PC LSZH LC Uniboot /LC Uniboot Std Polarity Opt IL 30m | PC | 1 | 1 | 1 | 1 | 140.48
61305674074 | FV2RLUNUNONM031 | OM4 ERICKA-VIOLET 2f 2mm PC LSZH LC Unib | OM4 Erika Violet 2f 2mm PC LSZH LC Uniboot /LC Uniboot Std Polarity Opt IL 31m | PC | 1 | 1 | 1 | 1 | 143.46
61305674075 | FV2RLUNUNONM032 | OM4 ERICKA-VIOLET 2f 2mm PC LSZH LC Unib | OM4 Erika Violet 2f 2mm PC LSZH LC Uniboot /LC Uniboot Std Polarity Opt IL 32m | PC | 1 | 1 | 1 | 1 | 146.44
61305674076 | FV2RLUNUNONM033 | OM4 ERICKA-VIOLET 2f 2mm PC LSZH LC Unib | OM4 Erika Violet 2f 2mm PC LSZH LC Uniboot /LC Uniboot Std Polarity Opt IL 33m | PC | 1 | 1 | 1 | 1 | 149.4
61305674077 | FV2RLUNUNONM034 | OM4 ERICKA-VIOLET 2f 2mm PC LSZH LC Unib | OM4 Erika Violet 2f 2mm PC LSZH LC Uniboot /LC Uniboot Std Polarity Opt IL 34m | PC | 1 | 1 | 1 | 1 | 152.4
61305674078 | FV2RLUNUNONM035 | OM4 ERICKA-VIOLET 2f 2mm PC LSZH LC Unib | OM4 Erika Violet 2f 2mm PC LSZH LC Uniboot /LC Uniboot Std Polarity Opt IL 35m | PC | 1 | 1 | 1 | 1 | 155.38
61305673845 | FV2RLUNUNONM036 | OM4 ERICKA-VIOLET 2f 2mm PC LSZH LC Unib | OM4 Erika Violet 2f 2mm PC LSZH LC Uniboot /LC Uniboot Std Polarity Opt IL 36m | PC | 1 | 1 | 1 | 1 | 158.36
61305674079 | FV2RLUNUNONM037 | OM4 ERICKA-VIOLET 2f 2mm PC LSZH LC Unib | OM4 Erika Violet 2f 2mm PC LSZH LC Uniboot /LC Uniboot Std Polarity Opt IL 37m | PC | 1 | 1 | 1 | 1 | 161.32
61305674080 | FV2RLUNUNONM038 | OM4 ERICKA-VIOLET 2f 2mm PC LSZH LC Unib | OM4 Erika Violet 2f 2mm PC LSZH LC Uniboot /LC Uniboot Std Polarity Opt IL 38m | PC | 1 | 1 | 1 | 1 | 164.3
61305674081 | FV2RLUNUNONM039 | OM4 ERICKA-VIOLET 2f 2mm PC LSZH LC Unib | OM4 Erika Violet 2f 2mm PC LSZH LC Uniboot /LC Uniboot Std Polarity Opt IL 39m | PC | 1 | 1 | 1 | 1 | 167.28
61305674082 | FV2RLUNUNONM040 | OM4 ERICKA-VIOLET 2f 2mm PC LSZH LC Unib | OM4 Erika Violet 2f 2mm PC LSZH LC Uniboot /LC Uniboot Std Polarity Opt IL 40m | PC | 1 | 1 | 1 | 1 | 170.26
61305674083 | FV2RLUNUNONM041 | OM4 ERICKA-VIOLET 2f 2mm PC LSZH LC Unib | OM4 Erika Violet 2f 2mm PC LSZH LC Uniboot /LC Uniboot Std Polarity Opt IL 41m | PC | 1 | 1 | 1 | 1 | 173.24
61305674085 | FV2RLUNUNONM042 | OM4 ERICKA-VIOLET 2f 2mm PC LSZH LC Unib | OM4 Erika Violet 2f 2mm PC LSZH LC Uniboot /LC Uniboot Std Polarity Opt IL 42m | PC | 1 | 1 | 1 | 1 | 176.22
61305674087 | FV2RLUNUNONM043 | OM4 ERICKA-VIOLET 2f 2mm PC LSZH LC Unib | OM4 Erika Violet 2f 2mm PC LSZH LC Uniboot /LC Uniboot Std Polarity Opt IL 43m | PC | 1 | 1 | 1 | 1 | 179.2
61305674089 | FV2RLUNUNONM044 | OM4 ERICKA-VIOLET 2f 2mm PC LSZH LC Unib | OM4 Erika Violet 2f 2mm PC LSZH LC Uniboot /LC Uniboot Std Polarity Opt IL 44m | PC | 1 | 1 | 1 | 1 | 182.16
61305674091 | FV2RLUNUNONM045 | OM4 ERICKA-VIOLET 2f 2mm PC LSZH LC Unib | OM4 Erika Violet 2f 2mm PC LSZH LC Uniboot /LC Uniboot Std Polarity Opt IL 45m | PC | 1 | 1 | 1 | 1 | 185.14
61305674095 | FV2RLUNUNONM046 | OM4 ERICKA-VIOLET 2f 2mm PC LSZH LC Unib | OM4 Erika Violet 2f 2mm PC LSZH LC Uniboot /LC Uniboot Std Polarity Opt IL 46m | PC | 1 | 1 | 1 | 1 | 188.14
61305674096 | FV2RLUNUNONM047 | OM4 ERICKA-VIOLET 2f 2mm PC LSZH LC Unib | OM4 Erika Violet 2f 2mm PC LSZH LC Uniboot /LC Uniboot Std Polarity Opt IL 47m | PC | 1 | 1 | 1 | 1 | 191.12
61305674097 | FV2RLUNUNONM048 | OM4 ERICKA-VIOLET 2f 2mm PC LSZH LC Unib | OM4 Erika Violet 2f 2mm PC LSZH LC Uniboot /LC Uniboot Std Polarity Opt IL 48m | PC | 1 | 1 | 1 | 1 | 194.08
61305674098 | FV2RLUNUNONM049 | OM4 ERICKA-VIOLET 2f 2mm PC LSZH LC Unib | OM4 Erika Violet 2f 2mm PC LSZH LC Uniboot /LC Uniboot Std Polarity Opt IL 49m | PC | 1 | 1 | 1 | 1 | 197.06
61305674099 | FV2RLUNUNONM050 | OM4 ERICKA-VIOLET 2f 2mm PC LSZH LC Unib | OM4 Erika Violet 2f 2mm PC LSZH LC Uniboot /LC Uniboot Std Polarity Opt IL 50m | PC | 1 | 1 | 1 | 1 | 200.04
61305674010 | FV2RLUNUNONM1.5 | OM4 ERICKA-VIOLET 2f 2mm PC LSZH LC Unib | OM4 Erika Violet 2f 2mm PC LSZH LC Uniboot /LC Uniboot Std Polarity Opt IL 1.5m | PC | 1 | 10 | 1 | 1 | 55.62
61305674014 | FV2RLUNUNONM2.5 | OM4 ERICKA-VIOLET 2f 2mm PC LSZH LC Unib | OM4 Erika Violet 2f 2mm PC LSZH LC Uniboot /LC Uniboot Std Polarity Opt IL 2.5m | PC | 1 | 10 | 1 | 1 | 58.6
61305673840 | FV2RLUNUNONM3.5 | OM4 ERICKA-VIOLET 2f 2mm PC LSZH LC Unib | OM4 Erika Violet 2f 2mm PC LSZH LC Uniboot /LC Uniboot Std Polarity Opt IL 3.5m | PC | 1 | 10 | 1 | 1 | 61.56
61305674020 | FV2RLUNUNONM4.5 | OM4 ERICKA-VIOLET 2f 2mm PC LSZH LC Unib | OM4 Erika Violet 2f 2mm PC LSZH LC Uniboot /LC Uniboot Std Polarity Opt IL 4.5m | PC | 1 | 10 | 1 | 1 | 64.54
61305674038 | FV2RLUNUNONM5.5 | OM4 ERICKA-VIOLET 2f 2mm PC LSZH LC Unib | OM4 Erika Violet 2f 2mm PC LSZH LC Uniboot /LC Uniboot Std Polarity Opt IL 5.5m | PC | 1 | 10 | 1 | 1 | 67.52
61305673841 | FV2RLUNUNONM6.5 | OM4 ERICKA-VIOLET 2f 2mm PC LSZH LC Unib | OM4 Erika Violet 2f 2mm PC LSZH LC Uniboot /LC Uniboot Std Polarity Opt IL 6.5m | PC | 1 | 10 | 1 | 1 | 70.5
61305674044 | FV2RLUNUNONM7.5 | OM4 ERICKA-VIOLET 2f 2mm PC LSZH LC Unib | OM4 Erika Violet 2f 2mm PC LSZH LC Uniboot /LC Uniboot Std Polarity Opt IL 7.5m | PC | 1 | 10 | 1 | 1 | 73.48
61305673842 | FV2RLUNUNONM8.5 | OM4 ERICKA-VIOLET 2f 2mm PC LSZH LC Unib | OM4 Erika Violet 2f 2mm PC LSZH LC Uniboot /LC Uniboot Std Polarity Opt IL 8.5m | PC | 1 | 10 | 1 | 1 | 76.46
61305674051 | FV2RLUNUNONM9.5 | OM4 ERICKA-VIOLET 2f 2mm PC LSZH LC Unib | OM4 Erika Violet 2f 2mm PC LSZH LC Uniboot /LC Uniboot Std Polarity Opt IL 9.5m | PC | 1 | 10 | 1 | 1 | 79.44
07498390882 | FVTHD2X2BL | FR,Fitting,Vert.Teew/HD,2x2,BL,EA | Attaches to 2x2 channel to create a 90° vertical drop from a horizontal run. Hinged door included. Accepts channel cover in conjunction with channel. Use QuikLock„¢ Coupler FBC2X2BL with HS2X2BL6 or H2X2BL6 channels. Use snap rivets NR2WH-L or bolts F14PN | PC | 1 | 1 | 1 | 1 | 124.88
07498390880 | FVTHD2X2YL | FR,Fitting,Vert.Teew/HD,2x2,YL,EA | The vertical tee fitting is compatible with both FiberRunner® and FiberRunner® Systems. It attaches to a 2x2 channel and/or fittings to create a 90° vertical drop from a horizontal run. The vertical tee fitting includes a hinged door. | PC | 1 | 1 | 1 | 1 | 124.88
61305674560 | FW2RLUNUNNNM0.5 | OM5+ 2f 2mm PC LSZH LC Uniboot /LC Unibo | OM5 2f 2mm PC LSZH LC Uniboot /LC Uniboot Std Polarity Ult IL 0.5m | PC | 1 | 10 | 1 | 1 | 55.98
61305674570 | FW2RLUNUNNNM001 | OM5+ 2f 2mm PC LSZH LC Uniboot /LC Unibo | OM5 2f 2mm PC LSZH LC Uniboot /LC Uniboot Std Polarity Ult IL 1m | PC | 1 | 10 | 1 | 1 | 58.24
61305674571 | FW2RLUNUNNNM002 | OM5+ 2f 2mm PC LSZH LC Uniboot /LC Unibo | OM5 2f 2mm PC LSZH LC Uniboot /LC Uniboot Std Polarity Ult IL 2m | PC | 1 | 10 | 1 | 1 | 62.78
61305674572 | FW2RLUNUNNNM003 | OM5+ 2f 2mm PC LSZH LC Uniboot /LC Unibo | OM5 2f 2mm PC LSZH LC Uniboot /LC Uniboot Std Polarity Ult IL 3m | PC | 1 | 10 | 1 | 1 | 67.3
61305674573 | FW2RLUNUNNNM004 | OM5+ 2f 2mm PC LSZH LC Uniboot /LC Unibo | OM5 2f 2mm PC LSZH LC Uniboot /LC Uniboot Std Polarity Ult IL 4m | PC | 1 | 10 | 1 | 1 | 71.84
61305674574 | FW2RLUNUNNNM005 | OM5+ 2f 2mm PC LSZH LC Uniboot /LC Unibo | OM5 2f 2mm PC LSZH LC Uniboot /LC Uniboot Std Polarity Ult IL 5m | PC | 1 | 10 | 1 | 1 | 76.38
61305674575 | FW2RLUNUNNNM006 | OM5+ 2f 2mm PC LSZH LC Uniboot /LC Unibo | OM5 2f 2mm PC LSZH LC Uniboot /LC Uniboot Std Polarity Ult IL 6m | PC | 1 | 10 | 1 | 1 | 80.92
61305674576 | FW2RLUNUNNNM007 | OM5+ 2f 2mm PC LSZH LC Uniboot /LC Unibo | OM5 2f 2mm PC LSZH LC Uniboot /LC Uniboot Std Polarity Ult IL 7m | PC | 1 | 10 | 1 | 1 | 85.44
61305674577 | FW2RLUNUNNNM008 | OM5+ 2f 2mm PC LSZH LC Uniboot /LC Unibo | OM5 2f 2mm PC LSZH LC Uniboot /LC Uniboot Std Polarity Ult IL 8m | PC | 1 | 10 | 1 | 1 | 89.98
61305674578 | FW2RLUNUNNNM009 | OM5+ 2f 2mm PC LSZH LC Uniboot /LC Unibo | OM5 2f 2mm PC LSZH LC Uniboot /LC Uniboot Std Polarity Ult IL 9m | PC | 1 | 10 | 1 | 1 | 94.52
61305674579 | FW2RLUNUNNNM010 | OM5+ 2f 2mm PC LSZH LC Uniboot /LC Unibo | OM5 2f 2mm PC LSZH LC Uniboot /LC Uniboot Std Polarity Ult IL 10m | PC | 1 | 10 | 1 | 1 | 99.04
61305674580 | FW2RLUNUNNNM011 | OM5+ 2f 2mm PC LSZH LC Uniboot /LC Unibo | OM5 2f 2mm PC LSZH LC Uniboot /LC Uniboot Std Polarity Ult IL 11m | PC | 1 | 1 | 1 | 1 | 103.56
61305674581 | FW2RLUNUNNNM012 | OM5+ 2f 2mm PC LSZH LC Uniboot /LC Unibo | OM5 2f 2mm PC LSZH LC Uniboot /LC Uniboot Std Polarity Ult IL 12m | PC | 1 | 1 | 1 | 1 | 108.1
61305674582 | FW2RLUNUNNNM013 | OM5+ 2f 2mm PC LSZH LC Uniboot /LC Unibo | OM5 2f 2mm PC LSZH LC Uniboot /LC Uniboot Std Polarity Ult IL 13m | PC | 1 | 1 | 1 | 1 | 112.64
61305674583 | FW2RLUNUNNNM014 | OM5+ 2f 2mm PC LSZH LC Uniboot /LC Unibo | OM5 2f 2mm PC LSZH LC Uniboot /LC Uniboot Std Polarity Ult IL 14m | PC | 1 | 1 | 1 | 1 | 117.16
61305674584 | FW2RLUNUNNNM015 | OM5+ 2f 2mm PC LSZH LC Uniboot /LC Unibo | OM5 2f 2mm PC LSZH LC Uniboot /LC Uniboot Std Polarity Ult IL 15m | PC | 1 | 1 | 1 | 1 | 121.7
61305674585 | FW2RLUNUNNNM016 | OM5+ 2f 2mm PC LSZH LC Uniboot /LC Unibo | OM5 2f 2mm PC LSZH LC Uniboot /LC Uniboot Std Polarity Ult IL 16m | PC | 1 | 1 | 1 | 1 | 126.24
61305674586 | FW2RLUNUNNNM017 | OM5+ 2f 2mm PC LSZH LC Uniboot /LC Unibo | OM5 2f 2mm PC LSZH LC Uniboot /LC Uniboot Std Polarity Ult IL 17m | PC | 1 | 1 | 1 | 1 | 130.76
61305674587 | FW2RLUNUNNNM018 | OM5+ 2f 2mm PC LSZH LC Uniboot /LC Unibo | OM5 2f 2mm PC LSZH LC Uniboot /LC Uniboot Std Polarity Ult IL 18m | PC | 1 | 1 | 1 | 1 | 135.3
61305674588 | FW2RLUNUNNNM019 | OM5+ 2f 2mm PC LSZH LC Uniboot /LC Unibo | OM5 2f 2mm PC LSZH LC Uniboot /LC Uniboot Std Polarity Ult IL 19m | PC | 1 | 1 | 1 | 1 | 139.84
61305674589 | FW2RLUNUNNNM020 | OM5+ 2f 2mm PC LSZH LC Uniboot /LC Unibo | OM5 2f 2mm PC LSZH LC Uniboot /LC Uniboot Std Polarity Ult IL 20m | PC | 1 | 1 | 1 | 1 | 144.38
61305674590 | FW2RLUNUNNNM021 | OM5+ 2f 2mm PC LSZH LC Uniboot /LC Unibo | OM5 2f 2mm PC LSZH LC Uniboot /LC Uniboot Std Polarity Ult IL 21m | PC | 1 | 1 | 1 | 1 | 148.9
61305674591 | FW2RLUNUNNNM022 | OM5+ 2f 2mm PC LSZH LC Uniboot /LC Unibo | OM5 2f 2mm PC LSZH LC Uniboot /LC Uniboot Std Polarity Ult IL 22m | PC | 1 | 1 | 1 | 1 | 153.44
61305674592 | FW2RLUNUNNNM023 | OM5+ 2f 2mm PC LSZH LC Uniboot /LC Unibo | OM5 2f 2mm PC LSZH LC Uniboot /LC Uniboot Std Polarity Ult IL 23m | PC | 1 | 1 | 1 | 1 | 157.98
61305674593 | FW2RLUNUNNNM024 | OM5+ 2f 2mm PC LSZH LC Uniboot /LC Unibo | OM5 2f 2mm PC LSZH LC Uniboot /LC Uniboot Std Polarity Ult IL 24m | PC | 1 | 1 | 1 | 1 | 162.52
61305674594 | FW2RLUNUNNNM025 | OM5+ 2f 2mm PC LSZH LC Uniboot /LC Unibo | OM5 2f 2mm PC LSZH LC Uniboot /LC Uniboot Std Polarity Ult IL 25m | PC | 1 | 1 | 1 | 1 | 167.04
61305674595 | FW2RLUNUNNNM026 | OM5+ 2f 2mm PC LSZH LC Uniboot /LC Unibo | OM5 2f 2mm PC LSZH LC Uniboot /LC Uniboot Std Polarity Ult IL 26m | PC | 1 | 1 | 1 | 1 | 171.58
61305674596 | FW2RLUNUNNNM027 | OM5+ 2f 2mm PC LSZH LC Uniboot /LC Unibo | OM5 2f 2mm PC LSZH LC Uniboot /LC Uniboot Std Polarity Ult IL 27m | PC | 1 | 1 | 1 | 1 | 176.12
61305674597 | FW2RLUNUNNNM028 | OM5+ 2f 2mm PC LSZH LC Uniboot /LC Unibo | OM5 2f 2mm PC LSZH LC Uniboot /LC Uniboot Std Polarity Ult IL 28m | PC | 1 | 1 | 1 | 1 | 180.64
61305674599 | FW2RLUNUNNNM029 | OM5+ 2f 2mm PC LSZH LC Uniboot /LC Unibo | OM5 2f 2mm PC LSZH LC Uniboot /LC Uniboot Std Polarity Ult IL 29m | PC | 1 | 1 | 1 | 1 | 185.18
61305674598 | FW2RLUNUNNNM030 | OM5+ 2f 2mm PC LSZH LC Uniboot /LC Unibo | OM5 2f 2mm PC LSZH LC Uniboot /LC Uniboot Std Polarity Ult IL 30m | PC | 1 | 1 | 1 | 1 | 189.72
61305674600 | FW2RLUNUNNNM031 | OM5+ 2f 2mm PC LSZH LC Uniboot /LC Unibo | OM5 2f 2mm PC LSZH LC Uniboot /LC Uniboot Std Polarity Ult IL 31m | PC | 1 | 1 | 1 | 1 | 194.26
61305674601 | FW2RLUNUNNNM032 | OM5+ 2f 2mm PC LSZH LC Uniboot /LC Unibo | OM5 2f 2mm PC LSZH LC Uniboot /LC Uniboot Std Polarity Ult IL 32m | PC | 1 | 1 | 1 | 1 | 198.78
61305674602 | FW2RLUNUNNNM033 | OM5+ 2f 2mm PC LSZH LC Uniboot /LC Unibo | OM5 2f 2mm PC LSZH LC Uniboot /LC Uniboot Std Polarity Ult IL 33m | PC | 1 | 1 | 1 | 1 | 203.32
61305674603 | FW2RLUNUNNNM034 | OM5+ 2f 2mm PC LSZH LC Uniboot /LC Unibo | OM5 2f 2mm PC LSZH LC Uniboot /LC Uniboot Std Polarity Ult IL 34m | PC | 1 | 1 | 1 | 1 | 207.86
61305674604 | FW2RLUNUNNNM035 | OM5+ 2f 2mm PC LSZH LC Uniboot /LC Unibo | OM5 2f 2mm PC LSZH LC Uniboot /LC Uniboot Std Polarity Ult IL 35m | PC | 1 | 1 | 1 | 1 | 212.38
61305674606 | FW2RLUNUNNNM036 | OM5+ 2f 2mm PC LSZH LC Uniboot /LC Unibo | OM5 2f 2mm PC LSZH LC Uniboot /LC Uniboot Std Polarity Ult IL 36m | PC | 1 | 1 | 1 | 1 | 216.92
61305674608 | FW2RLUNUNNNM037 | OM5+ 2f 2mm PC LSZH LC Uniboot /LC Unibo | OM5 2f 2mm PC LSZH LC Uniboot /LC Uniboot Std Polarity Ult IL 37m | PC | 1 | 1 | 1 | 1 | 221.46
61305674605 | FW2RLUNUNNNM038 | OM5+ 2f 2mm PC LSZH LC Uniboot /LC Unibo | OM5 2f 2mm PC LSZH LC Uniboot /LC Uniboot Std Polarity Ult IL 38m | PC | 1 | 1 | 1 | 1 | 226
61305674607 | FW2RLUNUNNNM039 | OM5+ 2f 2mm PC LSZH LC Uniboot /LC Unibo | OM5 2f 2mm PC LSZH LC Uniboot /LC Uniboot Std Polarity Ult IL 39m | PC | 1 | 1 | 1 | 1 | 230.52
61305674609 | FW2RLUNUNNNM040 | OM5+ 2f 2mm PC LSZH LC Uniboot /LC Unibo | OM5 2f 2mm PC LSZH LC Uniboot /LC Uniboot Std Polarity Ult IL 40m | PC | 1 | 1 | 1 | 1 | 235.06
61305674610 | FW2RLUNUNNNM041 | OM5+ 2f 2mm PC LSZH LC Uniboot /LC Unibo | OM5 2f 2mm PC LSZH LC Uniboot /LC Uniboot Std Polarity Ult IL 41m | PC | 1 | 1 | 1 | 1 | 239.6
61305674612 | FW2RLUNUNNNM042 | OM5+ 2f 2mm PC LSZH LC Uniboot /LC Unibo | OM5 2f 2mm PC LSZH LC Uniboot /LC Uniboot Std Polarity Ult IL 42m | PC | 1 | 1 | 1 | 1 | 244.12
61305674614 | FW2RLUNUNNNM043 | OM5+ 2f 2mm PC LSZH LC Uniboot /LC Unibo | OM5 2f 2mm PC LSZH LC Uniboot /LC Uniboot Std Polarity Ult IL 43m | PC | 1 | 1 | 1 | 1 | 248.66
61305674616 | FW2RLUNUNNNM044 | OM5+ 2f 2mm PC LSZH LC Uniboot /LC Unibo | OM5 2f 2mm PC LSZH LC Uniboot /LC Uniboot Std Polarity Ult IL 44m | PC | 1 | 1 | 1 | 1 | 253.2
61305674618 | FW2RLUNUNNNM045 | OM5+ 2f 2mm PC LSZH LC Uniboot /LC Unibo | OM5 2f 2mm PC LSZH LC Uniboot /LC Uniboot Std Polarity Ult IL 45m | PC | 1 | 1 | 1 | 1 | 257.74
61305674611 | FW2RLUNUNNNM046 | OM5+ 2f 2mm PC LSZH LC Uniboot /LC Unibo | OM5 2f 2mm PC LSZH LC Uniboot /LC Uniboot Std Polarity Ult IL 46m | PC | 1 | 1 | 1 | 1 | 262.26
61305674613 | FW2RLUNUNNNM047 | OM5+ 2f 2mm PC LSZH LC Uniboot /LC Unibo | OM5 2f 2mm PC LSZH LC Uniboot /LC Uniboot Std Polarity Ult IL 47m | PC | 1 | 1 | 1 | 1 | 266.8
61305674615 | FW2RLUNUNNNM048 | OM5+ 2f 2mm PC LSZH LC Uniboot /LC Unibo | OM5 2f 2mm PC LSZH LC Uniboot /LC Uniboot Std Polarity Ult IL 48m | PC | 1 | 1 | 1 | 1 | 271.34
61305674617 | FW2RLUNUNNNM049 | OM5+ 2f 2mm PC LSZH LC Uniboot /LC Unibo | OM5 2f 2mm PC LSZH LC Uniboot /LC Uniboot Std Polarity Ult IL 49m | PC | 1 | 1 | 1 | 1 | 275.88
61305674619 | FW2RLUNUNNNM050 | OM5+ 2f 2mm PC LSZH LC Uniboot /LC Unibo | OM5 2f 2mm PC LSZH LC Uniboot /LC Uniboot Std Polarity Ult IL 50m | PC | 1 | 1 | 1 | 1 | 280.4
61305674561 | FW2RLUNUNNNM1.5 | OM5+ 2f 2mm PC LSZH LC Uniboot /LC Unibo | OM5 2f 2mm PC LSZH LC Uniboot /LC Uniboot Std Polarity Ult IL 1.5m | PC | 1 | 10 | 1 | 1 | 60.5
61305674562 | FW2RLUNUNNNM2.5 | OM5+ 2f 2mm PC LSZH LC Uniboot /LC Unibo | OM5 2f 2mm PC LSZH LC Uniboot /LC Uniboot Std Polarity Ult IL 2.5m | PC | 1 | 10 | 1 | 1 | 65.04
61305674563 | FW2RLUNUNNNM3.5 | OM5+ 2f 2mm PC LSZH LC Uniboot /LC Unibo | OM5 2f 2mm PC LSZH LC Uniboot /LC Uniboot Std Polarity Ult IL 3.5m | PC | 1 | 10 | 1 | 1 | 69.58
61305674564 | FW2RLUNUNNNM4.5 | OM5+ 2f 2mm PC LSZH LC Uniboot /LC Unibo | OM5 2f 2mm PC LSZH LC Uniboot /LC Uniboot Std Polarity Ult IL 4.5m | PC | 1 | 10 | 1 | 1 | 74.12
61305674565 | FW2RLUNUNNNM5.5 | OM5+ 2f 2mm PC LSZH LC Uniboot /LC Unibo | OM5 2f 2mm PC LSZH LC Uniboot /LC Uniboot Std Polarity Ult IL 5.5m | PC | 1 | 10 | 1 | 1 | 78.64
61305674566 | FW2RLUNUNNNM6.5 | OM5+ 2f 2mm PC LSZH LC Uniboot /LC Unibo | OM5 2f 2mm PC LSZH LC Uniboot /LC Uniboot Std Polarity Ult IL 6.5m | PC | 1 | 10 | 1 | 1 | 83.18
61305674567 | FW2RLUNUNNNM7.5 | OM5+ 2f 2mm PC LSZH LC Uniboot /LC Unibo | OM5 2f 2mm PC LSZH LC Uniboot /LC Uniboot Std Polarity Ult IL 7.5m | PC | 1 | 10 | 1 | 1 | 87.72
61305674568 | FW2RLUNUNNNM8.5 | OM5+ 2f 2mm PC LSZH LC Uniboot /LC Unibo | OM5 2f 2mm PC LSZH LC Uniboot /LC Uniboot Std Polarity Ult IL 8.5m | PC | 1 | 10 | 1 | 1 | 92.24
61305674569 | FW2RLUNUNNNM9.5 | OM5+ 2f 2mm PC LSZH LC Uniboot /LC Unibo | OM5 2f 2mm PC LSZH LC Uniboot /LC Uniboot Std Polarity Ult IL 9.5m | PC | 1 | 10 | 1 | 1 | 96.78
61305674535 | FW2RPUNUNNNF001 | OM5+ 2f 2mm PC OFNP LC Uniboot /LC Unibo | OM5 2f 2mm PC OFNP LC Uniboot /LC Uniboot Std Polarity Ult IL 1f | PC | 1 | 10 | 1 | 1 | 55.14
61305674536 | FW2RPUNUNNNF002 | OM5+ 2f 2mm PC OFNP LC Uniboot /LC Unibo | OM5 2f 2mm PC OFNP LC Uniboot /LC Uniboot Std Polarity Ult IL 2f | PC | 1 | 10 | 1 | 1 | 56.6
61305674537 | FW2RPUNUNNNF003 | OM5+ 2f 2mm PC OFNP LC Uniboot /LC Unibo | OM5 2f 2mm PC OFNP LC Uniboot /LC Uniboot Std Polarity Ult IL 3f | PC | 1 | 10 | 1 | 1 | 58.06
61305674538 | FW2RPUNUNNNF004 | OM5+ 2f 2mm PC OFNP LC Uniboot /LC Unibo | OM5 2f 2mm PC OFNP LC Uniboot /LC Uniboot Std Polarity Ult IL 4f | PC | 1 | 10 | 1 | 1 | 59.48
61305674539 | FW2RPUNUNNNF005 | OM5+ 2f 2mm PC OFNP LC Uniboot /LC Unibo | OM5 2f 2mm PC OFNP LC Uniboot /LC Uniboot Std Polarity Ult IL 5f | PC | 1 | 10 | 1 | 1 | 60.94
61305674540 | FW2RPUNUNNNF006 | OM5+ 2f 2mm PC OFNP LC Uniboot /LC Unibo | OM5 2f 2mm PC OFNP LC Uniboot /LC Uniboot Std Polarity Ult IL 6f | PC | 1 | 10 | 1 | 1 | 62.38
61305674541 | FW2RPUNUNNNF007 | OM5+ 2f 2mm PC OFNP LC Uniboot /LC Unibo | OM5 2f 2mm PC OFNP LC Uniboot /LC Uniboot Std Polarity Ult IL 7f | PC | 1 | 10 | 1 | 1 | 63.84
61305674542 | FW2RPUNUNNNF008 | OM5+ 2f 2mm PC OFNP LC Uniboot /LC Unibo | OM5 2f 2mm PC OFNP LC Uniboot /LC Uniboot Std Polarity Ult IL 8f | PC | 1 | 10 | 1 | 1 | 65.3
61305674543 | FW2RPUNUNNNF009 | OM5+ 2f 2mm PC OFNP LC Uniboot /LC Unibo | OM5 2f 2mm PC OFNP LC Uniboot /LC Uniboot Std Polarity Ult IL 9f | PC | 1 | 10 | 1 | 1 | 66.72
61305674544 | FW2RPUNUNNNF010 | OM5+ 2f 2mm PC OFNP LC Uniboot /LC Unibo | OM5 2f 2mm PC OFNP LC Uniboot /LC Uniboot Std Polarity Ult IL 10f | PC | 1 | 10 | 1 | 1 | 68.18
61305674545 | FW2RPUNUNNNF011 | OM5+ 2f 2mm PC OFNP LC Uniboot /LC Unibo | OM5 2f 2mm PC OFNP LC Uniboot /LC Uniboot Std Polarity Ult IL 11f | PC | 1 | 10 | 1 | 1 | 69.64
61305674546 | FW2RPUNUNNNF012 | OM5+ 2f 2mm PC OFNP LC Uniboot /LC Unibo | OM5 2f 2mm PC OFNP LC Uniboot /LC Uniboot Std Polarity Ult IL 12f | PC | 1 | 10 | 1 | 1 | 71.08
61305674547 | FW2RPUNUNNNF013 | OM5+ 2f 2mm PC OFNP LC Uniboot /LC Unibo | OM5 2f 2mm PC OFNP LC Uniboot /LC Uniboot Std Polarity Ult IL 13f | PC | 1 | 10 | 1 | 1 | 72.52
61305674548 | FW2RPUNUNNNF014 | OM5+ 2f 2mm PC OFNP LC Uniboot /LC Unibo | OM5 2f 2mm PC OFNP LC Uniboot /LC Uniboot Std Polarity Ult IL 14f | PC | 1 | 10 | 1 | 1 | 73.96
61305674549 | FW2RPUNUNNNF015 | OM5+ 2f 2mm PC OFNP LC Uniboot /LC Unibo | OM5 2f 2mm PC OFNP LC Uniboot /LC Uniboot Std Polarity Ult IL 15f | PC | 1 | 10 | 1 | 1 | 75.42
61305674550 | FW2RPUNUNNNF016 | OM5+ 2f 2mm PC OFNP LC Uniboot /LC Unibo | OM5 2f 2mm PC OFNP LC Uniboot /LC Uniboot Std Polarity Ult IL 16f | PC | 1 | 10 | 1 | 1 | 76.88
61305674551 | FW2RPUNUNNNF017 | OM5+ 2f 2mm PC OFNP LC Uniboot /LC Unibo | OM5 2f 2mm PC OFNP LC Uniboot /LC Uniboot Std Polarity Ult IL 17f | PC | 1 | 10 | 1 | 1 | 78.32
61305674552 | FW2RPUNUNNNF018 | OM5+ 2f 2mm PC OFNP LC Uniboot /LC Unibo | OM5 2f 2mm PC OFNP LC Uniboot /LC Uniboot Std Polarity Ult IL 18f | PC | 1 | 10 | 1 | 1 | 79.76
61305674553 | FW2RPUNUNNNF019 | OM5+ 2f 2mm PC OFNP LC Uniboot /LC Unibo | OM5 2f 2mm PC OFNP LC Uniboot /LC Uniboot Std Polarity Ult IL 19f | PC | 1 | 10 | 1 | 1 | 81.22
61305674554 | FW2RPUNUNNNF020 | OM5+ 2f 2mm PC OFNP LC Uniboot /LC Unibo | OM5 2f 2mm PC OFNP LC Uniboot /LC Uniboot Std Polarity Ult IL 20f | PC | 1 | 10 | 1 | 1 | 82.66
61305674555 | FW2RPUNUNNNF021 | OM5+ 2f 2mm PC OFNP LC Uniboot /LC Unibo | OM5 2f 2mm PC OFNP LC Uniboot /LC Uniboot Std Polarity Ult IL 21f | PC | 1 | 10 | 1 | 1 | 84.12
61305674556 | FW2RPUNUNNNF022 | OM5+ 2f 2mm PC OFNP LC Uniboot /LC Unibo | OM5 2f 2mm PC OFNP LC Uniboot /LC Uniboot Std Polarity Ult IL 22f | PC | 1 | 10 | 1 | 1 | 85.56
61305674557 | FW2RPUNUNNNF023 | OM5+ 2f 2mm PC OFNP LC Uniboot /LC Unibo | OM5 2f 2mm PC OFNP LC Uniboot /LC Uniboot Std Polarity Ult IL 23f | PC | 1 | 10 | 1 | 1 | 87
61305674558 | FW2RPUNUNNNF024 | OM5+ 2f 2mm PC OFNP LC Uniboot /LC Unibo | OM5 2f 2mm PC OFNP LC Uniboot /LC Uniboot Std Polarity Ult IL 24f | PC | 1 | 10 | 1 | 1 | 88.46
61305674559 | FW2RPUNUNNNF025 | OM5+ 2f 2mm PC OFNP LC Uniboot /LC Unibo | OM5 2f 2mm PC OFNP LC Uniboot /LC Uniboot Std Polarity Ult IL 25f | PC | 1 | 10 | 1 | 1 | 89.9
61305673989 | FW2RPUNUNNNM0.5 | OM5+ 2f 2mm PC OFNP LC Uniboot /LC Unibo | OM5 2f 2mm PC OFNP LC Uniboot /LC Uniboot Std Polarity Ult IL 0.5m | PC | 1 | 10 | 1 | 1 | 56.08
61305674445 | FW2RPUNUNNNM001 | OM5+ 2f 2mm PC OFNP LC Uniboot /LC Unibo | OM5 2f 2mm PC OFNP LC Uniboot /LC Uniboot Std Polarity Ult IL 1m | PC | 1 | 10 | 1 | 1 | 58.44
61305674447 | FW2RPUNUNNNM002 | OM5+ 2f 2mm PC OFNP LC Uniboot /LC Unibo | OM5 2f 2mm PC OFNP LC Uniboot /LC Uniboot Std Polarity Ult IL 2m | PC | 1 | 10 | 1 | 1 | 63.2
61305674449 | FW2RPUNUNNNM003 | OM5+ 2f 2mm PC OFNP LC Uniboot /LC Unibo | OM5 2f 2mm PC OFNP LC Uniboot /LC Uniboot Std Polarity Ult IL 3m | PC | 1 | 10 | 1 | 1 | 67.96
61305674450 | FW2RPUNUNNNM004 | OM5+ 2f 2mm PC OFNP LC Uniboot /LC Unibo | OM5 2f 2mm PC OFNP LC Uniboot /LC Uniboot Std Polarity Ult IL 4m | PC | 1 | 10 | 1 | 1 | 72.7
61305674451 | FW2RPUNUNNNM005 | OM5+ 2f 2mm PC OFNP LC Uniboot /LC Unibo | OM5 2f 2mm PC OFNP LC Uniboot /LC Uniboot Std Polarity Ult IL 5m | PC | 1 | 10 | 1 | 1 | 77.46
61305674452 | FW2RPUNUNNNM006 | OM5+ 2f 2mm PC OFNP LC Uniboot /LC Unibo | OM5 2f 2mm PC OFNP LC Uniboot /LC Uniboot Std Polarity Ult IL 6m | PC | 1 | 10 | 1 | 1 | 82.2
61305674453 | FW2RPUNUNNNM007 | OM5+ 2f 2mm PC OFNP LC Uniboot /LC Unibo | OM5 2f 2mm PC OFNP LC Uniboot /LC Uniboot Std Polarity Ult IL 7m | PC | 1 | 10 | 1 | 1 | 86.94
61305674460 | FW2RPUNUNNNM008 | OM5+ 2f 2mm PC OFNP LC Uniboot /LC Unibo | OM5 2f 2mm PC OFNP LC Uniboot /LC Uniboot Std Polarity Ult IL 8m | PC | 1 | 10 | 1 | 1 | 91.7
61305674462 | FW2RPUNUNNNM009 | OM5+ 2f 2mm PC OFNP LC Uniboot /LC Unibo | OM5 2f 2mm PC OFNP LC Uniboot /LC Uniboot Std Polarity Ult IL 9m | PC | 1 | 10 | 1 | 1 | 96.44
61305674464 | FW2RPUNUNNNM010 | OM5+ 2f 2mm PC OFNP LC Uniboot /LC Unibo | OM5 2f 2mm PC OFNP LC Uniboot /LC Uniboot Std Polarity Ult IL 10m | PC | 1 | 10 | 1 | 1 | 101.2
61305674465 | FW2RPUNUNNNM011 | OM5+ 2f 2mm PC OFNP LC Uniboot /LC Unibo | OM5 2f 2mm PC OFNP LC Uniboot /LC Uniboot Std Polarity Ult IL 11m | PC | 1 | 1 | 1 | 1 | 105.96
61305674466 | FW2RPUNUNNNM012 | OM5+ 2f 2mm PC OFNP LC Uniboot /LC Unibo | OM5 2f 2mm PC OFNP LC Uniboot /LC Uniboot Std Polarity Ult IL 12m | PC | 1 | 1 | 1 | 1 | 110.7
61305673990 | FW2RPUNUNNNM013 | OM5+ 2f 2mm PC OFNP LC Uniboot /LC Unibo | OM5 2f 2mm PC OFNP LC Uniboot /LC Uniboot Std Polarity Ult IL 13m | PC | 1 | 1 | 1 | 1 | 115.44
61305674467 | FW2RPUNUNNNM014 | OM5+ 2f 2mm PC OFNP LC Uniboot /LC Unibo | OM5 2f 2mm PC OFNP LC Uniboot /LC Uniboot Std Polarity Ult IL 14m | PC | 1 | 1 | 1 | 1 | 120.2
61305674468 | FW2RPUNUNNNM015 | OM5+ 2f 2mm PC OFNP LC Uniboot /LC Unibo | OM5 2f 2mm PC OFNP LC Uniboot /LC Uniboot Std Polarity Ult IL 15m | PC | 1 | 1 | 1 | 1 | 124.94
61305674470 | FW2RPUNUNNNM016 | OM5+ 2f 2mm PC OFNP LC Uniboot /LC Unibo | OM5 2f 2mm PC OFNP LC Uniboot /LC Uniboot Std Polarity Ult IL 16m | PC | 1 | 1 | 1 | 1 | 129.68
61305674476 | FW2RPUNUNNNM017 | OM5+ 2f 2mm PC OFNP LC Uniboot /LC Unibo | OM5 2f 2mm PC OFNP LC Uniboot /LC Uniboot Std Polarity Ult IL 17m | PC | 1 | 1 | 1 | 1 | 134.46
61305674477 | FW2RPUNUNNNM018 | OM5+ 2f 2mm PC OFNP LC Uniboot /LC Unibo | OM5 2f 2mm PC OFNP LC Uniboot /LC Uniboot Std Polarity Ult IL 18m | PC | 1 | 1 | 1 | 1 | 139.2
61305674479 | FW2RPUNUNNNM019 | OM5+ 2f 2mm PC OFNP LC Uniboot /LC Unibo | OM5 2f 2mm PC OFNP LC Uniboot /LC Uniboot Std Polarity Ult IL 19m | PC | 1 | 1 | 1 | 1 | 143.96
61305674481 | FW2RPUNUNNNM020 | OM5+ 2f 2mm PC OFNP LC Uniboot /LC Unibo | OM5 2f 2mm PC OFNP LC Uniboot /LC Uniboot Std Polarity Ult IL 20m | PC | 1 | 1 | 1 | 1 | 148.7
61305673991 | FW2RPUNUNNNM021 | OM5+ 2f 2mm PC OFNP LC Uniboot /LC Unibo | OM5 2f 2mm PC OFNP LC Uniboot /LC Uniboot Std Polarity Ult IL 21m | PC | 1 | 1 | 1 | 1 | 153.44
61305674482 | FW2RPUNUNNNM022 | OM5+ 2f 2mm PC OFNP LC Uniboot /LC Unibo | OM5 2f 2mm PC OFNP LC Uniboot /LC Uniboot Std Polarity Ult IL 22m | PC | 1 | 1 | 1 | 1 | 158.2
61305674484 | FW2RPUNUNNNM023 | OM5+ 2f 2mm PC OFNP LC Uniboot /LC Unibo | OM5 2f 2mm PC OFNP LC Uniboot /LC Uniboot Std Polarity Ult IL 23m | PC | 1 | 1 | 1 | 1 | 162.94
61305674486 | FW2RPUNUNNNM024 | OM5+ 2f 2mm PC OFNP LC Uniboot /LC Unibo | OM5 2f 2mm PC OFNP LC Uniboot /LC Uniboot Std Polarity Ult IL 24m | PC | 1 | 1 | 1 | 1 | 167.68
61305674488 | FW2RPUNUNNNM025 | OM5+ 2f 2mm PC OFNP LC Uniboot /LC Unibo | OM5 2f 2mm PC OFNP LC Uniboot /LC Uniboot Std Polarity Ult IL 25m | PC | 1 | 1 | 1 | 1 | 172.46
61305674494 | FW2RPUNUNNNM026 | OM5+ 2f 2mm PC OFNP LC Uniboot /LC Unibo | OM5 2f 2mm PC OFNP LC Uniboot /LC Uniboot Std Polarity Ult IL 26m | PC | 1 | 1 | 1 | 1 | 177.2
61305674495 | FW2RPUNUNNNM027 | OM5+ 2f 2mm PC OFNP LC Uniboot /LC Unibo | OM5 2f 2mm PC OFNP LC Uniboot /LC Uniboot Std Polarity Ult IL 27m | PC | 1 | 1 | 1 | 1 | 181.94
61305674496 | FW2RPUNUNNNM028 | OM5+ 2f 2mm PC OFNP LC Uniboot /LC Unibo | OM5 2f 2mm PC OFNP LC Uniboot /LC Uniboot Std Polarity Ult IL 28m | PC | 1 | 1 | 1 | 1 | 186.7
61305674498 | FW2RPUNUNNNM029 | OM5+ 2f 2mm PC OFNP LC Uniboot /LC Unibo | OM5 2f 2mm PC OFNP LC Uniboot /LC Uniboot Std Polarity Ult IL 29m | PC | 1 | 1 | 1 | 1 | 191.44
61305674500 | FW2RPUNUNNNM030 | OM5+ 2f 2mm PC OFNP LC Uniboot /LC Unibo | OM5 2f 2mm PC OFNP LC Uniboot /LC Uniboot Std Polarity Ult IL 30m | PC | 1 | 1 | 1 | 1 | 196.18
61305674501 | FW2RPUNUNNNM031 | OM5+ 2f 2mm PC OFNP LC Uniboot /LC Unibo | OM5 2f 2mm PC OFNP LC Uniboot /LC Uniboot Std Polarity Ult IL 31m | PC | 1 | 1 | 1 | 1 | 200.94
61305674503 | FW2RPUNUNNNM032 | OM5+ 2f 2mm PC OFNP LC Uniboot /LC Unibo | OM5 2f 2mm PC OFNP LC Uniboot /LC Uniboot Std Polarity Ult IL 32m | PC | 1 | 1 | 1 | 1 | 205.7
61305674505 | FW2RPUNUNNNM033 | OM5+ 2f 2mm PC OFNP LC Uniboot /LC Unibo | OM5 2f 2mm PC OFNP LC Uniboot /LC Uniboot Std Polarity Ult IL 33m | PC | 1 | 1 | 1 | 1 | 210.46
61305674510 | FW2RPUNUNNNM034 | OM5+ 2f 2mm PC OFNP LC Uniboot /LC Unibo | OM5 2f 2mm PC OFNP LC Uniboot /LC Uniboot Std Polarity Ult IL 34m | PC | 1 | 1 | 1 | 1 | 215.2
61305674511 | FW2RPUNUNNNM035 | OM5+ 2f 2mm PC OFNP LC Uniboot /LC Unibo | OM5 2f 2mm PC OFNP LC Uniboot /LC Uniboot Std Polarity Ult IL 35m | PC | 1 | 1 | 1 | 1 | 219.94
61305673992 | FW2RPUNUNNNM036 | OM5+ 2f 2mm PC OFNP LC Uniboot /LC Unibo | OM5 2f 2mm PC OFNP LC Uniboot /LC Uniboot Std Polarity Ult IL 36m | PC | 1 | 1 | 1 | 1 | 224.7
61305674512 | FW2RPUNUNNNM037 | OM5+ 2f 2mm PC OFNP LC Uniboot /LC Unibo | OM5 2f 2mm PC OFNP LC Uniboot /LC Uniboot Std Polarity Ult IL 37m | PC | 1 | 1 | 1 | 1 | 229.44
61305674513 | FW2RPUNUNNNM038 | OM5+ 2f 2mm PC OFNP LC Uniboot /LC Unibo | OM5 2f 2mm PC OFNP LC Uniboot /LC Uniboot Std Polarity Ult IL 38m | PC | 1 | 1 | 1 | 1 | 234.18
61305674514 | FW2RPUNUNNNM039 | OM5+ 2f 2mm PC OFNP LC Uniboot /LC Unibo | OM5 2f 2mm PC OFNP LC Uniboot /LC Uniboot Std Polarity Ult IL 39m | PC | 1 | 1 | 1 | 1 | 238.96
61305674515 | FW2RPUNUNNNM040 | OM5+ 2f 2mm PC OFNP LC Uniboot /LC Unibo | OM5 2f 2mm PC OFNP LC Uniboot /LC Uniboot Std Polarity Ult IL 40m | PC | 1 | 1 | 1 | 1 | 243.7
61305674516 | FW2RPUNUNNNM041 | OM5+ 2f 2mm PC OFNP LC Uniboot /LC Unibo | OM5 2f 2mm PC OFNP LC Uniboot /LC Uniboot Std Polarity Ult IL 41m | PC | 1 | 1 | 1 | 1 | 248.44
61305674517 | FW2RPUNUNNNM042 | OM5+ 2f 2mm PC OFNP LC Uniboot /LC Unibo | OM5 2f 2mm PC OFNP LC Uniboot /LC Uniboot Std Polarity Ult IL 42m | PC | 1 | 1 | 1 | 1 | 253.2
61305674518 | FW2RPUNUNNNM043 | OM5+ 2f 2mm PC OFNP LC Uniboot /LC Unibo | OM5 2f 2mm PC OFNP LC Uniboot /LC Uniboot Std Polarity Ult IL 43m | PC | 1 | 1 | 1 | 1 | 257.94
61305674520 | FW2RPUNUNNNM044 | OM5+ 2f 2mm PC OFNP LC Uniboot /LC Unibo | OM5 2f 2mm PC OFNP LC Uniboot /LC Uniboot Std Polarity Ult IL 44m | PC | 1 | 1 | 1 | 1 | 262.68
61305674522 | FW2RPUNUNNNM045 | OM5+ 2f 2mm PC OFNP LC Uniboot /LC Unibo | OM5 2f 2mm PC OFNP LC Uniboot /LC Uniboot Std Polarity Ult IL 45m | PC | 1 | 1 | 1 | 1 | 267.44
61305674524 | FW2RPUNUNNNM046 | OM5+ 2f 2mm PC OFNP LC Uniboot /LC Unibo | OM5 2f 2mm PC OFNP LC Uniboot /LC Uniboot Std Polarity Ult IL 46m | PC | 1 | 1 | 1 | 1 | 272.18
61305674526 | FW2RPUNUNNNM047 | OM5+ 2f 2mm PC OFNP LC Uniboot /LC Unibo | OM5 2f 2mm PC OFNP LC Uniboot /LC Uniboot Std Polarity Ult IL 47m | PC | 1 | 1 | 1 | 1 | 276.96
61305674528 | FW2RPUNUNNNM048 | OM5+ 2f 2mm PC OFNP LC Uniboot /LC Unibo | OM5 2f 2mm PC OFNP LC Uniboot /LC Uniboot Std Polarity Ult IL 48m | PC | 1 | 1 | 1 | 1 | 281.7
61305674530 | FW2RPUNUNNNM049 | OM5+ 2f 2mm PC OFNP LC Uniboot /LC Unibo | OM5 2f 2mm PC OFNP LC Uniboot /LC Uniboot Std Polarity Ult IL 49m | PC | 1 | 1 | 1 | 1 | 286.44
61305674532 | FW2RPUNUNNNM050 | OM5+ 2f 2mm PC OFNP LC Uniboot /LC Unibo | OM5 2f 2mm PC OFNP LC Uniboot /LC Uniboot Std Polarity Ult IL 50m | PC | 1 | 1 | 1 | 1 | 291.2
61305674433 | FW2RPUNUNNNM1.5 | OM5+ 2f 2mm PC OFNP LC Uniboot /LC Unibo | OM5 2f 2mm PC OFNP LC Uniboot /LC Uniboot Std Polarity Ult IL 1.5m | PC | 1 | 10 | 1 | 1 | 60.82
61305674434 | FW2RPUNUNNNM2.5 | OM5+ 2f 2mm PC OFNP LC Uniboot /LC Unibo | OM5 2f 2mm PC OFNP LC Uniboot /LC Uniboot Std Polarity Ult IL 2.5m | PC | 1 | 10 | 1 | 1 | 65.58
61305673984 | FW2RPUNUNNNM3.5 | OM5+ 2f 2mm PC OFNP LC Uniboot /LC Unibo | OM5 2f 2mm PC OFNP LC Uniboot /LC Uniboot Std Polarity Ult IL 3.5m | PC | 1 | 10 | 1 | 1 | 70.32
61305674435 | FW2RPUNUNNNM4.5 | OM5+ 2f 2mm PC OFNP LC Uniboot /LC Unibo | OM5 2f 2mm PC OFNP LC Uniboot /LC Uniboot Std Polarity Ult IL 4.5m | PC | 1 | 10 | 1 | 1 | 75.06
61305674437 | FW2RPUNUNNNM5.5 | OM5+ 2f 2mm PC OFNP LC Uniboot /LC Unibo | OM5 2f 2mm PC OFNP LC Uniboot /LC Uniboot Std Polarity Ult IL 5.5m | PC | 1 | 10 | 1 | 1 | 79.84
61305673986 | FW2RPUNUNNNM6.5 | OM5+ 2f 2mm PC OFNP LC Uniboot /LC Unibo | OM5 2f 2mm PC OFNP LC Uniboot /LC Uniboot Std Polarity Ult IL 6.5m | PC | 1 | 10 | 1 | 1 | 84.58
61305674439 | FW2RPUNUNNNM7.5 | OM5+ 2f 2mm PC OFNP LC Uniboot /LC Unibo | OM5 2f 2mm PC OFNP LC Uniboot /LC Uniboot Std Polarity Ult IL 7.5m | PC | 1 | 10 | 1 | 1 | 89.32
61305673988 | FW2RPUNUNNNM8.5 | OM5+ 2f 2mm PC OFNP LC Uniboot /LC Unibo | OM5 2f 2mm PC OFNP LC Uniboot /LC Uniboot Std Polarity Ult IL 8.5m | PC | 1 | 10 | 1 | 1 | 94.08
61305674443 | FW2RPUNUNNNM9.5 | OM5+ 2f 2mm PC OFNP LC Uniboot /LC Unibo | OM5 2f 2mm PC OFNP LC Uniboot /LC Uniboot Std Polarity Ult IL 9.5m | PC | 1 | 10 | 1 | 1 | 98.82
61305673786 | FX2RLUNUNNNM0.5 | OM3 2f 2mm PC LSZH LC Uniboot /LC Uniboo | OM3 2f 2mm PC LSZH LC Uniboot /LC Uniboot Std Polarity Ult IL 0.5m | PC | 1 | 10 | 1 | 1 | 54.68
61305673787 | FX2RLUNUNNNM001 | OM3 2f 2mm PC LSZH LC Uniboot /LC Uniboo | OM3 2f 2mm PC LSZH LC Uniboot /LC Uniboot Std Polarity Ult IL 1m | PC | 1 | 10 | 1 | 1 | 55.68
61305673789 | FX2RLUNUNNNM002 | OM3 2f 2mm PC LSZH LC Uniboot /LC Uniboo | OM3 2f 2mm PC LSZH LC Uniboot /LC Uniboot Std Polarity Ult IL 2m | PC | 1 | 10 | 1 | 1 | 57.64
61305673791 | FX2RLUNUNNNM003 | OM3 2f 2mm PC LSZH LC Uniboot /LC Uniboo | OM3 2f 2mm PC LSZH LC Uniboot /LC Uniboot Std Polarity Ult IL 3m | PC | 1 | 10 | 1 | 1 | 59.62
61305673878 | FX2RLUNUNNNM004 | OM3 2f 2mm PC LSZH LC Uniboot /LC Uniboo | OM3 2f 2mm PC LSZH LC Uniboot /LC Uniboot Std Polarity Ult IL 4m | PC | 1 | 10 | 1 | 1 | 61.58
61305673880 | FX2RLUNUNNNM005 | OM3 2f 2mm PC LSZH LC Uniboot /LC Uniboo | OM3 2f 2mm PC LSZH LC Uniboot /LC Uniboot Std Polarity Ult IL 5m | PC | 1 | 10 | 1 | 1 | 63.56
61305673882 | FX2RLUNUNNNM006 | OM3 2f 2mm PC LSZH LC Uniboot /LC Uniboo | OM3 2f 2mm PC LSZH LC Uniboot /LC Uniboot Std Polarity Ult IL 6m | PC | 1 | 10 | 1 | 1 | 65.54
61305673951 | FX2RLUNUNNNM007 | OM3 2f 2mm PC LSZH LC Uniboot /LC Uniboo | OM3 2f 2mm PC LSZH LC Uniboot /LC Uniboot Std Polarity Ult IL 7m | PC | 1 | 10 | 1 | 1 | 67.5
61305673955 | FX2RLUNUNNNM008 | OM3 2f 2mm PC LSZH LC Uniboot /LC Uniboo | OM3 2f 2mm PC LSZH LC Uniboot /LC Uniboot Std Polarity Ult IL 8m | PC | 1 | 10 | 1 | 1 | 69.48
61305674015 | FX2RLUNUNNNM009 | OM3 2f 2mm PC LSZH LC Uniboot /LC Uniboo | OM3 2f 2mm PC LSZH LC Uniboot /LC Uniboot Std Polarity Ult IL 9m | PC | 1 | 10 | 1 | 1 | 71.44
61305674019 | FX2RLUNUNNNM010 | OM3 2f 2mm PC LSZH LC Uniboot /LC Uniboo | OM3 2f 2mm PC LSZH LC Uniboot /LC Uniboot Std Polarity Ult IL 10m | PC | 1 | 10 | 1 | 1 | 73.42
61305674021 | FX2RLUNUNNNM011 | OM3 2f 2mm PC LSZH LC Uniboot /LC Uniboo | OM3 2f 2mm PC LSZH LC Uniboot /LC Uniboot Std Polarity Ult IL 11m | PC | 1 | 1 | 1 | 1 | 75.4
61305674024 | FX2RLUNUNNNM012 | OM3 2f 2mm PC LSZH LC Uniboot /LC Uniboo | OM3 2f 2mm PC LSZH LC Uniboot /LC Uniboot Std Polarity Ult IL 12m | PC | 1 | 1 | 1 | 1 | 77.38
61305674165 | FX2RLUNUNNNM013 | OM3 2f 2mm PC LSZH LC Uniboot /LC Uniboo | OM3 2f 2mm PC LSZH LC Uniboot /LC Uniboot Std Polarity Ult IL 13m | PC | 1 | 1 | 1 | 1 | 79.34
61305674170 | FX2RLUNUNNNM014 | OM3 2f 2mm PC LSZH LC Uniboot /LC Uniboo | OM3 2f 2mm PC LSZH LC Uniboot /LC Uniboot Std Polarity Ult IL 14m | PC | 1 | 1 | 1 | 1 | 81.3
61305674172 | FX2RLUNUNNNM015 | OM3 2f 2mm PC LSZH LC Uniboot /LC Uniboo | OM3 2f 2mm PC LSZH LC Uniboot /LC Uniboot Std Polarity Ult IL 15m | PC | 1 | 1 | 1 | 1 | 83.28
61305674174 | FX2RLUNUNNNM016 | OM3 2f 2mm PC LSZH LC Uniboot /LC Uniboo | OM3 2f 2mm PC LSZH LC Uniboot /LC Uniboot Std Polarity Ult IL 16m | PC | 1 | 1 | 1 | 1 | 85.26
61305674175 | FX2RLUNUNNNM017 | OM3 2f 2mm PC LSZH LC Uniboot /LC Uniboo | OM3 2f 2mm PC LSZH LC Uniboot /LC Uniboot Std Polarity Ult IL 17m | PC | 1 | 1 | 1 | 1 | 87.24
61305674178 | FX2RLUNUNNNM018 | OM3 2f 2mm PC LSZH LC Uniboot /LC Uniboo | OM3 2f 2mm PC LSZH LC Uniboot /LC Uniboot Std Polarity Ult IL 18m | PC | 1 | 1 | 1 | 1 | 89.2
61305674180 | FX2RLUNUNNNM019 | OM3 2f 2mm PC LSZH LC Uniboot /LC Uniboo | OM3 2f 2mm PC LSZH LC Uniboot /LC Uniboot Std Polarity Ult IL 19m | PC | 1 | 1 | 1 | 1 | 91.16
61305674182 | FX2RLUNUNNNM020 | OM3 2f 2mm PC LSZH LC Uniboot /LC Uniboo | OM3 2f 2mm PC LSZH LC Uniboot /LC Uniboot Std Polarity Ult IL 20m | PC | 1 | 1 | 1 | 1 | 93.14
61305674356 | FX2RLUNUNNNM021 | OM3 2f 2mm PC LSZH LC Uniboot /LC Uniboo | OM3 2f 2mm PC LSZH LC Uniboot /LC Uniboot Std Polarity Ult IL 21m | PC | 1 | 1 | 1 | 1 | 95.12
61305674357 | FX2RLUNUNNNM022 | OM3 2f 2mm PC LSZH LC Uniboot /LC Uniboo | OM3 2f 2mm PC LSZH LC Uniboot /LC Uniboot Std Polarity Ult IL 22m | PC | 1 | 1 | 1 | 1 | 97.1
61305674360 | FX2RLUNUNNNM023 | OM3 2f 2mm PC LSZH LC Uniboot /LC Uniboo | OM3 2f 2mm PC LSZH LC Uniboot /LC Uniboot Std Polarity Ult IL 23m | PC | 1 | 1 | 1 | 1 | 99.04
61305674362 | FX2RLUNUNNNM024 | OM3 2f 2mm PC LSZH LC Uniboot /LC Uniboo | OM3 2f 2mm PC LSZH LC Uniboot /LC Uniboot Std Polarity Ult IL 24m | PC | 1 | 1 | 1 | 1 | 101.02
61305674364 | FX2RLUNUNNNM025 | OM3 2f 2mm PC LSZH LC Uniboot /LC Uniboo | OM3 2f 2mm PC LSZH LC Uniboot /LC Uniboot Std Polarity Ult IL 25m | PC | 1 | 1 | 1 | 1 | 103
61305674366 | FX2RLUNUNNNM026 | OM3 2f 2mm PC LSZH LC Uniboot /LC Uniboo | OM3 2f 2mm PC LSZH LC Uniboot /LC Uniboot Std Polarity Ult IL 26m | PC | 1 | 1 | 1 | 1 | 104.98
61305674368 | FX2RLUNUNNNM027 | OM3 2f 2mm PC LSZH LC Uniboot /LC Uniboo | OM3 2f 2mm PC LSZH LC Uniboot /LC Uniboot Std Polarity Ult IL 27m | PC | 1 | 1 | 1 | 1 | 106.96
61305674370 | FX2RLUNUNNNM028 | OM3 2f 2mm PC LSZH LC Uniboot /LC Uniboo | OM3 2f 2mm PC LSZH LC Uniboot /LC Uniboot Std Polarity Ult IL 28m | PC | 1 | 1 | 1 | 1 | 108.92
61305674372 | FX2RLUNUNNNM029 | OM3 2f 2mm PC LSZH LC Uniboot /LC Uniboo | OM3 2f 2mm PC LSZH LC Uniboot /LC Uniboot Std Polarity Ult IL 29m | PC | 1 | 1 | 1 | 1 | 110.88
61305674373 | FX2RLUNUNNNM030 | OM3 2f 2mm PC LSZH LC Uniboot /LC Uniboo | OM3 2f 2mm PC LSZH LC Uniboot /LC Uniboot Std Polarity Ult IL 30m | PC | 1 | 1 | 1 | 1 | 112.86
61305674374 | FX2RLUNUNNNM031 | OM3 2f 2mm PC LSZH LC Uniboot /LC Uniboo | OM3 2f 2mm PC LSZH LC Uniboot /LC Uniboot Std Polarity Ult IL 31m | PC | 1 | 1 | 1 | 1 | 114.84
61305674376 | FX2RLUNUNNNM032 | OM3 2f 2mm PC LSZH LC Uniboot /LC Uniboo | OM3 2f 2mm PC LSZH LC Uniboot /LC Uniboot Std Polarity Ult IL 32m | PC | 1 | 1 | 1 | 1 | 116.82
61305674378 | FX2RLUNUNNNM033 | OM3 2f 2mm PC LSZH LC Uniboot /LC Uniboo | OM3 2f 2mm PC LSZH LC Uniboot /LC Uniboot Std Polarity Ult IL 33m | PC | 1 | 1 | 1 | 1 | 118.78
61305674380 | FX2RLUNUNNNM034 | OM3 2f 2mm PC LSZH LC Uniboot /LC Uniboo | OM3 2f 2mm PC LSZH LC Uniboot /LC Uniboot Std Polarity Ult IL 34m | PC | 1 | 1 | 1 | 1 | 120.74
61305674382 | FX2RLUNUNNNM035 | OM3 2f 2mm PC LSZH LC Uniboot /LC Uniboo | OM3 2f 2mm PC LSZH LC Uniboot /LC Uniboot Std Polarity Ult IL 35m | PC | 1 | 1 | 1 | 1 | 122.72
61305674653 | FX2RLUNUNNNM036 | OM3 2f 2mm PC LSZH LC Uniboot /LC Uniboo | OM3 2f 2mm PC LSZH LC Uniboot /LC Uniboot Std Polarity Ult IL 36m | PC | 1 | 1 | 1 | 1 | 124.7
61305674654 | FX2RLUNUNNNM037 | OM3 2f 2mm PC LSZH LC Uniboot /LC Uniboo | OM3 2f 2mm PC LSZH LC Uniboot /LC Uniboot Std Polarity Ult IL 37m | PC | 1 | 1 | 1 | 1 | 126.68
61305674655 | FX2RLUNUNNNM038 | OM3 2f 2mm PC LSZH LC Uniboot /LC Uniboo | OM3 2f 2mm PC LSZH LC Uniboot /LC Uniboot Std Polarity Ult IL 38m | PC | 1 | 1 | 1 | 1 | 128.64
61305674656 | FX2RLUNUNNNM039 | OM3 2f 2mm PC LSZH LC Uniboot /LC Uniboo | OM3 2f 2mm PC LSZH LC Uniboot /LC Uniboot Std Polarity Ult IL 39m | PC | 1 | 1 | 1 | 1 | 130.62
61305674657 | FX2RLUNUNNNM040 | OM3 2f 2mm PC LSZH LC Uniboot /LC Uniboo | OM3 2f 2mm PC LSZH LC Uniboot /LC Uniboot Std Polarity Ult IL 40m | PC | 1 | 1 | 1 | 1 | 132.58
61305674658 | FX2RLUNUNNNM041 | OM3 2f 2mm PC LSZH LC Uniboot /LC Uniboo | OM3 2f 2mm PC LSZH LC Uniboot /LC Uniboot Std Polarity Ult IL 41m | PC | 1 | 1 | 1 | 1 | 134.56
61305674659 | FX2RLUNUNNNM042 | OM3 2f 2mm PC LSZH LC Uniboot /LC Uniboo | OM3 2f 2mm PC LSZH LC Uniboot /LC Uniboot Std Polarity Ult IL 42m | PC | 1 | 1 | 1 | 1 | 136.54
61305674660 | FX2RLUNUNNNM043 | OM3 2f 2mm PC LSZH LC Uniboot /LC Uniboo | OM3 2f 2mm PC LSZH LC Uniboot /LC Uniboot Std Polarity Ult IL 43m | PC | 1 | 1 | 1 | 1 | 138.5
61305674661 | FX2RLUNUNNNM044 | OM3 2f 2mm PC LSZH LC Uniboot /LC Uniboo | OM3 2f 2mm PC LSZH LC Uniboot /LC Uniboot Std Polarity Ult IL 44m | PC | 1 | 1 | 1 | 1 | 140.48
61305674662 | FX2RLUNUNNNM045 | OM3 2f 2mm PC LSZH LC Uniboot /LC Uniboo | OM3 2f 2mm PC LSZH LC Uniboot /LC Uniboot Std Polarity Ult IL 45m | PC | 1 | 1 | 1 | 1 | 142.44
61305674663 | FX2RLUNUNNNM046 | OM3 2f 2mm PC LSZH LC Uniboot /LC Uniboo | OM3 2f 2mm PC LSZH LC Uniboot /LC Uniboot Std Polarity Ult IL 46m | PC | 1 | 1 | 1 | 1 | 144.42
61305674664 | FX2RLUNUNNNM047 | OM3 2f 2mm PC LSZH LC Uniboot /LC Uniboo | OM3 2f 2mm PC LSZH LC Uniboot /LC Uniboot Std Polarity Ult IL 47m | PC | 1 | 1 | 1 | 1 | 146.4
61305674665 | FX2RLUNUNNNM048 | OM3 2f 2mm PC LSZH LC Uniboot /LC Uniboo | OM3 2f 2mm PC LSZH LC Uniboot /LC Uniboot Std Polarity Ult IL 48m | PC | 1 | 1 | 1 | 1 | 148.36
61305674666 | FX2RLUNUNNNM049 | OM3 2f 2mm PC LSZH LC Uniboot /LC Uniboo | OM3 2f 2mm PC LSZH LC Uniboot /LC Uniboot Std Polarity Ult IL 49m | PC | 1 | 1 | 1 | 1 | 150.34
61305674667 | FX2RLUNUNNNM050 | OM3 2f 2mm PC LSZH LC Uniboot /LC Uniboo | OM3 2f 2mm PC LSZH LC Uniboot /LC Uniboot Std Polarity Ult IL 50m | PC | 1 | 1 | 1 | 1 | 152.3
61305673788 | FX2RLUNUNNNM1.5 | OM3 2f 2mm PC LSZH LC Uniboot /LC Uniboo | OM3 2f 2mm PC LSZH LC Uniboot /LC Uniboot Std Polarity Ult IL 1.5m | PC | 1 | 10 | 1 | 1 | 56.66
61305673790 | FX2RLUNUNNNM2.5 | OM3 2f 2mm PC LSZH LC Uniboot /LC Uniboo | OM3 2f 2mm PC LSZH LC Uniboot /LC Uniboot Std Polarity Ult IL 2.5m | PC | 1 | 10 | 1 | 1 | 58.64
61305673877 | FX2RLUNUNNNM3.5 | OM3 2f 2mm PC LSZH LC Uniboot /LC Uniboo | OM3 2f 2mm PC LSZH LC Uniboot /LC Uniboot Std Polarity Ult IL 3.5m | PC | 1 | 10 | 1 | 1 | 60.62
61305673879 | FX2RLUNUNNNM4.5 | OM3 2f 2mm PC LSZH LC Uniboot /LC Uniboo | OM3 2f 2mm PC LSZH LC Uniboot /LC Uniboot Std Polarity Ult IL 4.5m | PC | 1 | 10 | 1 | 1 | 62.56
61305673881 | FX2RLUNUNNNM5.5 | OM3 2f 2mm PC LSZH LC Uniboot /LC Uniboo | OM3 2f 2mm PC LSZH LC Uniboot /LC Uniboot Std Polarity Ult IL 5.5m | PC | 1 | 10 | 1 | 1 | 64.54
61305673950 | FX2RLUNUNNNM6.5 | OM3 2f 2mm PC LSZH LC Uniboot /LC Uniboo | OM3 2f 2mm PC LSZH LC Uniboot /LC Uniboot Std Polarity Ult IL 6.5m | PC | 1 | 10 | 1 | 1 | 66.52
61305673953 | FX2RLUNUNNNM7.5 | OM3 2f 2mm PC LSZH LC Uniboot /LC Uniboo | OM3 2f 2mm PC LSZH LC Uniboot /LC Uniboot Std Polarity Ult IL 7.5m | PC | 1 | 10 | 1 | 1 | 68.5
61305674013 | FX2RLUNUNNNM8.5 | OM3 2f 2mm PC LSZH LC Uniboot /LC Uniboo | OM3 2f 2mm PC LSZH LC Uniboot /LC Uniboot Std Polarity Ult IL 8.5m | PC | 1 | 10 | 1 | 1 | 70.48
61305674017 | FX2RLUNUNNNM9.5 | OM3 2f 2mm PC LSZH LC Uniboot /LC Uniboo | OM3 2f 2mm PC LSZH LC Uniboot /LC Uniboot Std Polarity Ult IL 9.5m | PC | 1 | 10 | 1 | 1 | 72.42
61305673793 | FX2RLUNUNONM0.5 | OM3 2f 2mm PC LSZH LC Uniboot /LC Uniboo | OM3 2f 2mm PC LSZH LC Uniboot /LC Uniboot Std Polarity Opt IL 0.5m | PC | 1 | 10 | 1 | 1 | 52.12
61305673795 | FX2RLUNUNONM001 | OM3 2f 2mm PC LSZH LC Uniboot /LC Uniboo | OM3 2f 2mm PC LSZH LC Uniboot /LC Uniboot Std Polarity Opt IL 1m | PC | 1 | 10 | 1 | 1 | 53.12
61305673792 | FX2RLUNUNONM002 | OM3 2f 2mm PC LSZH LC Uniboot /LC Uniboo | OM3 2f 2mm PC LSZH LC Uniboot /LC Uniboot Std Polarity Opt IL 2m | PC | 1 | 10 | 1 | 1 | 55.08
61305673796 | FX2RLUNUNONM003 | OM3 2f 2mm PC LSZH LC Uniboot /LC Uniboo | OM3 2f 2mm PC LSZH LC Uniboot /LC Uniboot Std Polarity Opt IL 3m | PC | 1 | 10 | 1 | 1 | 57.06
61305673884 | FX2RLUNUNONM004 | OM3 2f 2mm PC LSZH LC Uniboot /LC Uniboo | OM3 2f 2mm PC LSZH LC Uniboot /LC Uniboot Std Polarity Opt IL 4m | PC | 1 | 10 | 1 | 1 | 59.04
61305673886 | FX2RLUNUNONM005 | OM3 2f 2mm PC LSZH LC Uniboot /LC Uniboo | OM3 2f 2mm PC LSZH LC Uniboot /LC Uniboot Std Polarity Opt IL 5m | PC | 1 | 10 | 1 | 1 | 61
61305673888 | FX2RLUNUNONM006 | OM3 2f 2mm PC LSZH LC Uniboot /LC Uniboo | OM3 2f 2mm PC LSZH LC Uniboot /LC Uniboot Std Polarity Opt IL 6m | PC | 1 | 10 | 1 | 1 | 62.98
61305673952 | FX2RLUNUNONM007 | OM3 2f 2mm PC LSZH LC Uniboot /LC Uniboo | OM3 2f 2mm PC LSZH LC Uniboot /LC Uniboot Std Polarity Opt IL 7m | PC | 1 | 10 | 1 | 1 | 64.96
61305673956 | FX2RLUNUNONM008 | OM3 2f 2mm PC LSZH LC Uniboot /LC Uniboo | OM3 2f 2mm PC LSZH LC Uniboot /LC Uniboot Std Polarity Opt IL 8m | PC | 1 | 10 | 1 | 1 | 66.92
61305674025 | FX2RLUNUNONM009 | OM3 2f 2mm PC LSZH LC Uniboot /LC Uniboo | OM3 2f 2mm PC LSZH LC Uniboot /LC Uniboot Std Polarity Opt IL 9m | PC | 1 | 10 | 1 | 1 | 68.88
61305674027 | FX2RLUNUNONM010 | OM3 2f 2mm PC LSZH LC Uniboot /LC Uniboo | OM3 2f 2mm PC LSZH LC Uniboot /LC Uniboot Std Polarity Opt IL 10m | PC | 1 | 10 | 1 | 1 | 70.86
61305674028 | FX2RLUNUNONM011 | OM3 2f 2mm PC LSZH LC Uniboot /LC Uniboo | OM3 2f 2mm PC LSZH LC Uniboot /LC Uniboot Std Polarity Opt IL 11m | PC | 1 | 1 | 1 | 1 | 72.84
61305674029 | FX2RLUNUNONM012 | OM3 2f 2mm PC LSZH LC Uniboot /LC Uniboo | OM3 2f 2mm PC LSZH LC Uniboot /LC Uniboot Std Polarity Opt IL 12m | PC | 1 | 1 | 1 | 1 | 74.82
61305674184 | FX2RLUNUNONM013 | OM3 2f 2mm PC LSZH LC Uniboot /LC Uniboo | OM3 2f 2mm PC LSZH LC Uniboot /LC Uniboot Std Polarity Opt IL 13m | PC | 1 | 1 | 1 | 1 | 76.78
61305674183 | FX2RLUNUNONM014 | OM3 2f 2mm PC LSZH LC Uniboot /LC Uniboo | OM3 2f 2mm PC LSZH LC Uniboot /LC Uniboot Std Polarity Opt IL 14m | PC | 1 | 1 | 1 | 1 | 78.74
61305674185 | FX2RLUNUNONM015 | OM3 2f 2mm PC LSZH LC Uniboot /LC Uniboo | OM3 2f 2mm PC LSZH LC Uniboot /LC Uniboot Std Polarity Opt IL 15m | PC | 1 | 1 | 1 | 1 | 80.72
61305674186 | FX2RLUNUNONM016 | OM3 2f 2mm PC LSZH LC Uniboot /LC Uniboo | OM3 2f 2mm PC LSZH LC Uniboot /LC Uniboot Std Polarity Opt IL 16m | PC | 1 | 1 | 1 | 1 | 82.7
61305674187 | FX2RLUNUNONM017 | OM3 2f 2mm PC LSZH LC Uniboot /LC Uniboo | OM3 2f 2mm PC LSZH LC Uniboot /LC Uniboot Std Polarity Opt IL 17m | PC | 1 | 1 | 1 | 1 | 84.68
61305674188 | FX2RLUNUNONM018 | OM3 2f 2mm PC LSZH LC Uniboot /LC Uniboo | OM3 2f 2mm PC LSZH LC Uniboot /LC Uniboot Std Polarity Opt IL 18m | PC | 1 | 1 | 1 | 1 | 86.64
61305674189 | FX2RLUNUNONM019 | OM3 2f 2mm PC LSZH LC Uniboot /LC Uniboo | OM3 2f 2mm PC LSZH LC Uniboot /LC Uniboot Std Polarity Opt IL 19m | PC | 1 | 1 | 1 | 1 | 88.6
61305674191 | FX2RLUNUNONM020 | OM3 2f 2mm PC LSZH LC Uniboot /LC Uniboo | OM3 2f 2mm PC LSZH LC Uniboot /LC Uniboot Std Polarity Opt IL 20m | PC | 1 | 1 | 1 | 1 | 90.58
61305674383 | FX2RLUNUNONM021 | OM3 2f 2mm PC LSZH LC Uniboot /LC Uniboo | OM3 2f 2mm PC LSZH LC Uniboot /LC Uniboot Std Polarity Opt IL 21m | PC | 1 | 1 | 1 | 1 | 92.56
61305674385 | FX2RLUNUNONM022 | OM3 2f 2mm PC LSZH LC Uniboot /LC Uniboo | OM3 2f 2mm PC LSZH LC Uniboot /LC Uniboot Std Polarity Opt IL 22m | PC | 1 | 1 | 1 | 1 | 94.54
61305674388 | FX2RLUNUNONM023 | OM3 2f 2mm PC LSZH LC Uniboot /LC Uniboo | OM3 2f 2mm PC LSZH LC Uniboot /LC Uniboot Std Polarity Opt IL 23m | PC | 1 | 1 | 1 | 1 | 96.52
61305674391 | FX2RLUNUNONM024 | OM3 2f 2mm PC LSZH LC Uniboot /LC Uniboo | OM3 2f 2mm PC LSZH LC Uniboot /LC Uniboot Std Polarity Opt IL 24m | PC | 1 | 1 | 1 | 1 | 98.46
61305674392 | FX2RLUNUNONM025 | OM3 2f 2mm PC LSZH LC Uniboot /LC Uniboo | OM3 2f 2mm PC LSZH LC Uniboot /LC Uniboot Std Polarity Opt IL 25m | PC | 1 | 1 | 1 | 1 | 100.44
61305674394 | FX2RLUNUNONM026 | OM3 2f 2mm PC LSZH LC Uniboot /LC Uniboo | OM3 2f 2mm PC LSZH LC Uniboot /LC Uniboot Std Polarity Opt IL 26m | PC | 1 | 1 | 1 | 1 | 102.42
61305674396 | FX2RLUNUNONM027 | OM3 2f 2mm PC LSZH LC Uniboot /LC Uniboo | OM3 2f 2mm PC LSZH LC Uniboot /LC Uniboot Std Polarity Opt IL 27m | PC | 1 | 1 | 1 | 1 | 104.4
61305674399 | FX2RLUNUNONM028 | OM3 2f 2mm PC LSZH LC Uniboot /LC Uniboo | OM3 2f 2mm PC LSZH LC Uniboot /LC Uniboot Std Polarity Opt IL 28m | PC | 1 | 1 | 1 | 1 | 106.38
61305674400 | FX2RLUNUNONM029 | OM3 2f 2mm PC LSZH LC Uniboot /LC Uniboo | OM3 2f 2mm PC LSZH LC Uniboot /LC Uniboot Std Polarity Opt IL 29m | PC | 1 | 1 | 1 | 1 | 108.32
61305674402 | FX2RLUNUNONM030 | OM3 2f 2mm PC LSZH LC Uniboot /LC Uniboo | OM3 2f 2mm PC LSZH LC Uniboot /LC Uniboot Std Polarity Opt IL 30m | PC | 1 | 1 | 1 | 1 | 110.3
61305674404 | FX2RLUNUNONM031 | OM3 2f 2mm PC LSZH LC Uniboot /LC Uniboo | OM3 2f 2mm PC LSZH LC Uniboot /LC Uniboot Std Polarity Opt IL 31m | PC | 1 | 1 | 1 | 1 | 112.28
61305674415 | FX2RLUNUNONM032 | OM3 2f 2mm PC LSZH LC Uniboot /LC Uniboo | OM3 2f 2mm PC LSZH LC Uniboot /LC Uniboot Std Polarity Opt IL 32m | PC | 1 | 1 | 1 | 1 | 114.26
61305674417 | FX2RLUNUNONM033 | OM3 2f 2mm PC LSZH LC Uniboot /LC Uniboo | OM3 2f 2mm PC LSZH LC Uniboot /LC Uniboot Std Polarity Opt IL 33m | PC | 1 | 1 | 1 | 1 | 116.24
61305674419 | FX2RLUNUNONM034 | OM3 2f 2mm PC LSZH LC Uniboot /LC Uniboo | OM3 2f 2mm PC LSZH LC Uniboot /LC Uniboot Std Polarity Opt IL 34m | PC | 1 | 1 | 1 | 1 | 118.2
61305674406 | FX2RLUNUNONM035 | OM3 2f 2mm PC LSZH LC Uniboot /LC Uniboo | OM3 2f 2mm PC LSZH LC Uniboot /LC Uniboot Std Polarity Opt IL 35m | PC | 1 | 1 | 1 | 1 | 120.16
61305674668 | FX2RLUNUNONM036 | OM3 2f 2mm PC LSZH LC Uniboot /LC Uniboo | OM3 2f 2mm PC LSZH LC Uniboot /LC Uniboot Std Polarity Opt IL 36m | PC | 1 | 1 | 1 | 1 | 122.14
61305674669 | FX2RLUNUNONM037 | OM3 2f 2mm PC LSZH LC Uniboot /LC Uniboo | OM3 2f 2mm PC LSZH LC Uniboot /LC Uniboot Std Polarity Opt IL 37m | PC | 1 | 1 | 1 | 1 | 124.12
61305674670 | FX2RLUNUNONM038 | OM3 2f 2mm PC LSZH LC Uniboot /LC Uniboo | OM3 2f 2mm PC LSZH LC Uniboot /LC Uniboot Std Polarity Opt IL 38m | PC | 1 | 1 | 1 | 1 | 126.08
61305674671 | FX2RLUNUNONM039 | OM3 2f 2mm PC LSZH LC Uniboot /LC Uniboo | OM3 2f 2mm PC LSZH LC Uniboot /LC Uniboot Std Polarity Opt IL 39m | PC | 1 | 1 | 1 | 1 | 128.06
61305674672 | FX2RLUNUNONM040 | OM3 2f 2mm PC LSZH LC Uniboot /LC Uniboo | OM3 2f 2mm PC LSZH LC Uniboot /LC Uniboot Std Polarity Opt IL 40m | PC | 1 | 1 | 1 | 1 | 130.02
61305674673 | FX2RLUNUNONM041 | OM3 2f 2mm PC LSZH LC Uniboot /LC Uniboo | OM3 2f 2mm PC LSZH LC Uniboot /LC Uniboot Std Polarity Opt IL 41m | PC | 1 | 1 | 1 | 1 | 132
61305674674 | FX2RLUNUNONM042 | OM3 2f 2mm PC LSZH LC Uniboot /LC Uniboo | OM3 2f 2mm PC LSZH LC Uniboot /LC Uniboot Std Polarity Opt IL 42m | PC | 1 | 1 | 1 | 1 | 133.98
61305674675 | FX2RLUNUNONM043 | OM3 2f 2mm PC LSZH LC Uniboot /LC Uniboo | OM3 2f 2mm PC LSZH LC Uniboot /LC Uniboot Std Polarity Opt IL 43m | PC | 1 | 1 | 1 | 1 | 135.94
61305674676 | FX2RLUNUNONM044 | OM3 2f 2mm PC LSZH LC Uniboot /LC Uniboo | OM3 2f 2mm PC LSZH LC Uniboot /LC Uniboot Std Polarity Opt IL 44m | PC | 1 | 1 | 1 | 1 | 137.92
61305674677 | FX2RLUNUNONM045 | OM3 2f 2mm PC LSZH LC Uniboot /LC Uniboo | OM3 2f 2mm PC LSZH LC Uniboot /LC Uniboot Std Polarity Opt IL 45m | PC | 1 | 1 | 1 | 1 | 139.88
61305674678 | FX2RLUNUNONM046 | OM3 2f 2mm PC LSZH LC Uniboot /LC Uniboo | OM3 2f 2mm PC LSZH LC Uniboot /LC Uniboot Std Polarity Opt IL 46m | PC | 1 | 1 | 1 | 1 | 141.86
61305674679 | FX2RLUNUNONM047 | OM3 2f 2mm PC LSZH LC Uniboot /LC Uniboo | OM3 2f 2mm PC LSZH LC Uniboot /LC Uniboot Std Polarity Opt IL 47m | PC | 1 | 1 | 1 | 1 | 143.84
61305674680 | FX2RLUNUNONM048 | OM3 2f 2mm PC LSZH LC Uniboot /LC Uniboo | OM3 2f 2mm PC LSZH LC Uniboot /LC Uniboot Std Polarity Opt IL 48m | PC | 1 | 1 | 1 | 1 | 145.8
61305674681 | FX2RLUNUNONM049 | OM3 2f 2mm PC LSZH LC Uniboot /LC Uniboo | OM3 2f 2mm PC LSZH LC Uniboot /LC Uniboot Std Polarity Opt IL 49m | PC | 1 | 1 | 1 | 1 | 147.78
61305674682 | FX2RLUNUNONM050 | OM3 2f 2mm PC LSZH LC Uniboot /LC Uniboo | OM3 2f 2mm PC LSZH LC Uniboot /LC Uniboot Std Polarity Opt IL 50m | PC | 1 | 1 | 1 | 1 | 149.76
61305673797 | FX2RLUNUNONM1.5 | OM3 2f 2mm PC LSZH LC Uniboot /LC Uniboo | OM3 2f 2mm PC LSZH LC Uniboot /LC Uniboot Std Polarity Opt IL 1.5m | PC | 1 | 10 | 1 | 1 | 54.1
61305673794 | FX2RLUNUNONM2.5 | OM3 2f 2mm PC LSZH LC Uniboot /LC Uniboo | OM3 2f 2mm PC LSZH LC Uniboot /LC Uniboot Std Polarity Opt IL 2.5m | PC | 1 | 10 | 1 | 1 | 56.08
61305673883 | FX2RLUNUNONM3.5 | OM3 2f 2mm PC LSZH LC Uniboot /LC Uniboo | OM3 2f 2mm PC LSZH LC Uniboot /LC Uniboot Std Polarity Opt IL 3.5m | PC | 1 | 10 | 1 | 1 | 58.06
61305673885 | FX2RLUNUNONM4.5 | OM3 2f 2mm PC LSZH LC Uniboot /LC Uniboo | OM3 2f 2mm PC LSZH LC Uniboot /LC Uniboot Std Polarity Opt IL 4.5m | PC | 1 | 10 | 1 | 1 | 60
61305673887 | FX2RLUNUNONM5.5 | OM3 2f 2mm PC LSZH LC Uniboot /LC Uniboo | OM3 2f 2mm PC LSZH LC Uniboot /LC Uniboot Std Polarity Opt IL 5.5m | PC | 1 | 10 | 1 | 1 | 61.98
61305673957 | FX2RLUNUNONM6.5 | OM3 2f 2mm PC LSZH LC Uniboot /LC Uniboo | OM3 2f 2mm PC LSZH LC Uniboot /LC Uniboot Std Polarity Opt IL 6.5m | PC | 1 | 10 | 1 | 1 | 63.96
61305674023 | FX2RLUNUNONM8.5 | OM3 2f 2mm PC LSZH LC Uniboot /LC Uniboo | OM3 2f 2mm PC LSZH LC Uniboot /LC Uniboot Std Polarity Opt IL 8.5m | PC | 1 | 10 | 1 | 1 | 67.92
61305674026 | FX2RLUNUNONM9.5 | OM3 2f 2mm PC LSZH LC Uniboot /LC Uniboo | OM3 2f 2mm PC LSZH LC Uniboot /LC Uniboot Std Polarity Opt IL 9.5m | PC | 1 | 10 | 1 | 1 | 69.88
61305673776 | FX2RPUNUNNNF001 | OM3 2f 2mm PC OFNP LC Uniboot /LC Uniboo | OM3 2f 2mm PC OFNP LC Uniboot /LC Uniboot Std Polarity Ult IL 1f | PC | 1 | 10 | 1 | 1 | 54.26
61305673777 | FX2RPUNUNNNF002 | OM3 2f 2mm PC OFNP LC Uniboot /LC Uniboo | OM3 2f 2mm PC OFNP LC Uniboot /LC Uniboot Std Polarity Ult IL 2f | PC | 1 | 10 | 1 | 1 | 54.84
61305673779 | FX2RPUNUNNNF003 | OM3 2f 2mm PC OFNP LC Uniboot /LC Uniboo | OM3 2f 2mm PC OFNP LC Uniboot /LC Uniboot Std Polarity Ult IL 3f | PC | 1 | 10 | 1 | 1 | 55.42
61305673778 | FX2RPUNUNNNF004 | OM3 2f 2mm PC OFNP LC Uniboot /LC Uniboo | OM3 2f 2mm PC OFNP LC Uniboot /LC Uniboot Std Polarity Ult IL 4f | PC | 1 | 10 | 1 | 1 | 56
61305673780 | FX2RPUNUNNNF005 | OM3 2f 2mm PC OFNP LC Uniboot /LC Uniboo | OM3 2f 2mm PC OFNP LC Uniboot /LC Uniboot Std Polarity Ult IL 5f | PC | 1 | 10 | 1 | 1 | 56.56
61305673781 | FX2RPUNUNNNF006 | OM3 2f 2mm PC OFNP LC Uniboot /LC Uniboo | OM3 2f 2mm PC OFNP LC Uniboot /LC Uniboot Std Polarity Ult IL 6f | PC | 1 | 10 | 1 | 1 | 57.14
61305673782 | FX2RPUNUNNNF007 | OM3 2f 2mm PC OFNP LC Uniboot /LC Uniboo | OM3 2f 2mm PC OFNP LC Uniboot /LC Uniboot Std Polarity Ult IL 7f | PC | 1 | 10 | 1 | 1 | 57.7
61305673783 | FX2RPUNUNNNF008 | OM3 2f 2mm PC OFNP LC Uniboot /LC Uniboo | OM3 2f 2mm PC OFNP LC Uniboot /LC Uniboot Std Polarity Ult IL 8f | PC | 1 | 10 | 1 | 1 | 58.28
61305673784 | FX2RPUNUNNNF009 | OM3 2f 2mm PC OFNP LC Uniboot /LC Uniboo | OM3 2f 2mm PC OFNP LC Uniboot /LC Uniboot Std Polarity Ult IL 9f | PC | 1 | 10 | 1 | 1 | 58.86
61305673785 | FX2RPUNUNNNF010 | OM3 2f 2mm PC OFNP LC Uniboot /LC Uniboo | OM3 2f 2mm PC OFNP LC Uniboot /LC Uniboot Std Polarity Ult IL 10f | PC | 1 | 10 | 1 | 1 | 59.42
61305673867 | FX2RPUNUNNNF011 | OM3 2f 2mm PC OFNP LC Uniboot /LC Uniboo | OM3 2f 2mm PC OFNP LC Uniboot /LC Uniboot Std Polarity Ult IL 11f | PC | 1 | 10 | 1 | 1 | 60
61305673868 | FX2RPUNUNNNF012 | OM3 2f 2mm PC OFNP LC Uniboot /LC Uniboo | OM3 2f 2mm PC OFNP LC Uniboot /LC Uniboot Std Polarity Ult IL 12f | PC | 1 | 10 | 1 | 1 | 60.56
61305673869 | FX2RPUNUNNNF013 | OM3 2f 2mm PC OFNP LC Uniboot /LC Uniboo | OM3 2f 2mm PC OFNP LC Uniboot /LC Uniboot Std Polarity Ult IL 13f | PC | 1 | 10 | 1 | 1 | 61.16
61305673870 | FX2RPUNUNNNF014 | OM3 2f 2mm PC OFNP LC Uniboot /LC Uniboo | OM3 2f 2mm PC OFNP LC Uniboot /LC Uniboot Std Polarity Ult IL 14f | PC | 1 | 10 | 1 | 1 | 61.72
61305673871 | FX2RPUNUNNNF015 | OM3 2f 2mm PC OFNP LC Uniboot /LC Uniboo | OM3 2f 2mm PC OFNP LC Uniboot /LC Uniboot Std Polarity Ult IL 15f | PC | 1 | 10 | 1 | 1 | 62.3
61305673872 | FX2RPUNUNNNF016 | OM3 2f 2mm PC OFNP LC Uniboot /LC Uniboo | OM3 2f 2mm PC OFNP LC Uniboot /LC Uniboot Std Polarity Ult IL 16f | PC | 1 | 10 | 1 | 1 | 62.86
61305673873 | FX2RPUNUNNNF017 | OM3 2f 2mm PC OFNP LC Uniboot /LC Uniboo | OM3 2f 2mm PC OFNP LC Uniboot /LC Uniboot Std Polarity Ult IL 17f | PC | 1 | 10 | 1 | 1 | 63.44
61305673874 | FX2RPUNUNNNF018 | OM3 2f 2mm PC OFNP LC Uniboot /LC Uniboo | OM3 2f 2mm PC OFNP LC Uniboot /LC Uniboot Std Polarity Ult IL 18f | PC | 1 | 10 | 1 | 1 | 64
61305673875 | FX2RPUNUNNNF019 | OM3 2f 2mm PC OFNP LC Uniboot /LC Uniboo | OM3 2f 2mm PC OFNP LC Uniboot /LC Uniboot Std Polarity Ult IL 19f | PC | 1 | 10 | 1 | 1 | 64.58
61305673876 | FX2RPUNUNNNF020 | OM3 2f 2mm PC OFNP LC Uniboot /LC Uniboo | OM3 2f 2mm PC OFNP LC Uniboot /LC Uniboot Std Polarity Ult IL 20f | PC | 1 | 10 | 1 | 1 | 65.14
61305673947 | FX2RPUNUNNNF021 | OM3 2f 2mm PC OFNP LC Uniboot /LC Uniboo | OM3 2f 2mm PC OFNP LC Uniboot /LC Uniboot Std Polarity Ult IL 21f | PC | 1 | 10 | 1 | 1 | 65.72
61305673949 | FX2RPUNUNNNF022 | OM3 2f 2mm PC OFNP LC Uniboot /LC Uniboo | OM3 2f 2mm PC OFNP LC Uniboot /LC Uniboot Std Polarity Ult IL 22f | PC | 1 | 10 | 1 | 1 | 66.28
61305673944 | FX2RPUNUNNNF023 | OM3 2f 2mm PC OFNP LC Uniboot /LC Uniboo | OM3 2f 2mm PC OFNP LC Uniboot /LC Uniboot Std Polarity Ult IL 23f | PC | 1 | 10 | 1 | 1 | 66.88
61305673946 | FX2RPUNUNNNF024 | OM3 2f 2mm PC OFNP LC Uniboot /LC Uniboo | OM3 2f 2mm PC OFNP LC Uniboot /LC Uniboot Std Polarity Ult IL 24f | PC | 1 | 10 | 1 | 1 | 67.44
61305673948 | FX2RPUNUNNNF025 | OM3 2f 2mm PC OFNP LC Uniboot /LC Uniboo | OM3 2f 2mm PC OFNP LC Uniboot /LC Uniboot Std Polarity Ult IL 25f | PC | 1 | 10 | 1 | 1 | 68.02
61305673770 | FX2RPUNUNNNM0.5 | OM3 2f 2mm PC OFNP LC Uniboot /LC Uniboo | OM3 2f 2mm PC OFNP LC Uniboot /LC Uniboot Std Polarity Ult IL 0.5m | PC | 1 | 10 | 1 | 1 | 54.72
61305673771 | FX2RPUNUNNNM001 | OM3 2f 2mm PC OFNP LC Uniboot /LC Uniboo | OM3 2f 2mm PC OFNP LC Uniboot /LC Uniboot Std Polarity Ult IL 1m | PC | 1 | 10 | 1 | 1 | 55.76
61305673773 | FX2RPUNUNNNM002 | OM3 2f 2mm PC OFNP LC Uniboot /LC Uniboo | OM3 2f 2mm PC OFNP LC Uniboot /LC Uniboot Std Polarity Ult IL 2m | PC | 1 | 10 | 1 | 1 | 57.82
61305673775 | FX2RPUNUNNNM003 | OM3 2f 2mm PC OFNP LC Uniboot /LC Uniboo | OM3 2f 2mm PC OFNP LC Uniboot /LC Uniboot Std Polarity Ult IL 3m | PC | 1 | 10 | 1 | 1 | 59.9
61305673862 | FX2RPUNUNNNM004 | OM3 2f 2mm PC OFNP LC Uniboot /LC Uniboo | OM3 2f 2mm PC OFNP LC Uniboot /LC Uniboot Std Polarity Ult IL 4m | PC | 1 | 10 | 1 | 1 | 61.96
61305673864 | FX2RPUNUNNNM005 | OM3 2f 2mm PC OFNP LC Uniboot /LC Uniboo | OM3 2f 2mm PC OFNP LC Uniboot /LC Uniboot Std Polarity Ult IL 5m | PC | 1 | 10 | 1 | 1 | 64.02
61305673866 | FX2RPUNUNNNM006 | OM3 2f 2mm PC OFNP LC Uniboot /LC Uniboo | OM3 2f 2mm PC OFNP LC Uniboot /LC Uniboot Std Polarity Ult IL 6m | PC | 1 | 10 | 1 | 1 | 66.1
61305673942 | FX2RPUNUNNNM007 | OM3 2f 2mm PC OFNP LC Uniboot /LC Uniboo | OM3 2f 2mm PC OFNP LC Uniboot /LC Uniboot Std Polarity Ult IL 7m | PC | 1 | 10 | 1 | 1 | 68.16
61305673945 | FX2RPUNUNNNM008 | OM3 2f 2mm PC OFNP LC Uniboot /LC Uniboo | OM3 2f 2mm PC OFNP LC Uniboot /LC Uniboot Std Polarity Ult IL 8m | PC | 1 | 10 | 1 | 1 | 70.22
61305674005 | FX2RPUNUNNNM009 | OM3 2f 2mm PC OFNP LC Uniboot /LC Uniboo | OM3 2f 2mm PC OFNP LC Uniboot /LC Uniboot Std Polarity Ult IL 9m | PC | 1 | 10 | 1 | 1 | 72.3
61305674007 | FX2RPUNUNNNM010 | OM3 2f 2mm PC OFNP LC Uniboot /LC Uniboo | OM3 2f 2mm PC OFNP LC Uniboot /LC Uniboot Std Polarity Ult IL 10m | PC | 1 | 10 | 1 | 1 | 74.36
61305674009 | FX2RPUNUNNNM011 | OM3 2f 2mm PC OFNP LC Uniboot /LC Uniboo | OM3 2f 2mm PC OFNP LC Uniboot /LC Uniboot Std Polarity Ult IL 11m | PC | 1 | 1 | 1 | 1 | 76.42
61305674011 | FX2RPUNUNNNM012 | OM3 2f 2mm PC OFNP LC Uniboot /LC Uniboo | OM3 2f 2mm PC OFNP LC Uniboot /LC Uniboot Std Polarity Ult IL 12m | PC | 1 | 1 | 1 | 1 | 78.5
61305674150 | FX2RPUNUNNNM013 | OM3 2f 2mm PC OFNP LC Uniboot /LC Uniboo | OM3 2f 2mm PC OFNP LC Uniboot /LC Uniboot Std Polarity Ult IL 13m | PC | 1 | 1 | 1 | 1 | 80.56
61305674151 | FX2RPUNUNNNM014 | OM3 2f 2mm PC OFNP LC Uniboot /LC Uniboo | OM3 2f 2mm PC OFNP LC Uniboot /LC Uniboot Std Polarity Ult IL 14m | PC | 1 | 1 | 1 | 1 | 82.62
61305674153 | FX2RPUNUNNNM015 | OM3 2f 2mm PC OFNP LC Uniboot /LC Uniboo | OM3 2f 2mm PC OFNP LC Uniboot /LC Uniboot Std Polarity Ult IL 15m | PC | 1 | 1 | 1 | 1 | 84.7
61305674155 | FX2RPUNUNNNM016 | OM3 2f 2mm PC OFNP LC Uniboot /LC Uniboo | OM3 2f 2mm PC OFNP LC Uniboot /LC Uniboot Std Polarity Ult IL 16m | PC | 1 | 1 | 1 | 1 | 86.76
61305674157 | FX2RPUNUNNNM017 | OM3 2f 2mm PC OFNP LC Uniboot /LC Uniboo | OM3 2f 2mm PC OFNP LC Uniboot /LC Uniboot Std Polarity Ult IL 17m | PC | 1 | 1 | 1 | 1 | 88.82
61305674159 | FX2RPUNUNNNM018 | OM3 2f 2mm PC OFNP LC Uniboot /LC Uniboo | OM3 2f 2mm PC OFNP LC Uniboot /LC Uniboot Std Polarity Ult IL 18m | PC | 1 | 1 | 1 | 1 | 90.9
61305674161 | FX2RPUNUNNNM019 | OM3 2f 2mm PC OFNP LC Uniboot /LC Uniboo | OM3 2f 2mm PC OFNP LC Uniboot /LC Uniboot Std Polarity Ult IL 19m | PC | 1 | 1 | 1 | 1 | 92.96
61305674163 | FX2RPUNUNNNM020 | OM3 2f 2mm PC OFNP LC Uniboot /LC Uniboo | OM3 2f 2mm PC OFNP LC Uniboot /LC Uniboot Std Polarity Ult IL 20m | PC | 1 | 1 | 1 | 1 | 95.02
61305674327 | FX2RPUNUNNNM021 | OM3 2f 2mm PC OFNP LC Uniboot /LC Uniboo | OM3 2f 2mm PC OFNP LC Uniboot /LC Uniboot Std Polarity Ult IL 21m | PC | 1 | 1 | 1 | 1 | 97.1
61305674329 | FX2RPUNUNNNM022 | OM3 2f 2mm PC OFNP LC Uniboot /LC Uniboo | OM3 2f 2mm PC OFNP LC Uniboot /LC Uniboot Std Polarity Ult IL 22m | PC | 1 | 1 | 1 | 1 | 99.16
61305674331 | FX2RPUNUNNNM023 | OM3 2f 2mm PC OFNP LC Uniboot /LC Uniboo | OM3 2f 2mm PC OFNP LC Uniboot /LC Uniboot Std Polarity Ult IL 23m | PC | 1 | 1 | 1 | 1 | 101.22
61305674332 | FX2RPUNUNNNM024 | OM3 2f 2mm PC OFNP LC Uniboot /LC Uniboo | OM3 2f 2mm PC OFNP LC Uniboot /LC Uniboot Std Polarity Ult IL 24m | PC | 1 | 1 | 1 | 1 | 103.3
61305674334 | FX2RPUNUNNNM025 | OM3 2f 2mm PC OFNP LC Uniboot /LC Uniboo | OM3 2f 2mm PC OFNP LC Uniboot /LC Uniboot Std Polarity Ult IL 25m | PC | 1 | 1 | 1 | 1 | 105.36
61305674336 | FX2RPUNUNNNM026 | OM3 2f 2mm PC OFNP LC Uniboot /LC Uniboo | OM3 2f 2mm PC OFNP LC Uniboot /LC Uniboot Std Polarity Ult IL 26m | PC | 1 | 1 | 1 | 1 | 107.42
61305674338 | FX2RPUNUNNNM027 | OM3 2f 2mm PC OFNP LC Uniboot /LC Uniboo | OM3 2f 2mm PC OFNP LC Uniboot /LC Uniboot Std Polarity Ult IL 27m | PC | 1 | 1 | 1 | 1 | 109.5
61305674340 | FX2RPUNUNNNM028 | OM3 2f 2mm PC OFNP LC Uniboot /LC Uniboo | OM3 2f 2mm PC OFNP LC Uniboot /LC Uniboot Std Polarity Ult IL 28m | PC | 1 | 1 | 1 | 1 | 111.56
61305674341 | FX2RPUNUNNNM029 | OM3 2f 2mm PC OFNP LC Uniboot /LC Uniboo | OM3 2f 2mm PC OFNP LC Uniboot /LC Uniboot Std Polarity Ult IL 29m | PC | 1 | 1 | 1 | 1 | 113.6
61305674345 | FX2RPUNUNNNM030 | OM3 2f 2mm PC OFNP LC Uniboot /LC Uniboo | OM3 2f 2mm PC OFNP LC Uniboot /LC Uniboot Std Polarity Ult IL 30m | PC | 1 | 1 | 1 | 1 | 115.68
61305674347 | FX2RPUNUNNNM031 | OM3 2f 2mm PC OFNP LC Uniboot /LC Uniboo | OM3 2f 2mm PC OFNP LC Uniboot /LC Uniboot Std Polarity Ult IL 31m | PC | 1 | 1 | 1 | 1 | 117.74
61305674349 | FX2RPUNUNNNM032 | OM3 2f 2mm PC OFNP LC Uniboot /LC Uniboo | OM3 2f 2mm PC OFNP LC Uniboot /LC Uniboot Std Polarity Ult IL 32m | PC | 1 | 1 | 1 | 1 | 119.8
61305674351 | FX2RPUNUNNNM033 | OM3 2f 2mm PC OFNP LC Uniboot /LC Uniboo | OM3 2f 2mm PC OFNP LC Uniboot /LC Uniboot Std Polarity Ult IL 33m | PC | 1 | 1 | 1 | 1 | 121.88
61305674353 | FX2RPUNUNNNM034 | OM3 2f 2mm PC OFNP LC Uniboot /LC Uniboo | OM3 2f 2mm PC OFNP LC Uniboot /LC Uniboot Std Polarity Ult IL 34m | PC | 1 | 1 | 1 | 1 | 123.94
61305674355 | FX2RPUNUNNNM035 | OM3 2f 2mm PC OFNP LC Uniboot /LC Uniboo | OM3 2f 2mm PC OFNP LC Uniboot /LC Uniboot Std Polarity Ult IL 35m | PC | 1 | 1 | 1 | 1 | 126
61305674638 | FX2RPUNUNNNM036 | OM3 2f 2mm PC OFNP LC Uniboot /LC Uniboo | OM3 2f 2mm PC OFNP LC Uniboot /LC Uniboot Std Polarity Ult IL 36m | PC | 1 | 1 | 1 | 1 | 128.08
61305674639 | FX2RPUNUNNNM037 | OM3 2f 2mm PC OFNP LC Uniboot /LC Uniboo | OM3 2f 2mm PC OFNP LC Uniboot /LC Uniboot Std Polarity Ult IL 37m | PC | 1 | 1 | 1 | 1 | 130.14
61305674640 | FX2RPUNUNNNM038 | OM3 2f 2mm PC OFNP LC Uniboot /LC Uniboo | OM3 2f 2mm PC OFNP LC Uniboot /LC Uniboot Std Polarity Ult IL 38m | PC | 1 | 1 | 1 | 1 | 132.2
61305674641 | FX2RPUNUNNNM039 | OM3 2f 2mm PC OFNP LC Uniboot /LC Uniboo | OM3 2f 2mm PC OFNP LC Uniboot /LC Uniboot Std Polarity Ult IL 39m | PC | 1 | 1 | 1 | 1 | 134.28
61305674642 | FX2RPUNUNNNM040 | OM3 2f 2mm PC OFNP LC Uniboot /LC Uniboo | OM3 2f 2mm PC OFNP LC Uniboot /LC Uniboot Std Polarity Ult IL 40m | PC | 1 | 1 | 1 | 1 | 136.34
61305674643 | FX2RPUNUNNNM041 | OM3 2f 2mm PC OFNP LC Uniboot /LC Uniboo | OM3 2f 2mm PC OFNP LC Uniboot /LC Uniboot Std Polarity Ult IL 41m | PC | 1 | 1 | 1 | 1 | 138.4
61305674644 | FX2RPUNUNNNM042 | OM3 2f 2mm PC OFNP LC Uniboot /LC Uniboo | OM3 2f 2mm PC OFNP LC Uniboot /LC Uniboot Std Polarity Ult IL 42m | PC | 1 | 1 | 1 | 1 | 140.48
61305674645 | FX2RPUNUNNNM043 | OM3 2f 2mm PC OFNP LC Uniboot /LC Uniboo | OM3 2f 2mm PC OFNP LC Uniboot /LC Uniboot Std Polarity Ult IL 43m | PC | 1 | 1 | 1 | 1 | 142.54
61305674646 | FX2RPUNUNNNM044 | OM3 2f 2mm PC OFNP LC Uniboot /LC Uniboo | OM3 2f 2mm PC OFNP LC Uniboot /LC Uniboot Std Polarity Ult IL 44m | PC | 1 | 1 | 1 | 1 | 144.6
61305674647 | FX2RPUNUNNNM045 | OM3 2f 2mm PC OFNP LC Uniboot /LC Uniboo | OM3 2f 2mm PC OFNP LC Uniboot /LC Uniboot Std Polarity Ult IL 45m | PC | 1 | 1 | 1 | 1 | 146.68
61305674648 | FX2RPUNUNNNM046 | OM3 2f 2mm PC OFNP LC Uniboot /LC Uniboo | OM3 2f 2mm PC OFNP LC Uniboot /LC Uniboot Std Polarity Ult IL 46m | PC | 1 | 1 | 1 | 1 | 148.74
61305674649 | FX2RPUNUNNNM047 | OM3 2f 2mm PC OFNP LC Uniboot /LC Uniboo | OM3 2f 2mm PC OFNP LC Uniboot /LC Uniboot Std Polarity Ult IL 47m | PC | 1 | 1 | 1 | 1 | 150.8
61305674650 | FX2RPUNUNNNM048 | OM3 2f 2mm PC OFNP LC Uniboot /LC Uniboo | OM3 2f 2mm PC OFNP LC Uniboot /LC Uniboot Std Polarity Ult IL 48m | PC | 1 | 1 | 1 | 1 | 152.88
61305674651 | FX2RPUNUNNNM049 | OM3 2f 2mm PC OFNP LC Uniboot /LC Uniboo | OM3 2f 2mm PC OFNP LC Uniboot /LC Uniboot Std Polarity Ult IL 49m | PC | 1 | 1 | 1 | 1 | 154.94
61305674652 | FX2RPUNUNNNM050 | OM3 2f 2mm PC OFNP LC Uniboot /LC Uniboo | OM3 2f 2mm PC OFNP LC Uniboot /LC Uniboot Std Polarity Ult IL 50m | PC | 1 | 1 | 1 | 1 | 157
61305673772 | FX2RPUNUNNNM1.5 | OM3 2f 2mm PC OFNP LC Uniboot /LC Uniboo | OM3 2f 2mm PC OFNP LC Uniboot /LC Uniboot Std Polarity Ult IL 1.5m | PC | 1 | 10 | 1 | 1 | 56.8
61305673774 | FX2RPUNUNNNM2.5 | OM3 2f 2mm PC OFNP LC Uniboot /LC Uniboo | OM3 2f 2mm PC OFNP LC Uniboot /LC Uniboot Std Polarity Ult IL 2.5m | PC | 1 | 10 | 1 | 1 | 58.86
61305673861 | FX2RPUNUNNNM3.5 | OM3 2f 2mm PC OFNP LC Uniboot /LC Uniboo | OM3 2f 2mm PC OFNP LC Uniboot /LC Uniboot Std Polarity Ult IL 3.5m | PC | 1 | 10 | 1 | 1 | 60.92
61305673863 | FX2RPUNUNNNM4.5 | OM3 2f 2mm PC OFNP LC Uniboot /LC Uniboo | OM3 2f 2mm PC OFNP LC Uniboot /LC Uniboot Std Polarity Ult IL 4.5m | PC | 1 | 10 | 1 | 1 | 63
61305673865 | FX2RPUNUNNNM5.5 | OM3 2f 2mm PC OFNP LC Uniboot /LC Uniboo | OM3 2f 2mm PC OFNP LC Uniboot /LC Uniboot Std Polarity Ult IL 5.5m | PC | 1 | 10 | 1 | 1 | 65.06
61305673941 | FX2RPUNUNNNM6.5 | OM3 2f 2mm PC OFNP LC Uniboot /LC Uniboo | OM3 2f 2mm PC OFNP LC Uniboot /LC Uniboot Std Polarity Ult IL 6.5m | PC | 1 | 10 | 1 | 1 | 67.12
61305673943 | FX2RPUNUNNNM7.5 | OM3 2f 2mm PC OFNP LC Uniboot /LC Uniboo | OM3 2f 2mm PC OFNP LC Uniboot /LC Uniboot Std Polarity Ult IL 7.5m | PC | 1 | 10 | 1 | 1 | 69.2
61305674004 | FX2RPUNUNNNM8.5 | OM3 2f 2mm PC OFNP LC Uniboot /LC Uniboo | OM3 2f 2mm PC OFNP LC Uniboot /LC Uniboot Std Polarity Ult IL 8.5m | PC | 1 | 10 | 1 | 1 | 71.26
61305674006 | FX2RPUNUNNNM9.5 | OM3 2f 2mm PC OFNP LC Uniboot /LC Uniboo | OM3 2f 2mm PC OFNP LC Uniboot /LC Uniboot Std Polarity Ult IL 9.5m | PC | 1 | 10 | 1 | 1 | 73.32
61305673760 | FX2RPUNUNONF001 | OM3 2f 2mm PC OFNP LC Uniboot /LC Uniboo | OM3 2f 2mm PC OFNP LC Uniboot /LC Uniboot Std Polarity Opt IL 1f | PC | 1 | 10 | 1 | 1 | 51.78
61305673761 | FX2RPUNUNONF002 | OM3 2f 2mm PC OFNP LC Uniboot /LC Uniboo | OM3 2f 2mm PC OFNP LC Uniboot /LC Uniboot Std Polarity Opt IL 2f | PC | 1 | 10 | 1 | 1 | 52.4
61305673762 | FX2RPUNUNONF003 | OM3 2f 2mm PC OFNP LC Uniboot /LC Uniboo | OM3 2f 2mm PC OFNP LC Uniboot /LC Uniboot Std Polarity Opt IL 3f | PC | 1 | 10 | 1 | 1 | 53.04
61305673763 | FX2RPUNUNONF004 | OM3 2f 2mm PC OFNP LC Uniboot /LC Uniboo | OM3 2f 2mm PC OFNP LC Uniboot /LC Uniboot Std Polarity Opt IL 4f | PC | 1 | 10 | 1 | 1 | 53.66
61305673764 | FX2RPUNUNONF005 | OM3 2f 2mm PC OFNP LC Uniboot /LC Uniboo | OM3 2f 2mm PC OFNP LC Uniboot /LC Uniboot Std Polarity Opt IL 5f | PC | 1 | 10 | 1 | 1 | 54.28
61305673765 | FX2RPUNUNONF006 | OM3 2f 2mm PC OFNP LC Uniboot /LC Uniboo | OM3 2f 2mm PC OFNP LC Uniboot /LC Uniboot Std Polarity Opt IL 6f | PC | 1 | 10 | 1 | 1 | 54.92
61305673766 | FX2RPUNUNONF007 | OM3 2f 2mm PC OFNP LC Uniboot /LC Uniboo | OM3 2f 2mm PC OFNP LC Uniboot /LC Uniboot Std Polarity Opt IL 7f | PC | 1 | 10 | 1 | 1 | 55.56
61305673767 | FX2RPUNUNONF008 | OM3 2f 2mm PC OFNP LC Uniboot /LC Uniboo | OM3 2f 2mm PC OFNP LC Uniboot /LC Uniboot Std Polarity Opt IL 8f | PC | 1 | 10 | 1 | 1 | 56.18
61305673768 | FX2RPUNUNONF009 | OM3 2f 2mm PC OFNP LC Uniboot /LC Uniboo | OM3 2f 2mm PC OFNP LC Uniboot /LC Uniboot Std Polarity Opt IL 9f | PC | 1 | 10 | 1 | 1 | 56.8
61305673769 | FX2RPUNUNONF010 | OM3 2f 2mm PC OFNP LC Uniboot /LC Uniboo | OM3 2f 2mm PC OFNP LC Uniboot /LC Uniboot Std Polarity Opt IL 10f | PC | 1 | 10 | 1 | 1 | 57.44
61305673851 | FX2RPUNUNONF011 | OM3 2f 2mm PC OFNP LC Uniboot /LC Uniboo | OM3 2f 2mm PC OFNP LC Uniboot /LC Uniboot Std Polarity Opt IL 11f | PC | 1 | 10 | 1 | 1 | 58.08
61305673852 | FX2RPUNUNONF012 | OM3 2f 2mm PC OFNP LC Uniboot /LC Uniboo | OM3 2f 2mm PC OFNP LC Uniboot /LC Uniboot Std Polarity Opt IL 12f | PC | 1 | 10 | 1 | 1 | 58.7
61305673853 | FX2RPUNUNONF013 | OM3 2f 2mm PC OFNP LC Uniboot /LC Uniboo | OM3 2f 2mm PC OFNP LC Uniboot /LC Uniboot Std Polarity Opt IL 13f | PC | 1 | 10 | 1 | 1 | 59.32
61305673854 | FX2RPUNUNONF014 | OM3 2f 2mm PC OFNP LC Uniboot /LC Uniboo | OM3 2f 2mm PC OFNP LC Uniboot /LC Uniboot Std Polarity Opt IL 14f | PC | 1 | 10 | 1 | 1 | 59.96
61305673855 | FX2RPUNUNONF015 | OM3 2f 2mm PC OFNP LC Uniboot /LC Uniboo | OM3 2f 2mm PC OFNP LC Uniboot /LC Uniboot Std Polarity Opt IL 15f | PC | 1 | 10 | 1 | 1 | 60.6
61305673856 | FX2RPUNUNONF016 | OM3 2f 2mm PC OFNP LC Uniboot /LC Uniboo | OM3 2f 2mm PC OFNP LC Uniboot /LC Uniboot Std Polarity Opt IL 16f | PC | 1 | 10 | 1 | 1 | 61.22
61305673857 | FX2RPUNUNONF017 | OM3 2f 2mm PC OFNP LC Uniboot /LC Uniboo | OM3 2f 2mm PC OFNP LC Uniboot /LC Uniboot Std Polarity Opt IL 17f | PC | 1 | 10 | 1 | 1 | 61.86
61305673858 | FX2RPUNUNONF018 | OM3 2f 2mm PC OFNP LC Uniboot /LC Uniboo | OM3 2f 2mm PC OFNP LC Uniboot /LC Uniboot Std Polarity Opt IL 18f | PC | 1 | 10 | 1 | 1 | 62.48
61305673859 | FX2RPUNUNONF019 | OM3 2f 2mm PC OFNP LC Uniboot /LC Uniboo | OM3 2f 2mm PC OFNP LC Uniboot /LC Uniboot Std Polarity Opt IL 19f | PC | 1 | 10 | 1 | 1 | 63.1
61305673860 | FX2RPUNUNONF020 | OM3 2f 2mm PC OFNP LC Uniboot /LC Uniboo | OM3 2f 2mm PC OFNP LC Uniboot /LC Uniboot Std Polarity Opt IL 20f | PC | 1 | 10 | 1 | 1 | 63.74
61305673936 | FX2RPUNUNONF021 | OM3 2f 2mm PC OFNP LC Uniboot /LC Uniboo | OM3 2f 2mm PC OFNP LC Uniboot /LC Uniboot Std Polarity Opt IL 21f | PC | 1 | 10 | 1 | 1 | 64.38
61305673937 | FX2RPUNUNONF022 | OM3 2f 2mm PC OFNP LC Uniboot /LC Uniboo | OM3 2f 2mm PC OFNP LC Uniboot /LC Uniboot Std Polarity Opt IL 22f | PC | 1 | 10 | 1 | 1 | 65
61305673938 | FX2RPUNUNONF023 | OM3 2f 2mm PC OFNP LC Uniboot /LC Uniboo | OM3 2f 2mm PC OFNP LC Uniboot /LC Uniboot Std Polarity Opt IL 23f | PC | 1 | 10 | 1 | 1 | 65.62
61305673939 | FX2RPUNUNONF024 | OM3 2f 2mm PC OFNP LC Uniboot /LC Uniboo | OM3 2f 2mm PC OFNP LC Uniboot /LC Uniboot Std Polarity Opt IL 24f | PC | 1 | 10 | 1 | 1 | 66.26
61305673940 | FX2RPUNUNONF025 | OM3 2f 2mm PC OFNP LC Uniboot /LC Uniboo | OM3 2f 2mm PC OFNP LC Uniboot /LC Uniboot Std Polarity Opt IL 25f | PC | 1 | 10 | 1 | 1 | 66.9
61305673753 | FX2RPUNUNONM0.5 | OM3 2f 2mm PC OFNP LC Uniboot /LC Uniboo | OM3 2f 2mm PC OFNP LC Uniboot /LC Uniboot Std Polarity Opt IL 0.5m | PC | 1 | 10 | 1 | 1 | 52.16
61305673755 | FX2RPUNUNONM001 | OM3 2f 2mm PC OFNP LC Uniboot /LC Uniboo | OM3 2f 2mm PC OFNP LC Uniboot /LC Uniboot Std Polarity Opt IL 1m | PC | 1 | 10 | 1 | 1 | 53.2
61305673757 | FX2RPUNUNONM002 | OM3 2f 2mm PC OFNP LC Uniboot /LC Uniboo | OM3 2f 2mm PC OFNP LC Uniboot /LC Uniboot Std Polarity Opt IL 2m | PC | 1 | 10 | 1 | 1 | 55.26
61305673759 | FX2RPUNUNONM003 | OM3 2f 2mm PC OFNP LC Uniboot /LC Uniboo | OM3 2f 2mm PC OFNP LC Uniboot /LC Uniboot Std Polarity Opt IL 3m | PC | 1 | 10 | 1 | 1 | 57.34
61305673846 | FX2RPUNUNONM004 | OM3 2f 2mm PC OFNP LC Uniboot /LC Uniboo | OM3 2f 2mm PC OFNP LC Uniboot /LC Uniboot Std Polarity Opt IL 4m | PC | 1 | 10 | 1 | 1 | 59.4
61305673848 | FX2RPUNUNONM005 | OM3 2f 2mm PC OFNP LC Uniboot /LC Uniboo | OM3 2f 2mm PC OFNP LC Uniboot /LC Uniboot Std Polarity Opt IL 5m | PC | 1 | 10 | 1 | 1 | 61.46
61305673850 | FX2RPUNUNONM006 | OM3 2f 2mm PC OFNP LC Uniboot /LC Uniboo | OM3 2f 2mm PC OFNP LC Uniboot /LC Uniboot Std Polarity Opt IL 6m | PC | 1 | 10 | 1 | 1 | 63.54
61305673933 | FX2RPUNUNONM007 | OM3 2f 2mm PC OFNP LC Uniboot /LC Uniboo | OM3 2f 2mm PC OFNP LC Uniboot /LC Uniboot Std Polarity Opt IL 7m | PC | 1 | 10 | 1 | 1 | 65.6
61305673935 | FX2RPUNUNONM008 | OM3 2f 2mm PC OFNP LC Uniboot /LC Uniboo | OM3 2f 2mm PC OFNP LC Uniboot /LC Uniboot Std Polarity Opt IL 8m | PC | 1 | 10 | 1 | 1 | 67.66
61305673999 | FX2RPUNUNONM009 | OM3 2f 2mm PC OFNP LC Uniboot /LC Uniboo | OM3 2f 2mm PC OFNP LC Uniboot /LC Uniboot Std Polarity Opt IL 9m | PC | 1 | 10 | 1 | 1 | 69.74
61305674001 | FX2RPUNUNONM010 | OM3 2f 2mm PC OFNP LC Uniboot /LC Uniboo | OM3 2f 2mm PC OFNP LC Uniboot /LC Uniboot Std Polarity Opt IL 10m | PC | 1 | 10 | 1 | 1 | 71.8
61305674002 | FX2RPUNUNONM011 | OM3 2f 2mm PC OFNP LC Uniboot /LC Uniboo | OM3 2f 2mm PC OFNP LC Uniboot /LC Uniboot Std Polarity Opt IL 11m | PC | 1 | 1 | 1 | 1 | 73.86
61305674003 | FX2RPUNUNONM012 | OM3 2f 2mm PC OFNP LC Uniboot /LC Uniboo | OM3 2f 2mm PC OFNP LC Uniboot /LC Uniboot Std Polarity Opt IL 12m | PC | 1 | 1 | 1 | 1 | 75.94
61305674094 | FX2RPUNUNONM013 | OM3 2f 2mm PC OFNP LC Uniboot /LC Uniboo | OM3 2f 2mm PC OFNP LC Uniboot /LC Uniboot Std Polarity Opt IL 13m | PC | 1 | 1 | 1 | 1 | 78
61305674137 | FX2RPUNUNONM014 | OM3 2f 2mm PC OFNP LC Uniboot /LC Uniboo | OM3 2f 2mm PC OFNP LC Uniboot /LC Uniboot Std Polarity Opt IL 14m | PC | 1 | 1 | 1 | 1 | 80.06
61305674139 | FX2RPUNUNONM015 | OM3 2f 2mm PC OFNP LC Uniboot /LC Uniboo | OM3 2f 2mm PC OFNP LC Uniboot /LC Uniboot Std Polarity Opt IL 15m | PC | 1 | 1 | 1 | 1 | 82.14
61305674141 | FX2RPUNUNONM016 | OM3 2f 2mm PC OFNP LC Uniboot /LC Uniboo | OM3 2f 2mm PC OFNP LC Uniboot /LC Uniboot Std Polarity Opt IL 16m | PC | 1 | 1 | 1 | 1 | 84.2
61305674142 | FX2RPUNUNONM017 | OM3 2f 2mm PC OFNP LC Uniboot /LC Uniboo | OM3 2f 2mm PC OFNP LC Uniboot /LC Uniboot Std Polarity Opt IL 17m | PC | 1 | 1 | 1 | 1 | 86.26
61305674145 | FX2RPUNUNONM018 | OM3 2f 2mm PC OFNP LC Uniboot /LC Uniboo | OM3 2f 2mm PC OFNP LC Uniboot /LC Uniboot Std Polarity Opt IL 18m | PC | 1 | 1 | 1 | 1 | 88.34
61305674147 | FX2RPUNUNONM019 | OM3 2f 2mm PC OFNP LC Uniboot /LC Uniboo | OM3 2f 2mm PC OFNP LC Uniboot /LC Uniboot Std Polarity Opt IL 19m | PC | 1 | 1 | 1 | 1 | 90.4
61305674149 | FX2RPUNUNONM020 | OM3 2f 2mm PC OFNP LC Uniboot /LC Uniboo | OM3 2f 2mm PC OFNP LC Uniboot /LC Uniboot Std Polarity Opt IL 20m | PC | 1 | 1 | 1 | 1 | 92.46
61305674278 | FX2RPUNUNONM021 | OM3 2f 2mm PC OFNP LC Uniboot /LC Uniboo | OM3 2f 2mm PC OFNP LC Uniboot /LC Uniboot Std Polarity Opt IL 21m | PC | 1 | 1 | 1 | 1 | 94.54
61305674301 | FX2RPUNUNONM022 | OM3 2f 2mm PC OFNP LC Uniboot /LC Uniboo | OM3 2f 2mm PC OFNP LC Uniboot /LC Uniboot Std Polarity Opt IL 22m | PC | 1 | 1 | 1 | 1 | 96.6
61305674303 | FX2RPUNUNONM023 | OM3 2f 2mm PC OFNP LC Uniboot /LC Uniboo | OM3 2f 2mm PC OFNP LC Uniboot /LC Uniboot Std Polarity Opt IL 23m | PC | 1 | 1 | 1 | 1 | 98.66
61305674305 | FX2RPUNUNONM024 | OM3 2f 2mm PC OFNP LC Uniboot /LC Uniboo | OM3 2f 2mm PC OFNP LC Uniboot /LC Uniboot Std Polarity Opt IL 24m | PC | 1 | 1 | 1 | 1 | 100.74
61305674306 | FX2RPUNUNONM025 | OM3 2f 2mm PC OFNP LC Uniboot /LC Uniboo | OM3 2f 2mm PC OFNP LC Uniboot /LC Uniboot Std Polarity Opt IL 25m | PC | 1 | 1 | 1 | 1 | 102.8
61305674307 | FX2RPUNUNONM026 | OM3 2f 2mm PC OFNP LC Uniboot /LC Uniboo | OM3 2f 2mm PC OFNP LC Uniboot /LC Uniboot Std Polarity Opt IL 26m | PC | 1 | 1 | 1 | 1 | 104.86
61305674308 | FX2RPUNUNONM027 | OM3 2f 2mm PC OFNP LC Uniboot /LC Uniboo | OM3 2f 2mm PC OFNP LC Uniboot /LC Uniboot Std Polarity Opt IL 27m | PC | 1 | 1 | 1 | 1 | 106.94
61305674310 | FX2RPUNUNONM028 | OM3 2f 2mm PC OFNP LC Uniboot /LC Uniboo | OM3 2f 2mm PC OFNP LC Uniboot /LC Uniboot Std Polarity Opt IL 28m | PC | 1 | 1 | 1 | 1 | 109
61305674318 | FX2RPUNUNONM029 | OM3 2f 2mm PC OFNP LC Uniboot /LC Uniboo | OM3 2f 2mm PC OFNP LC Uniboot /LC Uniboot Std Polarity Opt IL 29m | PC | 1 | 1 | 1 | 1 | 111.06
61305674319 | FX2RPUNUNONM030 | OM3 2f 2mm PC OFNP LC Uniboot /LC Uniboo | OM3 2f 2mm PC OFNP LC Uniboot /LC Uniboot Std Polarity Opt IL 30m | PC | 1 | 1 | 1 | 1 | 113.14
61305674320 | FX2RPUNUNONM031 | OM3 2f 2mm PC OFNP LC Uniboot /LC Uniboo | OM3 2f 2mm PC OFNP LC Uniboot /LC Uniboot Std Polarity Opt IL 31m | PC | 1 | 1 | 1 | 1 | 115.2
61305674321 | FX2RPUNUNONM032 | OM3 2f 2mm PC OFNP LC Uniboot /LC Uniboo | OM3 2f 2mm PC OFNP LC Uniboot /LC Uniboot Std Polarity Opt IL 32m | PC | 1 | 1 | 1 | 1 | 117.24
61305674322 | FX2RPUNUNONM033 | OM3 2f 2mm PC OFNP LC Uniboot /LC Uniboo | OM3 2f 2mm PC OFNP LC Uniboot /LC Uniboot Std Polarity Opt IL 33m | PC | 1 | 1 | 1 | 1 | 119.32
61305674323 | FX2RPUNUNONM034 | OM3 2f 2mm PC OFNP LC Uniboot /LC Uniboo | OM3 2f 2mm PC OFNP LC Uniboot /LC Uniboot Std Polarity Opt IL 34m | PC | 1 | 1 | 1 | 1 | 121.38
61305674325 | FX2RPUNUNONM035 | OM3 2f 2mm PC OFNP LC Uniboot /LC Uniboo | OM3 2f 2mm PC OFNP LC Uniboot /LC Uniboot Std Polarity Opt IL 35m | PC | 1 | 1 | 1 | 1 | 123.44
61305674534 | FX2RPUNUNONM036 | OM3 2f 2mm PC OFNP LC Uniboot /LC Uniboo | OM3 2f 2mm PC OFNP LC Uniboot /LC Uniboot Std Polarity Opt IL 36m | PC | 1 | 1 | 1 | 1 | 125.52
61305674624 | FX2RPUNUNONM037 | OM3 2f 2mm PC OFNP LC Uniboot /LC Uniboo | OM3 2f 2mm PC OFNP LC Uniboot /LC Uniboot Std Polarity Opt IL 37m | PC | 1 | 1 | 1 | 1 | 127.58
61305674625 | FX2RPUNUNONM038 | OM3 2f 2mm PC OFNP LC Uniboot /LC Uniboo | OM3 2f 2mm PC OFNP LC Uniboot /LC Uniboot Std Polarity Opt IL 38m | PC | 1 | 1 | 1 | 1 | 129.64
61305674626 | FX2RPUNUNONM039 | OM3 2f 2mm PC OFNP LC Uniboot /LC Uniboo | OM3 2f 2mm PC OFNP LC Uniboot /LC Uniboot Std Polarity Opt IL 39m | PC | 1 | 1 | 1 | 1 | 131.72
61305674627 | FX2RPUNUNONM040 | OM3 2f 2mm PC OFNP LC Uniboot /LC Uniboo | OM3 2f 2mm PC OFNP LC Uniboot /LC Uniboot Std Polarity Opt IL 40m | PC | 1 | 1 | 1 | 1 | 133.78
61305674628 | FX2RPUNUNONM041 | OM3 2f 2mm PC OFNP LC Uniboot /LC Uniboo | OM3 2f 2mm PC OFNP LC Uniboot /LC Uniboot Std Polarity Opt IL 41m | PC | 1 | 1 | 1 | 1 | 135.84
61305674629 | FX2RPUNUNONM042 | OM3 2f 2mm PC OFNP LC Uniboot /LC Uniboo | OM3 2f 2mm PC OFNP LC Uniboot /LC Uniboot Std Polarity Opt IL 42m | PC | 1 | 1 | 1 | 1 | 137.92
61305674630 | FX2RPUNUNONM043 | OM3 2f 2mm PC OFNP LC Uniboot /LC Uniboo | OM3 2f 2mm PC OFNP LC Uniboot /LC Uniboot Std Polarity Opt IL 43m | PC | 1 | 1 | 1 | 1 | 139.98
61305674631 | FX2RPUNUNONM044 | OM3 2f 2mm PC OFNP LC Uniboot /LC Uniboo | OM3 2f 2mm PC OFNP LC Uniboot /LC Uniboot Std Polarity Opt IL 44m | PC | 1 | 1 | 1 | 1 | 142.04
61305674632 | FX2RPUNUNONM045 | OM3 2f 2mm PC OFNP LC Uniboot /LC Uniboo | OM3 2f 2mm PC OFNP LC Uniboot /LC Uniboot Std Polarity Opt IL 45m | PC | 1 | 1 | 1 | 1 | 144.12
61305674633 | FX2RPUNUNONM046 | OM3 2f 2mm PC OFNP LC Uniboot /LC Uniboo | OM3 2f 2mm PC OFNP LC Uniboot /LC Uniboot Std Polarity Opt IL 46m | PC | 1 | 1 | 1 | 1 | 146.18
61305674634 | FX2RPUNUNONM047 | OM3 2f 2mm PC OFNP LC Uniboot /LC Uniboo | OM3 2f 2mm PC OFNP LC Uniboot /LC Uniboot Std Polarity Opt IL 47m | PC | 1 | 1 | 1 | 1 | 148.24
61305674635 | FX2RPUNUNONM048 | OM3 2f 2mm PC OFNP LC Uniboot /LC Uniboo | OM3 2f 2mm PC OFNP LC Uniboot /LC Uniboot Std Polarity Opt IL 48m | PC | 1 | 1 | 1 | 1 | 150.32
61305674636 | FX2RPUNUNONM049 | OM3 2f 2mm PC OFNP LC Uniboot /LC Uniboo | OM3 2f 2mm PC OFNP LC Uniboot /LC Uniboot Std Polarity Opt IL 49m | PC | 1 | 1 | 1 | 1 | 152.38
61305674637 | FX2RPUNUNONM050 | OM3 2f 2mm PC OFNP LC Uniboot /LC Uniboo | OM3 2f 2mm PC OFNP LC Uniboot /LC Uniboot Std Polarity Opt IL 50m | PC | 1 | 1 | 1 | 1 | 154.44
61305673756 | FX2RPUNUNONM1.5 | OM3 2f 2mm PC OFNP LC Uniboot /LC Uniboo | OM3 2f 2mm PC OFNP LC Uniboot /LC Uniboot Std Polarity Opt IL 1.5m | PC | 1 | 10 | 1 | 1 | 54.24
61305673758 | FX2RPUNUNONM2.5 | OM3 2f 2mm PC OFNP LC Uniboot /LC Uniboo | OM3 2f 2mm PC OFNP LC Uniboot /LC Uniboot Std Polarity Opt IL 2.5m | PC | 1 | 10 | 1 | 1 | 56.3
61305673839 | FX2RPUNUNONM3.5 | OM3 2f 2mm PC OFNP LC Uniboot /LC Uniboo | OM3 2f 2mm PC OFNP LC Uniboot /LC Uniboot Std Polarity Opt IL 3.5m | PC | 1 | 10 | 1 | 1 | 58.36
61305673847 | FX2RPUNUNONM4.5 | OM3 2f 2mm PC OFNP LC Uniboot /LC Uniboo | OM3 2f 2mm PC OFNP LC Uniboot /LC Uniboot Std Polarity Opt IL 4.5m | PC | 1 | 10 | 1 | 1 | 60.44
61305673849 | FX2RPUNUNONM5.5 | OM3 2f 2mm PC OFNP LC Uniboot /LC Uniboo | OM3 2f 2mm PC OFNP LC Uniboot /LC Uniboot Std Polarity Opt IL 5.5m | PC | 1 | 10 | 1 | 1 | 62.5
61305673932 | FX2RPUNUNONM6.5 | OM3 2f 2mm PC OFNP LC Uniboot /LC Uniboo | OM3 2f 2mm PC OFNP LC Uniboot /LC Uniboot Std Polarity Opt IL 6.5m | PC | 1 | 10 | 1 | 1 | 64.56
61305673934 | FX2RPUNUNONM7.5 | OM3 2f 2mm PC OFNP LC Uniboot /LC Uniboo | OM3 2f 2mm PC OFNP LC Uniboot /LC Uniboot Std Polarity Opt IL 7.5m | PC | 1 | 10 | 1 | 1 | 66.64
61305673998 | FX2RPUNUNONM8.5 | OM3 2f 2mm PC OFNP LC Uniboot /LC Uniboo | OM3 2f 2mm PC OFNP LC Uniboot /LC Uniboot Std Polarity Opt IL 8.5m | PC | 1 | 10 | 1 | 1 | 68.7
61305674000 | FX2RPUNUNONM9.5 | OM3 2f 2mm PC OFNP LC Uniboot /LC Uniboo | OM3 2f 2mm PC OFNP LC Uniboot /LC Uniboot Std Polarity Opt IL 9.5m | PC | 1 | 10 | 1 | 1 | 70.76
61305678720 | FZ2RLUNZNNNM0.5 | OM4 2f 2mm PC LSZH LC Uniboot/CS Connect | OM4 2f 2mm PC LSZH LC Uniboot/CS Connector Standard Polarity Ult IL 0.5m | PC | 1 | 1 | 1 | 1 | 74.58
61305678853 | FZ2RLUNZNNNM001 | OM4 2f 2mm PC LSZH LC Uniboot/CS Connect | OM4 2f 2mm PC LSZH LC Uniboot/CS Connector Standard Polarity Ult IL 1m | PC | 1 | 1 | 1 | 1 | 76.06
61305678854 | FZ2RLUNZNNNM002 | OM4 2f 2mm PC LSZH LC Uniboot/CS Connect | OM4 2f 2mm PC LSZH LC Uniboot/CS Connector Standard Polarity Ult IL 2m | PC | 1 | 1 | 1 | 1 | 79.04
61305678855 | FZ2RLUNZNNNM003 | OM4 2f 2mm PC LSZH LC Uniboot/CS Connect | OM4 2f 2mm PC LSZH LC Uniboot/CS Connector Standard Polarity Ult IL 3m | PC | 1 | 1 | 1 | 1 | 82.04
61305678856 | FZ2RLUNZNNNM004 | OM4 2f 2mm PC LSZH LC Uniboot/CS Connect | OM4 2f 2mm PC LSZH LC Uniboot/CS Connector Standard Polarity Ult IL 4m | PC | 1 | 1 | 1 | 1 | 85
61305678857 | FZ2RLUNZNNNM005 | OM4 2f 2mm PC LSZH LC Uniboot/CS Connect | OM4 2f 2mm PC LSZH LC Uniboot/CS Connector Standard Polarity Ult IL 5m | PC | 1 | 1 | 1 | 1 | 87.98
61305678858 | FZ2RLUNZNNNM006 | OM4 2f 2mm PC LSZH LC Uniboot/CS Connect | OM4 2f 2mm PC LSZH LC Uniboot/CS Connector Standard Polarity Ult IL 6m | PC | 1 | 1 | 1 | 1 | 90.96
61305678860 | FZ2RLUNZNNNM007 | OM4 2f 2mm PC LSZH LC Uniboot/CS Connect | OM4 2f 2mm PC LSZH LC Uniboot/CS Connector Standard Polarity Ult IL 7m | PC | 1 | 1 | 1 | 1 | 93.94
61305678861 | FZ2RLUNZNNNM008 | OM4 2f 2mm PC LSZH LC Uniboot/CS Connect | OM4 2f 2mm PC LSZH LC Uniboot/CS Connector Standard Polarity Ult IL 8m | PC | 1 | 1 | 1 | 1 | 96.9
61305678862 | FZ2RLUNZNNNM009 | OM4 2f 2mm PC LSZH LC Uniboot/CS Connect | OM4 2f 2mm PC LSZH LC Uniboot/CS Connector Standard Polarity Ult IL 9m | PC | 1 | 1 | 1 | 1 | 99.9
61305678863 | FZ2RLUNZNNNM010 | OM4 2f 2mm PC LSZH LC Uniboot/CS Connect | OM4 2f 2mm PC LSZH LC Uniboot/CS Connector Standard Polarity Ult IL 10m | PC | 1 | 1 | 1 | 1 | 102.88
61305678864 | FZ2RLUNZNNNM011 | OM4 2f 2mm PC LSZH LC Uniboot/CS Connect | OM4 2f 2mm PC LSZH LC Uniboot/CS Connector Standard Polarity Ult IL 11m | PC | 1 | 1 | 1 | 1 | 105.86
61305678865 | FZ2RLUNZNNNM012 | OM4 2f 2mm PC LSZH LC Uniboot/CS Connect | OM4 2f 2mm PC LSZH LC Uniboot/CS Connector Standard Polarity Ult IL 12m | PC | 1 | 1 | 1 | 1 | 108.82
61305678725 | FZ2RLUNZNNNM013 | OM4 2f 2mm PC LSZH LC Uniboot/CS Connect | OM4 2f 2mm PC LSZH LC Uniboot/CS Connector Standard Polarity Ult IL 13m | PC | 1 | 1 | 1 | 1 | 111.8
61305678726 | FZ2RLUNZNNNM014 | OM4 2f 2mm PC LSZH LC Uniboot/CS Connect | OM4 2f 2mm PC LSZH LC Uniboot/CS Connector Standard Polarity Ult IL 14m | PC | 1 | 1 | 1 | 1 | 114.78
61305678866 | FZ2RLUNZNNNM015 | OM4 2f 2mm PC LSZH LC Uniboot/CS Connect | OM4 2f 2mm PC LSZH LC Uniboot/CS Connector Standard Polarity Ult IL 15m | PC | 1 | 1 | 1 | 1 | 117.76
61305678867 | FZ2RLUNZNNNM016 | OM4 2f 2mm PC LSZH LC Uniboot/CS Connect | OM4 2f 2mm PC LSZH LC Uniboot/CS Connector Standard Polarity Ult IL 16m | PC | 1 | 1 | 1 | 1 | 120.74
61305678868 | FZ2RLUNZNNNM017 | OM4 2f 2mm PC LSZH LC Uniboot/CS Connect | OM4 2f 2mm PC LSZH LC Uniboot/CS Connector Standard Polarity Ult IL 17m | PC | 1 | 1 | 1 | 1 | 123.72
61305678869 | FZ2RLUNZNNNM018 | OM4 2f 2mm PC LSZH LC Uniboot/CS Connect | OM4 2f 2mm PC LSZH LC Uniboot/CS Connector Standard Polarity Ult IL 18m | PC | 1 | 1 | 1 | 1 | 126.7
61305678870 | FZ2RLUNZNNNM019 | OM4 2f 2mm PC LSZH LC Uniboot/CS Connect | OM4 2f 2mm PC LSZH LC Uniboot/CS Connector Standard Polarity Ult IL 19m | PC | 1 | 1 | 1 | 1 | 129.66
61305678871 | FZ2RLUNZNNNM020 | OM4 2f 2mm PC LSZH LC Uniboot/CS Connect | OM4 2f 2mm PC LSZH LC Uniboot/CS Connector Standard Polarity Ult IL 20m | PC | 1 | 1 | 1 | 1 | 132.64
61305678727 | FZ2RLUNZNNNM021 | OM4 2f 2mm PC LSZH LC Uniboot/CS Connect | OM4 2f 2mm PC LSZH LC Uniboot/CS Connector Standard Polarity Ult IL 21m | PC | 1 | 1 | 1 | 1 | 135.64
61305678872 | FZ2RLUNZNNNM022 | OM4 2f 2mm PC LSZH LC Uniboot/CS Connect | OM4 2f 2mm PC LSZH LC Uniboot/CS Connector Standard Polarity Ult IL 22m | PC | 1 | 1 | 1 | 1 | 138.62
61305678873 | FZ2RLUNZNNNM023 | OM4 2f 2mm PC LSZH LC Uniboot/CS Connect | OM4 2f 2mm PC LSZH LC Uniboot/CS Connector Standard Polarity Ult IL 23m | PC | 1 | 1 | 1 | 1 | 141.58
61305678874 | FZ2RLUNZNNNM024 | OM4 2f 2mm PC LSZH LC Uniboot/CS Connect | OM4 2f 2mm PC LSZH LC Uniboot/CS Connector Standard Polarity Ult IL 24m | PC | 1 | 1 | 1 | 1 | 144.56
61305678875 | FZ2RLUNZNNNM025 | OM4 2f 2mm PC LSZH LC Uniboot/CS Connect | OM4 2f 2mm PC LSZH LC Uniboot/CS Connector Standard Polarity Ult IL 25m | PC | 1 | 1 | 1 | 1 | 147.54
61305678876 | FZ2RLUNZNNNM026 | OM4 2f 2mm PC LSZH LC Uniboot/CS Connect | OM4 2f 2mm PC LSZH LC Uniboot/CS Connector Standard Polarity Ult IL 26m | PC | 1 | 1 | 1 | 1 | 150.5
61305678877 | FZ2RLUNZNNNM027 | OM4 2f 2mm PC LSZH LC Uniboot/CS Connect | OM4 2f 2mm PC LSZH LC Uniboot/CS Connector Standard Polarity Ult IL 27m | PC | 1 | 1 | 1 | 1 | 153.5
61305678878 | FZ2RLUNZNNNM028 | OM4 2f 2mm PC LSZH LC Uniboot/CS Connect | OM4 2f 2mm PC LSZH LC Uniboot/CS Connector Standard Polarity Ult IL 28m | PC | 1 | 1 | 1 | 1 | 156.48
61305678880 | FZ2RLUNZNNNM029 | OM4 2f 2mm PC LSZH LC Uniboot/CS Connect | OM4 2f 2mm PC LSZH LC Uniboot/CS Connector Standard Polarity Ult IL 29m | PC | 1 | 1 | 1 | 1 | 159.46
61305678879 | FZ2RLUNZNNNM030 | OM4 2f 2mm PC LSZH LC Uniboot/CS Connect | OM4 2f 2mm PC LSZH LC Uniboot/CS Connector Standard Polarity Ult IL 30m | PC | 1 | 1 | 1 | 1 | 162.42
61305678881 | FZ2RLUNZNNNM031 | OM4 2f 2mm PC LSZH LC Uniboot/CS Connect | OM4 2f 2mm PC LSZH LC Uniboot/CS Connector Standard Polarity Ult IL 31m | PC | 1 | 1 | 1 | 1 | 165.4
61305678882 | FZ2RLUNZNNNM032 | OM4 2f 2mm PC LSZH LC Uniboot/CS Connect | OM4 2f 2mm PC LSZH LC Uniboot/CS Connector Standard Polarity Ult IL 32m | PC | 1 | 1 | 1 | 1 | 168.38
61305678883 | FZ2RLUNZNNNM033 | OM4 2f 2mm PC LSZH LC Uniboot/CS Connect | OM4 2f 2mm PC LSZH LC Uniboot/CS Connector Standard Polarity Ult IL 33m | PC | 1 | 1 | 1 | 1 | 171.38
61305678884 | FZ2RLUNZNNNM034 | OM4 2f 2mm PC LSZH LC Uniboot/CS Connect | OM4 2f 2mm PC LSZH LC Uniboot/CS Connector Standard Polarity Ult IL 34m | PC | 1 | 1 | 1 | 1 | 174.34
61305678885 | FZ2RLUNZNNNM035 | OM4 2f 2mm PC LSZH LC Uniboot/CS Connect | OM4 2f 2mm PC LSZH LC Uniboot/CS Connector Standard Polarity Ult IL 35m | PC | 1 | 1 | 1 | 1 | 177.32
61305678728 | FZ2RLUNZNNNM036 | OM4 2f 2mm PC LSZH LC Uniboot/CS Connect | OM4 2f 2mm PC LSZH LC Uniboot/CS Connector Standard Polarity Ult IL 36m | PC | 1 | 1 | 1 | 1 | 180.3
61305678887 | FZ2RLUNZNNNM037 | OM4 2f 2mm PC LSZH LC Uniboot/CS Connect | OM4 2f 2mm PC LSZH LC Uniboot/CS Connector Standard Polarity Ult IL 37m | PC | 1 | 1 | 1 | 1 | 183.26
61305678889 | FZ2RLUNZNNNM038 | OM4 2f 2mm PC LSZH LC Uniboot/CS Connect | OM4 2f 2mm PC LSZH LC Uniboot/CS Connector Standard Polarity Ult IL 38m | PC | 1 | 1 | 1 | 1 | 186.26
61305678886 | FZ2RLUNZNNNM039 | OM4 2f 2mm PC LSZH LC Uniboot/CS Connect | OM4 2f 2mm PC LSZH LC Uniboot/CS Connector Standard Polarity Ult IL 39m | PC | 1 | 1 | 1 | 1 | 189.24
61305678888 | FZ2RLUNZNNNM040 | OM4 2f 2mm PC LSZH LC Uniboot/CS Connect | OM4 2f 2mm PC LSZH LC Uniboot/CS Connector Standard Polarity Ult IL 40m | PC | 1 | 1 | 1 | 1 | 192.22
61305678890 | FZ2RLUNZNNNM041 | OM4 2f 2mm PC LSZH LC Uniboot/CS Connect | OM4 2f 2mm PC LSZH LC Uniboot/CS Connector Standard Polarity Ult IL 41m | PC | 1 | 1 | 1 | 1 | 195.18
61305678891 | FZ2RLUNZNNNM042 | OM4 2f 2mm PC LSZH LC Uniboot/CS Connect | OM4 2f 2mm PC LSZH LC Uniboot/CS Connector Standard Polarity Ult IL 42m | PC | 1 | 1 | 1 | 1 | 198.16
61305678892 | FZ2RLUNZNNNM043 | OM4 2f 2mm PC LSZH LC Uniboot/CS Connect | OM4 2f 2mm PC LSZH LC Uniboot/CS Connector Standard Polarity Ult IL 43m | PC | 1 | 1 | 1 | 1 | 201.14
61305678893 | FZ2RLUNZNNNM044 | OM4 2f 2mm PC LSZH LC Uniboot/CS Connect | OM4 2f 2mm PC LSZH LC Uniboot/CS Connector Standard Polarity Ult IL 44m | PC | 1 | 1 | 1 | 1 | 204.14
61305678894 | FZ2RLUNZNNNM045 | OM4 2f 2mm PC LSZH LC Uniboot/CS Connect | OM4 2f 2mm PC LSZH LC Uniboot/CS Connector Standard Polarity Ult IL 45m | PC | 1 | 1 | 1 | 1 | 207.1
61305678895 | FZ2RLUNZNNNM046 | OM4 2f 2mm PC LSZH LC Uniboot/CS Connect | OM4 2f 2mm PC LSZH LC Uniboot/CS Connector Standard Polarity Ult IL 46m | PC | 1 | 1 | 1 | 1 | 210.08
61305678896 | FZ2RLUNZNNNM047 | OM4 2f 2mm PC LSZH LC Uniboot/CS Connect | OM4 2f 2mm PC LSZH LC Uniboot/CS Connector Standard Polarity Ult IL 47m | PC | 1 | 1 | 1 | 1 | 213.06
61305678897 | FZ2RLUNZNNNM048 | OM4 2f 2mm PC LSZH LC Uniboot/CS Connect | OM4 2f 2mm PC LSZH LC Uniboot/CS Connector Standard Polarity Ult IL 48m | PC | 1 | 1 | 1 | 1 | 216.02
61305678898 | FZ2RLUNZNNNM049 | OM4 2f 2mm PC LSZH LC Uniboot/CS Connect | OM4 2f 2mm PC LSZH LC Uniboot/CS Connector Standard Polarity Ult IL 49m | PC | 1 | 1 | 1 | 1 | 219
61305678899 | FZ2RLUNZNNNM050 | OM4 2f 2mm PC LSZH LC Uniboot/CS Connect | OM4 2f 2mm PC LSZH LC Uniboot/CS Connector Standard Polarity Ult IL 50m | PC | 1 | 1 | 1 | 1 | 222
61305678847 | FZ2RLUNZNNNM1.5 | OM4 2f 2mm PC LSZH LC Uniboot/CS Connect | OM4 2f 2mm PC LSZH LC Uniboot/CS Connector Standard Polarity Ult IL 1.5m | PC | 1 | 1 | 1 | 1 | 77.56
61305678848 | FZ2RLUNZNNNM2.5 | OM4 2f 2mm PC LSZH LC Uniboot/CS Connect | OM4 2f 2mm PC LSZH LC Uniboot/CS Connector Standard Polarity Ult IL 2.5m | PC | 1 | 1 | 1 | 1 | 80.54
61305678722 | FZ2RLUNZNNNM3.5 | OM4 2f 2mm PC LSZH LC Uniboot/CS Connect | OM4 2f 2mm PC LSZH LC Uniboot/CS Connector Standard Polarity Ult IL 3.5m | PC | 1 | 1 | 1 | 1 | 83.52
61305678849 | FZ2RLUNZNNNM4.5 | OM4 2f 2mm PC LSZH LC Uniboot/CS Connect | OM4 2f 2mm PC LSZH LC Uniboot/CS Connector Standard Polarity Ult IL 4.5m | PC | 1 | 1 | 1 | 1 | 86.48
61305678850 | FZ2RLUNZNNNM5.5 | OM4 2f 2mm PC LSZH LC Uniboot/CS Connect | OM4 2f 2mm PC LSZH LC Uniboot/CS Connector Standard Polarity Ult IL 5.5m | PC | 1 | 1 | 1 | 1 | 89.46
61305678723 | FZ2RLUNZNNNM6.5 | OM4 2f 2mm PC LSZH LC Uniboot/CS Connect | OM4 2f 2mm PC LSZH LC Uniboot/CS Connector Standard Polarity Ult IL 6.5m | PC | 1 | 1 | 1 | 1 | 92.46
61305678851 | FZ2RLUNZNNNM7.5 | OM4 2f 2mm PC LSZH LC Uniboot/CS Connect | OM4 2f 2mm PC LSZH LC Uniboot/CS Connector Standard Polarity Ult IL 7.5m | PC | 1 | 1 | 1 | 1 | 95.44
61305678724 | FZ2RLUNZNNNM8.5 | OM4 2f 2mm PC LSZH LC Uniboot/CS Connect | OM4 2f 2mm PC LSZH LC Uniboot/CS Connector Standard Polarity Ult IL 8.5m | PC | 1 | 1 | 1 | 1 | 98.4
61305678852 | FZ2RLUNZNNNM9.5 | OM4 2f 2mm PC LSZH LC Uniboot/CS Connect | OM4 2f 2mm PC LSZH LC Uniboot/CS Connector Standard Polarity Ult IL 9.5m | PC | 1 | 1 | 1 | 1 | 101.38
61305678900 | FZ2RLUNZNONM0.5 | OM4 2f 2mm PC LSZH LC Uniboot/CS Connect | OM4 2f 2mm PC LSZH LC Uniboot/CS Connector Standard Polarity Opt IL 0.5m | PC | 1 | 1 | 1 | 1 | 61.16
61305678910 | FZ2RLUNZNONM001 | OM4 2f 2mm PC LSZH LC Uniboot/CS Connect | OM4 2f 2mm PC LSZH LC Uniboot/CS Connector Standard Polarity Opt IL 1m | PC | 1 | 1 | 1 | 1 | 62.64
61305678911 | FZ2RLUNZNONM002 | OM4 2f 2mm PC LSZH LC Uniboot/CS Connect | OM4 2f 2mm PC LSZH LC Uniboot/CS Connector Standard Polarity Opt IL 2m | PC | 1 | 1 | 1 | 1 | 65.62
61305678912 | FZ2RLUNZNONM003 | OM4 2f 2mm PC LSZH LC Uniboot/CS Connect | OM4 2f 2mm PC LSZH LC Uniboot/CS Connector Standard Polarity Opt IL 3m | PC | 1 | 1 | 1 | 1 | 68.6
61305678913 | FZ2RLUNZNONM004 | OM4 2f 2mm PC LSZH LC Uniboot/CS Connect | OM4 2f 2mm PC LSZH LC Uniboot/CS Connector Standard Polarity Opt IL 4m | PC | 1 | 1 | 1 | 1 | 71.58
61305678914 | FZ2RLUNZNONM005 | OM4 2f 2mm PC LSZH LC Uniboot/CS Connect | OM4 2f 2mm PC LSZH LC Uniboot/CS Connector Standard Polarity Opt IL 5m | PC | 1 | 1 | 1 | 1 | 74.54
61305678915 | FZ2RLUNZNONM006 | OM4 2f 2mm PC LSZH LC Uniboot/CS Connect | OM4 2f 2mm PC LSZH LC Uniboot/CS Connector Standard Polarity Opt IL 6m | PC | 1 | 1 | 1 | 1 | 77.54
61305678916 | FZ2RLUNZNONM007 | OM4 2f 2mm PC LSZH LC Uniboot/CS Connect | OM4 2f 2mm PC LSZH LC Uniboot/CS Connector Standard Polarity Opt IL 7m | PC | 1 | 1 | 1 | 1 | 80.52
61305678917 | FZ2RLUNZNONM008 | OM4 2f 2mm PC LSZH LC Uniboot/CS Connect | OM4 2f 2mm PC LSZH LC Uniboot/CS Connector Standard Polarity Opt IL 8m | PC | 1 | 1 | 1 | 1 | 83.5
61305678918 | FZ2RLUNZNONM009 | OM4 2f 2mm PC LSZH LC Uniboot/CS Connect | OM4 2f 2mm PC LSZH LC Uniboot/CS Connector Standard Polarity Opt IL 9m | PC | 1 | 1 | 1 | 1 | 86.46
61305678919 | FZ2RLUNZNONM010 | OM4 2f 2mm PC LSZH LC Uniboot/CS Connect | OM4 2f 2mm PC LSZH LC Uniboot/CS Connector Standard Polarity Opt IL 10m | PC | 1 | 1 | 1 | 1 | 89.44
61305678920 | FZ2RLUNZNONM011 | OM4 2f 2mm PC LSZH LC Uniboot/CS Connect | OM4 2f 2mm PC LSZH LC Uniboot/CS Connector Standard Polarity Opt IL 11m | PC | 1 | 1 | 1 | 1 | 92.42
61305678921 | FZ2RLUNZNONM012 | OM4 2f 2mm PC LSZH LC Uniboot/CS Connect | OM4 2f 2mm PC LSZH LC Uniboot/CS Connector Standard Polarity Opt IL 12m | PC | 1 | 1 | 1 | 1 | 95.4
61305678922 | FZ2RLUNZNONM013 | OM4 2f 2mm PC LSZH LC Uniboot/CS Connect | OM4 2f 2mm PC LSZH LC Uniboot/CS Connector Standard Polarity Opt IL 13m | PC | 1 | 1 | 1 | 1 | 98.38
61305678923 | FZ2RLUNZNONM014 | OM4 2f 2mm PC LSZH LC Uniboot/CS Connect | OM4 2f 2mm PC LSZH LC Uniboot/CS Connector Standard Polarity Opt IL 14m | PC | 1 | 1 | 1 | 1 | 101.36
61305678924 | FZ2RLUNZNONM015 | OM4 2f 2mm PC LSZH LC Uniboot/CS Connect | OM4 2f 2mm PC LSZH LC Uniboot/CS Connector Standard Polarity Opt IL 15m | PC | 1 | 1 | 1 | 1 | 104.34
61305678925 | FZ2RLUNZNONM016 | OM4 2f 2mm PC LSZH LC Uniboot/CS Connect | OM4 2f 2mm PC LSZH LC Uniboot/CS Connector Standard Polarity Opt IL 16m | PC | 1 | 1 | 1 | 1 | 107.3
61305678926 | FZ2RLUNZNONM017 | OM4 2f 2mm PC LSZH LC Uniboot/CS Connect | OM4 2f 2mm PC LSZH LC Uniboot/CS Connector Standard Polarity Opt IL 17m | PC | 1 | 1 | 1 | 1 | 110.3
61305678927 | FZ2RLUNZNONM018 | OM4 2f 2mm PC LSZH LC Uniboot/CS Connect | OM4 2f 2mm PC LSZH LC Uniboot/CS Connector Standard Polarity Opt IL 18m | PC | 1 | 1 | 1 | 1 | 113.28
61305678928 | FZ2RLUNZNONM019 | OM4 2f 2mm PC LSZH LC Uniboot/CS Connect | OM4 2f 2mm PC LSZH LC Uniboot/CS Connector Standard Polarity Opt IL 19m | PC | 1 | 1 | 1 | 1 | 116.26
61305678929 | FZ2RLUNZNONM020 | OM4 2f 2mm PC LSZH LC Uniboot/CS Connect | OM4 2f 2mm PC LSZH LC Uniboot/CS Connector Standard Polarity Opt IL 20m | PC | 1 | 1 | 1 | 1 | 119.22
61305678930 | FZ2RLUNZNONM021 | OM4 2f 2mm PC LSZH LC Uniboot/CS Connect | OM4 2f 2mm PC LSZH LC Uniboot/CS Connector Standard Polarity Opt IL 21m | PC | 1 | 1 | 1 | 1 | 122.2
61305678931 | FZ2RLUNZNONM022 | OM4 2f 2mm PC LSZH LC Uniboot/CS Connect | OM4 2f 2mm PC LSZH LC Uniboot/CS Connector Standard Polarity Opt IL 22m | PC | 1 | 1 | 1 | 1 | 125.18
61305678932 | FZ2RLUNZNONM023 | OM4 2f 2mm PC LSZH LC Uniboot/CS Connect | OM4 2f 2mm PC LSZH LC Uniboot/CS Connector Standard Polarity Opt IL 23m | PC | 1 | 1 | 1 | 1 | 128.16
61305678933 | FZ2RLUNZNONM024 | OM4 2f 2mm PC LSZH LC Uniboot/CS Connect | OM4 2f 2mm PC LSZH LC Uniboot/CS Connector Standard Polarity Opt IL 24m | PC | 1 | 1 | 1 | 1 | 131.14
61305678934 | FZ2RLUNZNONM025 | OM4 2f 2mm PC LSZH LC Uniboot/CS Connect | OM4 2f 2mm PC LSZH LC Uniboot/CS Connector Standard Polarity Opt IL 25m | PC | 1 | 1 | 1 | 1 | 134.12
61305678935 | FZ2RLUNZNONM026 | OM4 2f 2mm PC LSZH LC Uniboot/CS Connect | OM4 2f 2mm PC LSZH LC Uniboot/CS Connector Standard Polarity Opt IL 26m | PC | 1 | 1 | 1 | 1 | 137.1
61305678936 | FZ2RLUNZNONM027 | OM4 2f 2mm PC LSZH LC Uniboot/CS Connect | OM4 2f 2mm PC LSZH LC Uniboot/CS Connector Standard Polarity Opt IL 27m | PC | 1 | 1 | 1 | 1 | 140.06
61305678937 | FZ2RLUNZNONM028 | OM4 2f 2mm PC LSZH LC Uniboot/CS Connect | OM4 2f 2mm PC LSZH LC Uniboot/CS Connector Standard Polarity Opt IL 28m | PC | 1 | 1 | 1 | 1 | 143.04
61305678938 | FZ2RLUNZNONM029 | OM4 2f 2mm PC LSZH LC Uniboot/CS Connect | OM4 2f 2mm PC LSZH LC Uniboot/CS Connector Standard Polarity Opt IL 29m | PC | 1 | 1 | 1 | 1 | 146.04
61305678939 | FZ2RLUNZNONM030 | OM4 2f 2mm PC LSZH LC Uniboot/CS Connect | OM4 2f 2mm PC LSZH LC Uniboot/CS Connector Standard Polarity Opt IL 30m | PC | 1 | 1 | 1 | 1 | 149.02
61305678940 | FZ2RLUNZNONM031 | OM4 2f 2mm PC LSZH LC Uniboot/CS Connect | OM4 2f 2mm PC LSZH LC Uniboot/CS Connector Standard Polarity Opt IL 31m | PC | 1 | 1 | 1 | 1 | 151.98
61305678941 | FZ2RLUNZNONM032 | OM4 2f 2mm PC LSZH LC Uniboot/CS Connect | OM4 2f 2mm PC LSZH LC Uniboot/CS Connector Standard Polarity Opt IL 32m | PC | 1 | 1 | 1 | 1 | 154.96
61305678942 | FZ2RLUNZNONM033 | OM4 2f 2mm PC LSZH LC Uniboot/CS Connect | OM4 2f 2mm PC LSZH LC Uniboot/CS Connector Standard Polarity Opt IL 33m | PC | 1 | 1 | 1 | 1 | 157.94
61305678943 | FZ2RLUNZNONM034 | OM4 2f 2mm PC LSZH LC Uniboot/CS Connect | OM4 2f 2mm PC LSZH LC Uniboot/CS Connector Standard Polarity Opt IL 34m | PC | 1 | 1 | 1 | 1 | 160.9
61305678944 | FZ2RLUNZNONM035 | OM4 2f 2mm PC LSZH LC Uniboot/CS Connect | OM4 2f 2mm PC LSZH LC Uniboot/CS Connector Standard Polarity Opt IL 35m | PC | 1 | 1 | 1 | 1 | 163.9
61305678945 | FZ2RLUNZNONM036 | OM4 2f 2mm PC LSZH LC Uniboot/CS Connect | OM4 2f 2mm PC LSZH LC Uniboot/CS Connector Standard Polarity Opt IL 36m | PC | 1 | 1 | 1 | 1 | 166.88
61305678946 | FZ2RLUNZNONM037 | OM4 2f 2mm PC LSZH LC Uniboot/CS Connect | OM4 2f 2mm PC LSZH LC Uniboot/CS Connector Standard Polarity Opt IL 37m | PC | 1 | 1 | 1 | 1 | 169.86
61305678947 | FZ2RLUNZNONM038 | OM4 2f 2mm PC LSZH LC Uniboot/CS Connect | OM4 2f 2mm PC LSZH LC Uniboot/CS Connector Standard Polarity Opt IL 38m | PC | 1 | 1 | 1 | 1 | 172.82
61305678948 | FZ2RLUNZNONM039 | OM4 2f 2mm PC LSZH LC Uniboot/CS Connect | OM4 2f 2mm PC LSZH LC Uniboot/CS Connector Standard Polarity Opt IL 39m | PC | 1 | 1 | 1 | 1 | 175.8
61305678949 | FZ2RLUNZNONM040 | OM4 2f 2mm PC LSZH LC Uniboot/CS Connect | OM4 2f 2mm PC LSZH LC Uniboot/CS Connector Standard Polarity Opt IL 40m | PC | 1 | 1 | 1 | 1 | 178.78
61305678950 | FZ2RLUNZNONM041 | OM4 2f 2mm PC LSZH LC Uniboot/CS Connect | OM4 2f 2mm PC LSZH LC Uniboot/CS Connector Standard Polarity Opt IL 41m | PC | 1 | 1 | 1 | 1 | 181.78
61305678952 | FZ2RLUNZNONM042 | OM4 2f 2mm PC LSZH LC Uniboot/CS Connect | OM4 2f 2mm PC LSZH LC Uniboot/CS Connector Standard Polarity Opt IL 42m | PC | 1 | 1 | 1 | 1 | 184.74
61305678951 | FZ2RLUNZNONM043 | OM4 2f 2mm PC LSZH LC Uniboot/CS Connect | OM4 2f 2mm PC LSZH LC Uniboot/CS Connector Standard Polarity Opt IL 43m | PC | 1 | 1 | 1 | 1 | 187.72
61305678953 | FZ2RLUNZNONM044 | OM4 2f 2mm PC LSZH LC Uniboot/CS Connect | OM4 2f 2mm PC LSZH LC Uniboot/CS Connector Standard Polarity Opt IL 44m | PC | 1 | 1 | 1 | 1 | 190.7
61305678954 | FZ2RLUNZNONM045 | OM4 2f 2mm PC LSZH LC Uniboot/CS Connect | OM4 2f 2mm PC LSZH LC Uniboot/CS Connector Standard Polarity Opt IL 45m | PC | 1 | 1 | 1 | 1 | 193.66
61305678955 | FZ2RLUNZNONM046 | OM4 2f 2mm PC LSZH LC Uniboot/CS Connect | OM4 2f 2mm PC LSZH LC Uniboot/CS Connector Standard Polarity Opt IL 46m | PC | 1 | 1 | 1 | 1 | 196.64
61305678956 | FZ2RLUNZNONM047 | OM4 2f 2mm PC LSZH LC Uniboot/CS Connect | OM4 2f 2mm PC LSZH LC Uniboot/CS Connector Standard Polarity Opt IL 47m | PC | 1 | 1 | 1 | 1 | 199.64
61305678957 | FZ2RLUNZNONM048 | OM4 2f 2mm PC LSZH LC Uniboot/CS Connect | OM4 2f 2mm PC LSZH LC Uniboot/CS Connector Standard Polarity Opt IL 48m | PC | 1 | 1 | 1 | 1 | 202.62
61305678958 | FZ2RLUNZNONM049 | OM4 2f 2mm PC LSZH LC Uniboot/CS Connect | OM4 2f 2mm PC LSZH LC Uniboot/CS Connector Standard Polarity Opt IL 49m | PC | 1 | 1 | 1 | 1 | 205.58
61305678959 | FZ2RLUNZNONM050 | OM4 2f 2mm PC LSZH LC Uniboot/CS Connect | OM4 2f 2mm PC LSZH LC Uniboot/CS Connector Standard Polarity Opt IL 50m | PC | 1 | 1 | 1 | 1 | 208.56
61305678901 | FZ2RLUNZNONM1.5 | OM4 2f 2mm PC LSZH LC Uniboot/CS Connect | OM4 2f 2mm PC LSZH LC Uniboot/CS Connector Standard Polarity Opt IL 1.5m | PC | 1 | 10 | 1 | 1 | 64.12
61305678902 | FZ2RLUNZNONM2.5 | OM4 2f 2mm PC LSZH LC Uniboot/CS Connect | OM4 2f 2mm PC LSZH LC Uniboot/CS Connector Standard Polarity Opt IL 2.5m | PC | 1 | 10 | 1 | 1 | 67.12
61305678903 | FZ2RLUNZNONM3.5 | OM4 2f 2mm PC LSZH LC Uniboot/CS Connect | OM4 2f 2mm PC LSZH LC Uniboot/CS Connector Standard Polarity Opt IL 3.5m | PC | 1 | 10 | 1 | 1 | 70.1
61305678904 | FZ2RLUNZNONM4.5 | OM4 2f 2mm PC LSZH LC Uniboot/CS Connect | OM4 2f 2mm PC LSZH LC Uniboot/CS Connector Standard Polarity Opt IL 4.5m | PC | 1 | 10 | 1 | 1 | 73.08
61305678905 | FZ2RLUNZNONM5.5 | OM4 2f 2mm PC LSZH LC Uniboot/CS Connect | OM4 2f 2mm PC LSZH LC Uniboot/CS Connector Standard Polarity Opt IL 5.5m | PC | 1 | 10 | 1 | 1 | 76.04
61305678906 | FZ2RLUNZNONM6.5 | OM4 2f 2mm PC LSZH LC Uniboot/CS Connect | OM4 2f 2mm PC LSZH LC Uniboot/CS Connector Standard Polarity Opt IL 6.5m | PC | 1 | 10 | 1 | 1 | 79.02
61305678907 | FZ2RLUNZNONM7.5 | OM4 2f 2mm PC LSZH LC Uniboot/CS Connect | OM4 2f 2mm PC LSZH LC Uniboot/CS Connector Standard Polarity Opt IL 7.5m | PC | 1 | 10 | 1 | 1 | 82
61305678908 | FZ2RLUNZNONM8.5 | OM4 2f 2mm PC LSZH LC Uniboot/CS Connect | OM4 2f 2mm PC LSZH LC Uniboot/CS Connector Standard Polarity Opt IL 8.5m | PC | 1 | 10 | 1 | 1 | 84.98
61305678909 | FZ2RLUNZNONM9.5 | OM4 2f 2mm PC LSZH LC Uniboot/CS Connect | OM4 2f 2mm PC LSZH LC Uniboot/CS Connector Standard Polarity Opt IL 9.5m | PC | 1 | 10 | 1 | 1 | 87.96
61305679249 | FZ2RPUNZNNNF001 | OM4 2f 2mm Hybrid PC OFNP LC Uniboot/CS | OM4 2f 2mm Hybrid PC OFNP LC Uniboot/CS Connector Standard Polarity Ult IL 1f | PC | 1 | 10 | 1 | 1 | 63.6
61305679250 | FZ2RPUNZNNNF002 | OM4 2f 2mm Hybrid PC OFNP LC Uniboot/CS | OM4 2f 2mm Hybrid PC OFNP LC Uniboot/CS Connector Standard Polarity Ult IL 2f | PC | 1 | 10 | 1 | 1 | 64.54
61305679251 | FZ2RPUNZNNNF003 | OM4 2f 2mm Hybrid PC OFNP LC Uniboot/CS | OM4 2f 2mm Hybrid PC OFNP LC Uniboot/CS Connector Standard Polarity Ult IL 3f | PC | 1 | 10 | 1 | 1 | 65.5
61305679252 | FZ2RPUNZNNNF004 | OM4 2f 2mm Hybrid PC OFNP LC Uniboot/CS | OM4 2f 2mm Hybrid PC OFNP LC Uniboot/CS Connector Standard Polarity Ult IL 4f | PC | 1 | 10 | 1 | 1 | 66.46
61305679253 | FZ2RPUNZNNNF005 | OM4 2f 2mm Hybrid PC OFNP LC Uniboot/CS | OM4 2f 2mm Hybrid PC OFNP LC Uniboot/CS Connector Standard Polarity Ult IL 5f | PC | 1 | 10 | 1 | 1 | 67.42
61305679254 | FZ2RPUNZNNNF006 | OM4 2f 2mm Hybrid PC OFNP LC Uniboot/CS | OM4 2f 2mm Hybrid PC OFNP LC Uniboot/CS Connector Standard Polarity Ult IL 6f | PC | 1 | 10 | 1 | 1 | 68.34
61305679255 | FZ2RPUNZNNNF007 | OM4 2f 2mm Hybrid PC OFNP LC Uniboot/CS | OM4 2f 2mm Hybrid PC OFNP LC Uniboot/CS Connector Standard Polarity Ult IL 7f | PC | 1 | 10 | 1 | 1 | 69.3
61305679256 | FZ2RPUNZNNNF008 | OM4 2f 2mm Hybrid PC OFNP LC Uniboot/CS | OM4 2f 2mm Hybrid PC OFNP LC Uniboot/CS Connector Standard Polarity Ult IL 8f | PC | 1 | 10 | 1 | 1 | 70.26
61305679257 | FZ2RPUNZNNNF009 | OM4 2f 2mm Hybrid PC OFNP LC Uniboot/CS | OM4 2f 2mm Hybrid PC OFNP LC Uniboot/CS Connector Standard Polarity Ult IL 9f | PC | 1 | 10 | 1 | 1 | 71.22
61305679258 | FZ2RPUNZNNNF010 | OM4 2f 2mm Hybrid PC OFNP LC Uniboot/CS | OM4 2f 2mm Hybrid PC OFNP LC Uniboot/CS Connector Standard Polarity Ult IL 10f | PC | 1 | 10 | 1 | 1 | 72.16
61305679259 | FZ2RPUNZNNNF011 | OM4 2f 2mm Hybrid PC OFNP LC Uniboot/CS | OM4 2f 2mm Hybrid PC OFNP LC Uniboot/CS Connector Standard Polarity Ult IL 11f | PC | 1 | 10 | 1 | 1 | 73.12
61305679260 | FZ2RPUNZNNNF012 | OM4 2f 2mm Hybrid PC OFNP LC Uniboot/CS | OM4 2f 2mm Hybrid PC OFNP LC Uniboot/CS Connector Standard Polarity Ult IL 12f | PC | 1 | 10 | 1 | 1 | 74.06
61305679261 | FZ2RPUNZNNNF013 | OM4 2f 2mm Hybrid PC OFNP LC Uniboot/CS | OM4 2f 2mm Hybrid PC OFNP LC Uniboot/CS Connector Standard Polarity Ult IL 13f | PC | 1 | 10 | 1 | 1 | 75.02
61305679262 | FZ2RPUNZNNNF014 | OM4 2f 2mm Hybrid PC OFNP LC Uniboot/CS | OM4 2f 2mm Hybrid PC OFNP LC Uniboot/CS Connector Standard Polarity Ult IL 14f | PC | 1 | 10 | 1 | 1 | 75.96
61305679263 | FZ2RPUNZNNNF015 | OM4 2f 2mm Hybrid PC OFNP LC Uniboot/CS | OM4 2f 2mm Hybrid PC OFNP LC Uniboot/CS Connector Standard Polarity Ult IL 15f | PC | 1 | 10 | 1 | 1 | 76.92
61305679264 | FZ2RPUNZNNNF016 | OM4 2f 2mm Hybrid PC OFNP LC Uniboot/CS | OM4 2f 2mm Hybrid PC OFNP LC Uniboot/CS Connector Standard Polarity Ult IL 16f | PC | 1 | 10 | 1 | 1 | 77.88
61305679265 | FZ2RPUNZNNNF017 | OM4 2f 2mm Hybrid PC OFNP LC Uniboot/CS | OM4 2f 2mm Hybrid PC OFNP LC Uniboot/CS Connector Standard Polarity Ult IL 17f | PC | 1 | 10 | 1 | 1 | 78.82
61305679266 | FZ2RPUNZNNNF018 | OM4 2f 2mm Hybrid PC OFNP LC Uniboot/CS | OM4 2f 2mm Hybrid PC OFNP LC Uniboot/CS Connector Standard Polarity Ult IL 18f | PC | 1 | 10 | 1 | 1 | 79.76
61305679268 | FZ2RPUNZNNNF019 | OM4 2f 2mm Hybrid PC OFNP LC Uniboot/CS | OM4 2f 2mm Hybrid PC OFNP LC Uniboot/CS Connector Standard Polarity Ult IL 19f | PC | 1 | 10 | 1 | 1 | 80.72
61305679270 | FZ2RPUNZNNNF020 | OM4 2f 2mm Hybrid PC OFNP LC Uniboot/CS | OM4 2f 2mm Hybrid PC OFNP LC Uniboot/CS Connector Standard Polarity Ult IL 20f | PC | 1 | 10 | 1 | 1 | 81.68
61305679271 | FZ2RPUNZNNNF021 | OM4 2f 2mm Hybrid PC OFNP LC Uniboot/CS | OM4 2f 2mm Hybrid PC OFNP LC Uniboot/CS Connector Standard Polarity Ult IL 21f | PC | 1 | 10 | 1 | 1 | 82.62
61305679272 | FZ2RPUNZNNNF022 | OM4 2f 2mm Hybrid PC OFNP LC Uniboot/CS | OM4 2f 2mm Hybrid PC OFNP LC Uniboot/CS Connector Standard Polarity Ult IL 22f | PC | 1 | 10 | 1 | 1 | 83.58
61305679273 | FZ2RPUNZNNNF023 | OM4 2f 2mm Hybrid PC OFNP LC Uniboot/CS | OM4 2f 2mm Hybrid PC OFNP LC Uniboot/CS Connector Standard Polarity Ult IL 23f | PC | 1 | 10 | 1 | 1 | 84.54
61305679267 | FZ2RPUNZNNNF024 | OM4 2f 2mm Hybrid PC OFNP LC Uniboot/CS | OM4 2f 2mm Hybrid PC OFNP LC Uniboot/CS Connector Standard Polarity Ult IL 24f | PC | 1 | 10 | 1 | 1 | 85.46
61305679269 | FZ2RPUNZNNNF025 | OM4 2f 2mm Hybrid PC OFNP LC Uniboot/CS | OM4 2f 2mm Hybrid PC OFNP LC Uniboot/CS Connector Standard Polarity Ult IL 25f | PC | 1 | 10 | 1 | 1 | 86.42
61305679224 | FZ2RPUNZNONF001 | OM4 2f 2mm Hybrid PC OFNP LC Uniboot/CS | OM4 2f 2mm Hybrid PC OFNP LC Uniboot/CS Connector Standard Polarity Opt IL 1f | PC | 1 | 10 | 1 | 1 | 60.62
61305679225 | FZ2RPUNZNONF002 | OM4 2f 2mm Hybrid PC OFNP LC Uniboot/CS | OM4 2f 2mm Hybrid PC OFNP LC Uniboot/CS Connector Standard Polarity Opt IL 2f | PC | 1 | 10 | 1 | 1 | 61.56
61305679226 | FZ2RPUNZNONF003 | OM4 2f 2mm Hybrid PC OFNP LC Uniboot/CS | OM4 2f 2mm Hybrid PC OFNP LC Uniboot/CS Connector Standard Polarity Opt IL 3f | PC | 1 | 10 | 1 | 1 | 62.52
61305679227 | FZ2RPUNZNONF004 | OM4 2f 2mm Hybrid PC OFNP LC Uniboot/CS | OM4 2f 2mm Hybrid PC OFNP LC Uniboot/CS Connector Standard Polarity Opt IL 4f | PC | 1 | 10 | 1 | 1 | 63.48
61305679228 | FZ2RPUNZNONF005 | OM4 2f 2mm Hybrid PC OFNP LC Uniboot/CS | OM4 2f 2mm Hybrid PC OFNP LC Uniboot/CS Connector Standard Polarity Opt IL 5f | PC | 1 | 10 | 1 | 1 | 64.42
61305679229 | FZ2RPUNZNONF006 | OM4 2f 2mm Hybrid PC OFNP LC Uniboot/CS | OM4 2f 2mm Hybrid PC OFNP LC Uniboot/CS Connector Standard Polarity Opt IL 6f | PC | 1 | 10 | 1 | 1 | 65.38
61305679230 | FZ2RPUNZNONF007 | OM4 2f 2mm Hybrid PC OFNP LC Uniboot/CS | OM4 2f 2mm Hybrid PC OFNP LC Uniboot/CS Connector Standard Polarity Opt IL 7f | PC | 1 | 10 | 1 | 1 | 66.34
61305679231 | FZ2RPUNZNONF008 | OM4 2f 2mm Hybrid PC OFNP LC Uniboot/CS | OM4 2f 2mm Hybrid PC OFNP LC Uniboot/CS Connector Standard Polarity Opt IL 8f | PC | 1 | 10 | 1 | 1 | 67.26
61305679232 | FZ2RPUNZNONF009 | OM4 2f 2mm Hybrid PC OFNP LC Uniboot/CS | OM4 2f 2mm Hybrid PC OFNP LC Uniboot/CS Connector Standard Polarity Opt IL 9f | PC | 1 | 10 | 1 | 1 | 68.22
61305679233 | FZ2RPUNZNONF010 | OM4 2f 2mm Hybrid PC OFNP LC Uniboot/CS | OM4 2f 2mm Hybrid PC OFNP LC Uniboot/CS Connector Standard Polarity Opt IL 10f | PC | 1 | 10 | 1 | 1 | 69.18
61305679234 | FZ2RPUNZNONF011 | OM4 2f 2mm Hybrid PC OFNP LC Uniboot/CS | OM4 2f 2mm Hybrid PC OFNP LC Uniboot/CS Connector Standard Polarity Opt IL 11f | PC | 1 | 10 | 1 | 1 | 70.14
61305679235 | FZ2RPUNZNONF012 | OM4 2f 2mm Hybrid PC OFNP LC Uniboot/CS | OM4 2f 2mm Hybrid PC OFNP LC Uniboot/CS Connector Standard Polarity Opt IL 12f | PC | 1 | 10 | 1 | 1 | 71.08
61305679236 | FZ2RPUNZNONF013 | OM4 2f 2mm Hybrid PC OFNP LC Uniboot/CS | OM4 2f 2mm Hybrid PC OFNP LC Uniboot/CS Connector Standard Polarity Opt IL 13f | PC | 1 | 10 | 1 | 1 | 72.04
61305679237 | FZ2RPUNZNONF014 | OM4 2f 2mm Hybrid PC OFNP LC Uniboot/CS | OM4 2f 2mm Hybrid PC OFNP LC Uniboot/CS Connector Standard Polarity Opt IL 14f | PC | 1 | 10 | 1 | 1 | 72.98
61305679238 | FZ2RPUNZNONF015 | OM4 2f 2mm Hybrid PC OFNP LC Uniboot/CS | OM4 2f 2mm Hybrid PC OFNP LC Uniboot/CS Connector Standard Polarity Opt IL 15f | PC | 1 | 10 | 1 | 1 | 73.94
61305679239 | FZ2RPUNZNONF016 | OM4 2f 2mm Hybrid PC OFNP LC Uniboot/CS | OM4 2f 2mm Hybrid PC OFNP LC Uniboot/CS Connector Standard Polarity Opt IL 16f | PC | 1 | 10 | 1 | 1 | 74.88
61305679240 | FZ2RPUNZNONF017 | OM4 2f 2mm Hybrid PC OFNP LC Uniboot/CS | OM4 2f 2mm Hybrid PC OFNP LC Uniboot/CS Connector Standard Polarity Opt IL 17f | PC | 1 | 10 | 1 | 1 | 75.84
61305679241 | FZ2RPUNZNONF018 | OM4 2f 2mm Hybrid PC OFNP LC Uniboot/CS | OM4 2f 2mm Hybrid PC OFNP LC Uniboot/CS Connector Standard Polarity Opt IL 18f | PC | 1 | 10 | 1 | 1 | 76.8
61305679242 | FZ2RPUNZNONF019 | OM4 2f 2mm Hybrid PC OFNP LC Uniboot/CS | OM4 2f 2mm Hybrid PC OFNP LC Uniboot/CS Connector Standard Polarity Opt IL 19f | PC | 1 | 10 | 1 | 1 | 77.72
61305679243 | FZ2RPUNZNONF020 | OM4 2f 2mm Hybrid PC OFNP LC Uniboot/CS | OM4 2f 2mm Hybrid PC OFNP LC Uniboot/CS Connector Standard Polarity Opt IL 20f | PC | 1 | 10 | 1 | 1 | 78.68
61305679244 | FZ2RPUNZNONF021 | OM4 2f 2mm Hybrid PC OFNP LC Uniboot/CS | OM4 2f 2mm Hybrid PC OFNP LC Uniboot/CS Connector Standard Polarity Opt IL 21f | PC | 1 | 10 | 1 | 1 | 79.64
61305679245 | FZ2RPUNZNONF022 | OM4 2f 2mm Hybrid PC OFNP LC Uniboot/CS | OM4 2f 2mm Hybrid PC OFNP LC Uniboot/CS Connector Standard Polarity Opt IL 22f | PC | 1 | 10 | 1 | 1 | 80.6
61305679246 | FZ2RPUNZNONF023 | OM4 2f 2mm Hybrid PC OFNP LC Uniboot/CS | OM4 2f 2mm Hybrid PC OFNP LC Uniboot/CS Connector Standard Polarity Opt IL 23f | PC | 1 | 10 | 1 | 1 | 81.54
61305679247 | FZ2RPUNZNONF024 | OM4 2f 2mm Hybrid PC OFNP LC Uniboot/CS | OM4 2f 2mm Hybrid PC OFNP LC Uniboot/CS Connector Standard Polarity Opt IL 24f | PC | 1 | 10 | 1 | 1 | 82.5
61305679248 | FZ2RPUNZNONF025 | OM4 2f 2mm Hybrid PC OFNP LC Uniboot/CS | OM4 2f 2mm Hybrid PC OFNP LC Uniboot/CS Connector Standard Polarity Opt IL 25f | PC | 1 | 10 | 1 | 1 | 83.44
07498392345 | PED896B1 | PRDoor,PC,STL,52RU,94inx8in,BLK,EA | The Panduit® PatchRunner® High-capacity Vertical Cable Manager Door protects cables in the vertical channel with a professional, clean aesthetic. Not only can the door be opened to the left or right for easy access, but the push-to-close door provides vis | PC | 1 | 1 | 1 | 1 | 640.06
07498397896 | PZAEWM3 | ZnCblng,ActWallMntEncl,EA | The PanZone® Active Wall Mount Enclosure is designed to provide an efficient and cost-effective way to deploy cabling systems in open office architecture environments, mounting equipment vertically. The enclosure provides a compact, secure, and economical | PC | 1 | 1 | 1 | 1 | 1477.3
61305631287 | PANMPO-TOOL | PanMPO Pin Extraction Tool | PanMPO™ Pin Extraction Tool. | PC | 1 | 1 | 1 | 1 | 2.8
61305675558 | FZTCN5NNNONM001 | OM4 12f Ribbon Assembly, MPO Female to P | OM4, 12 Fiber Bare Ribbon Pigtail Assembly, MPO Female to Pigtail, Standard Polarity, Standard Insertion Loss - 1 meter | PC | 1 | 1 | 1 | 1 | 199.68
61305675553 | FZTCN7NNNONM001 | OM4 12f Ribbon Assembly, PanMPO Female t | OM4, 12 Fiber Bare Ribbon Pigtail Assembly, PanMPO Female to Pigtail, Standard Polarity, Standard Insertion Loss - 1 meter | PC | 1 | 1 | 1 | 1 | 199.68
61305675562 | FZTCN5NNNONM002 | OM4 12f Ribbon Assembly, MPO Female to P | OM4, 12 Fiber Bare Ribbon Pigtail Assembly, MPO Female to Pigtail, Standard Polarity, Standard Insertion Loss - 2 meters | PC | 1 | 1 | 1 | 1 | 203.84
61305675556 | FZTCN7NNNONM002 | OM4 12f Ribbon Assembly, PanMPO Female t | OM4, 12 Fiber Bare Ribbon Pigtail Assembly, PanMPO Female to Pigtail, Standard Polarity, Standard Insertion Loss - 2 meters | PC | 1 | 1 | 1 | 1 | 203.84
61305675563 | FZTCN5NNNONM003 | OM4 12f Ribbon Assembly, MPO Female to P | OM4, 12 Fiber Bare Ribbon Pigtail Assembly, MPO Female to Pigtail, Standard Polarity, Standard Insertion Loss - 3 meters | PC | 1 | 1 | 1 | 1 | 208
61305675557 | FZTCN7NNNONM003 | OM4 12f Ribbon Assembly, PanMPO Female t | OM4, 12 Fiber Bare Ribbon Pigtail Assembly, PanMPO Female to Pigtail, Standard Polarity, Standard Insertion Loss - 3 meters | PC | 1 | 1 | 1 | 1 | 208
07498395630 | FXTSR37NNSNM001 | 12-fiber OM3 Indoor Trunk Riser SC Simpl | 12 fiber OM3 indoor trunk cable assembly, riser (OFNR) rated, SC simplex to Pigtail Std IL, with no pulling eye, 1 meters. | PC | 1 | 1 | 1 | 1 | 241.84
07498395646 | FXTSR37NNSNM002 | 12-fiber OM3 Indoor Trunk Riser SC Simpl | 12 fiber OM3 indoor trunk cable assembly, riser (OFNR) rated, SC simplex to Pigtail Std IL, with no pulling eye, 2 meters. | PC | 1 | 1 | 1 | 1 | 255.78
07498395602 | FXTSR17NNSNM001 | 12-fiber OM3 Indoor Trunk Riser LC Simpl | 12 fiber OM3 indoor trunk cable assembly, riser (OFNR) rated,LC simplex to pigtail Std IL, with no pulling eye, 1 meters. | PC | 1 | 1 | 1 | 1 | 266.02
07498395647 | FXTSR37NNSNM003 | 12-fiber OM3 Indoor Trunk Riser SC Simpl | 12 fiber OM3 indoor trunk cable assembly, riser (OFNR) rated, SC simplex to Pigtail Std IL, with no pulling eye, 3 meters. | PC | 1 | 1 | 1 | 1 | 269.68
07498395642 | FXTSR17NNSNM002 | 12-fiber OM3 Indoor Trunk Riser LC Simpl | 12 fiber OM3 indoor trunk cable assembly, riser (OFNR) rated,LC simplex to pigtail Std IL, with no pulling eye, 2 meters. | PC | 1 | 1 | 1 | 1 | 281.34
07498395643 | FXTSR17NNSNM003 | 12-fiber OM3 Indoor Trunk Riser LC Simpl | 12 fiber OM3 indoor trunk cable assembly, riser (OFNR) rated,LC simplex to pigtail Std IL, with no pulling eye, 3 meters. | PC | 1 | 1 | 1 | 1 | 296.64
61305617470 | FZ8RPJNJNXNF003 | OM48-Fbr,Intrc,PLEM,AQ,3ft,MtdA,EA | OM4 8 fiber, Interconnect, Plenum, PanMPO Female to PanMPO Female, Method A, Optimized IL, 3 Feet, Aqua | PC | 1 | 1 | 1 | 1 | 433.7
61305617569 | FZ8RPJNJNYNF003 | OM48-Fbr,Intrc,PLEM,AQ,3ft,MtdB,EA | OM4 8 fiber, Interconnect, Plenum, PanMPO Female to PanMPO Female, Method B, Optimized IL, 3 Feet, Aqua | PC | 1 | 1 | 1 | 1 | 433.7
61305617667 | FZ8RLJNJNXNM001 | OM48-Fbr,Intrc,LSZH,PanMPO,AQ,1M,MtdA,RL | OM4 8 fiber, Interconnect, LSZH, PanMPO Female to PanMPO Female, Method A, Optimized IL, 1 Meters, Aqua | PC | 1 | 1 | 1 | 1 | 434.1
61305617697 | FZ8RLJNJNYNM001 | OM48-Fbr,Intrc,LSZH,PanMPO,AQ,1M,MtdB,RL | OM4 8 fiber, Interconnect, LSZH, PanMPO Female to PanMPO Female, Method B, Optimized IL, 1 Meters, Aqua | PC | 1 | 1 | 1 | 1 | 434.1
61305617472 | FZ8RPJNJNXNF004 | OM48-Fbr,Intrc,PLEM,AQ,4ft,MtdA,EA | OM4 8 fiber, Interconnect, Plenum, PanMPO Female to PanMPO Female, Method A, Optimized IL, 4 Feet, Aqua | PC | 1 | 1 | 1 | 1 | 437.04
61305617570 | FZ8RPJNJNYNF004 | OM48-Fbr,Intrc,PLEM,AQ,4ft,MtdB,EA | OM4 8 fiber, Interconnect, Plenum, PanMPO Female to PanMPO Female, Method B, Optimized IL, 4 Feet, Aqua | PC | 1 | 1 | 1 | 1 | 437.04
61305617473 | FZ8RPJNJNXNF005 | OM48-Fbr,Intrc,PLEM,AQ,5ft,MtdA,EA | OM4 8 fiber, Interconnect, Plenum, PanMPO Female to PanMPO Female, Method A, Optimized IL, 5 Feet, Aqua | PC | 1 | 1 | 1 | 1 | 440.38
61305617571 | FZ8RPJNJNYNF005 | OM48-Fbr,Intrc,PLEM,AQ,5ft,MtdB,EA | OM4 8 fiber, Interconnect, Plenum, PanMPO Female to PanMPO Female, Method B, Optimized IL, 5 Feet, Aqua | PC | 1 | 1 | 1 | 1 | 440.38
61305617474 | FZ8RPJNJNXNF006 | OM48-Fbr,Intrc,PLEM,AQ,6ft,MtdA,EA | OM4 8 fiber, Interconnect, Plenum, PanMPO Female to PanMPO Female, Method A, Optimized IL, 6 Feet, Aqua | PC | 1 | 1 | 1 | 1 | 443.72
61305617572 | FZ8RPJNJNYNF006 | OM48-Fbr,Intrc,PLEM,AQ,6ft,MtdB,EA | OM4 8 fiber, Interconnect, Plenum, PanMPO Female to PanMPO Female, Method B, Optimized IL, 6 Feet, Aqua | PC | 1 | 1 | 1 | 1 | 443.72
61305617668 | FZ8RLJNJNXNM002 | OM48-Fbr,Intrc,LSZH,PanMPO,AQ,2M,MtdA,RL | OM4 8 fiber, Interconnect, LSZH, PanMPO Female to PanMPO Female, Method A, Optimized IL, 2 Meters, Aqua | PC | 1 | 1 | 1 | 1 | 444.5
61305617698 | FZ8RLJNJNYNM002 | OM48-Fbr,Intrc,LSZH,PanMPO,AQ,2M,MtdB,RL | OM4 8 fiber, Interconnect, LSZH, PanMPO Female to PanMPO Female, Method B, Optimized IL, 2 Meters, Aqua | PC | 1 | 1 | 1 | 1 | 444.5
61305617475 | FZ8RPJNJNXNF007 | OM48-Fbr,Intrc,PLEM,AQ,7ft,MtdA,EA | OM4 8 fiber, Interconnect, Plenum, PanMPO Female to PanMPO Female, Method A, Optimized IL, 7 Feet, Aqua | PC | 1 | 1 | 1 | 1 | 447.04
61305617573 | FZ8RPJNJNYNF007 | OM48-Fbr,Intrc,PLEM,AQ,7ft,MtdB,EA | OM4 8 fiber, Interconnect, Plenum, PanMPO Female to PanMPO Female, Method B, Optimized IL, 7 Feet, Aqua | PC | 1 | 1 | 1 | 1 | 447.04
61305617476 | FZ8RPJNJNXNF008 | OM48-Fbr,Intrc,PLEM,AQ,8ft,MtdA,EA | OM4 8 fiber, Interconnect, Plenum, PanMPO Female to PanMPO Female, Method A, Optimized IL, 8 Feet, Aqua | PC | 1 | 1 | 1 | 1 | 450.38
61305617574 | FZ8RPJNJNYNF008 | OM48-Fbr,Intrc,PLEM,AQ,8ft,MtdB,EA | OM4 8 fiber, Interconnect, Plenum, PanMPO Female to PanMPO Female, Method B, Optimized IL, 8 Feet, Aqua | PC | 1 | 1 | 1 | 1 | 450.38
61305617477 | FZ8RPJNJNXNF009 | OM48-Fbr,Intrc,PLEM,AQ,9ft,MtdA,EA | OM4 8 fiber, Interconnect, Plenum, PanMPO Female to PanMPO Female, Method A, Optimized IL, 9 Feet, Aqua | PC | 1 | 1 | 1 | 1 | 453.74
61305617575 | FZ8RPJNJNYNF009 | OM48-Fbr,Intrc,PLEM,AQ,9ft,MtdB,EA | OM4 8 fiber, Interconnect, Plenum, PanMPO Female to PanMPO Female, Method B, Optimized IL, 9 Feet, Aqua | PC | 1 | 1 | 1 | 1 | 453.74
61305617669 | FZ8RLJNJNXNM003 | OM48-Fbr,Intrc,LSZH,PanMPO,AQ,3M,MtdA,RL | OM4 8 fiber, Interconnect, LSZH, PanMPO Female to PanMPO Female, Method A, Optimized IL, 3 Meters, Aqua | PC | 1 | 1 | 1 | 1 | 454.88
61305617699 | FZ8RLJNJNYNM003 | OM48-Fbr,Intrc,LSZH,PanMPO,AQ,3M,MtdB,RL | OM4 8 fiber, Interconnect, LSZH, PanMPO Female to PanMPO Female, Method B, Optimized IL, 3 Meters, Aqua | PC | 1 | 1 | 1 | 1 | 454.88
61305617478 | FZ8RPJNJNXNF010 | OM48-Fbr,Intrc,PLEM,AQ,10ft,MtdA,EA | OM4 8 fiber, Interconnect, Plenum, PanMPO Female to PanMPO Female, Method A, Optimized IL, 10 Feet, Aqua | PC | 1 | 1 | 1 | 1 | 457.06
61305617576 | FZ8RPJNJNYNF010 | OM48-Fbr,Intrc,PLEM,AQ,10ft,MtdB,EA | OM4 8 fiber, Interconnect, Plenum, PanMPO Female to PanMPO Female, Method B, Optimized IL, 10 Feet, Aqua | PC | 1 | 1 | 1 | 1 | 457.06
61305617479 | FZ8RPJNJNXNF011 | OM48-Fbr,Intrc,PLEM,AQ,11ft,MtdA,EA | OM4 8 fiber, Interconnect, Plenum, PanMPO Female to PanMPO Female, Method A, Optimized IL, 11 Feet, Aqua | PC | 1 | 1 | 1 | 1 | 460.4
61305617577 | FZ8RPJNJNYNF011 | OM48-Fbr,Intrc,PLEM,AQ,11ft,MtdB,EA | OM4 8 fiber, Interconnect, Plenum, PanMPO Female to PanMPO Female, Method B, Optimized IL, 11 Feet, Aqua | PC | 1 | 1 | 1 | 1 | 460.4
61305617480 | FZ8RPJNJNXNF012 | OM48-Fbr,Intrc,PLEM,AQ,12ft,MtdA,EA | OM4 8 fiber, Interconnect, Plenum, PanMPO Female to PanMPO Female, Method A, Optimized IL, 12 Feet, Aqua | PC | 1 | 1 | 1 | 1 | 463.76
61305617578 | FZ8RPJNJNYNF012 | OM48-Fbr,Intrc,PLEM,AQ,12ft,MtdB,EA | OM4 8 fiber, Interconnect, Plenum, PanMPO Female to PanMPO Female, Method B, Optimized IL, 12 Feet, Aqua | PC | 1 | 1 | 1 | 1 | 463.76
61305617670 | FZ8RLJNJNXNM004 | OM48-Fbr,Intrc,LSZH,PanMPO,AQ,4M,MtdA,RL | OM4 8 fiber, Interconnect, LSZH, PanMPO Female to PanMPO Female, Method A, Optimized IL, 4 Meters, Aqua | PC | 1 | 1 | 1 | 1 | 465.3
61305617700 | FZ8RLJNJNYNM004 | OM48-Fbr,Intrc,LSZH,PanMPO,AQ,4M,MtdB,RL | OM4 8 fiber, Interconnect, LSZH, PanMPO Female to PanMPO Female, Method B, Optimized IL, 4 Meters, Aqua | PC | 1 | 1 | 1 | 1 | 465.3
61305617481 | FZ8RPJNJNXNF013 | OM48-Fbr,Intrc,PLEM,AQ,13ft,MtdA,EA | OM4 8 fiber, Interconnect, Plenum, PanMPO Female to PanMPO Female, Method A, Optimized IL, 13 Feet, Aqua | PC | 1 | 1 | 1 | 1 | 467.08
61305617579 | FZ8RPJNJNYNF013 | OM48-Fbr,Intrc,PLEM,AQ,13ft,MtdB,EA | OM4 8 fiber, Interconnect, Plenum, PanMPO Female to PanMPO Female, Method B, Optimized IL, 13 Feet, Aqua | PC | 1 | 1 | 1 | 1 | 467.08
61305617482 | FZ8RPJNJNXNF014 | OM48-Fbr,Intrc,PLEM,AQ,14ft,MtdA,EA | OM4 8 fiber, Interconnect, Plenum, PanMPO Female to PanMPO Female, Method A, Optimized IL, 14 Feet, Aqua | PC | 1 | 1 | 1 | 1 | 470.44
61305617580 | FZ8RPJNJNYNF014 | OM48-Fbr,Intrc,PLEM,AQ,14ft,MtdB,EA | OM4 8 fiber, Interconnect, Plenum, PanMPO Female to PanMPO Female, Method B, Optimized IL, 14 Feet, Aqua | PC | 1 | 1 | 1 | 1 | 470.44
61305617483 | FZ8RPJNJNXNF015 | OM48-Fbr,Intrc,PLEM,AQ,15ft,MtdA,EA | OM4 8 fiber, Interconnect, Plenum, PanMPO Female to PanMPO Female, Method A, Optimized IL, 15 Feet, Aqua | PC | 1 | 1 | 1 | 1 | 473.76
61305617581 | FZ8RPJNJNYNF015 | OM48-Fbr,Intrc,PLEM,AQ,15ft,MtdB,EA | OM4 8 fiber, Interconnect, Plenum, PanMPO Female to PanMPO Female, Method B, Optimized IL, 15 Feet, Aqua | PC | 1 | 1 | 1 | 1 | 473.76
61305617671 | FZ8RLJNJNXNM005 | OM48-Fbr,Intrc,LSZH,PanMPO,AQ,5M,MtdA,RL | OM4 8 fiber, Interconnect, LSZH, PanMPO Female to PanMPO Female, Method A, Optimized IL, 5 Meters, Aqua | PC | 1 | 1 | 1 | 1 | 475.7
61305617701 | FZ8RLJNJNYNM005 | OM48-Fbr,Intrc,LSZH,PanMPO,AQ,5M,MtdB,RL | OM4 8 fiber, Interconnect, LSZH, PanMPO Female to PanMPO Female, Method B, Optimized IL, 5 Meters, Aqua | PC | 1 | 1 | 1 | 1 | 475.7
61305617484 | FZ8RPJNJNXNF016 | OM48-Fbr,Intrc,PLEM,AQ,16ft,MtdA,EA | OM4 8 fiber, Interconnect, Plenum, PanMPO Female to PanMPO Female, Method A, Optimized IL, 16 Feet, Aqua | PC | 1 | 1 | 1 | 1 | 477.08
61305617582 | FZ8RPJNJNYNF016 | OM48-Fbr,Intrc,PLEM,AQ,16ft,MtdB,EA | OM4 8 fiber, Interconnect, Plenum, PanMPO Female to PanMPO Female, Method B, Optimized IL, 16 Feet, Aqua | PC | 1 | 1 | 1 | 1 | 477.08
07498357461 | FZTRP7N7NANF001 | Interconnect,12CT,OM4,MPO-MPO,A,1Ft. | OM4 12 fiber, PanMPO interconnect cable assembly, plenum rated (OFNP), PanMPO Female To PanMPO Female, Method A, Std IL with no pulling eye, Aqua, 1 ft | PC | 1 | 1 | 1 | 1 | 479.16
61305636598 | FZTRP7N7NBNF001 | OM4 12f Interconnect OFNP PanMPO F/PanMP |  | PC | 1 | 1 | 1 | 1 | 479.2
61305617485 | FZ8RPJNJNXNF017 | OM48-Fbr,Intrc,PLEM,AQ,17ft,MtdA,EA | OM4 8 fiber, Interconnect, Plenum, PanMPO Female to PanMPO Female, Method A, Optimized IL, 17 Feet, Aqua | PC | 1 | 1 | 1 | 1 | 480.44
61305617583 | FZ8RPJNJNYNF017 | OM48-Fbr,Intrc,PLEM,AQ,17ft,MtdB,EA | OM4 8 fiber, Interconnect, Plenum, PanMPO Female to PanMPO Female, Method B, Optimized IL, 17 Feet, Aqua | PC | 1 | 1 | 1 | 1 | 480.44
07498357462 | FZTRP7N7NANF002 | Interconnect,12CT,OM4,MPO-MPO,A,2Ft. | OM4 12 fiber, PanMPO interconnect cable assembly, plenum rated (OFNP), PanMPO Female To PanMPO Female, Method A, Std IL with no pulling eye, Aqua, 2 ft | PC | 1 | 1 | 1 | 1 | 483.62
61305617486 | FZ8RPJNJNXNF018 | OM48-Fbr,Intrc,PLEM,AQ,18ft,MtdA,EA | OM4 8 fiber, Interconnect, Plenum, PanMPO Female to PanMPO Female, Method A, Optimized IL, 18 Feet, Aqua | PC | 1 | 1 | 1 | 1 | 483.78
61305617584 | FZ8RPJNJNYNF018 | OM48-Fbr,Intrc,PLEM,AQ,18ft,MtdB,EA | OM4 8 fiber, Interconnect, Plenum, PanMPO Female to PanMPO Female, Method B, Optimized IL, 18 Feet, Aqua | PC | 1 | 1 | 1 | 1 | 483.78
61305617672 | FZ8RLJNJNXNM006 | OM48-Fbr,Intrc,LSZH,PanMPO,AQ,6M,MtdA,RL | OM4 8 fiber, Interconnect, LSZH, PanMPO Female to PanMPO Female, Method A, Optimized IL, 6 Meters, Aqua | PC | 1 | 1 | 1 | 1 | 486.12
61305617702 | FZ8RLJNJNYNM006 | OM48-Fbr,Intrc,LSZH,PanMPO,AQ,6M,MtdB,RL | OM4 8 fiber, Interconnect, LSZH, PanMPO Female to PanMPO Female, Method B, Optimized IL, 6 Meters, Aqua | PC | 1 | 1 | 1 | 1 | 486.12
61305617487 | FZ8RPJNJNXNF019 | OM48-Fbr,Intrc,PLEM,AQ,19ft,MtdA,EA | OM4 8 fiber, Interconnect, Plenum, PanMPO Female to PanMPO Female, Method A, Optimized IL, 19 Feet, Aqua | PC | 1 | 1 | 1 | 1 | 487.12
61305617585 | FZ8RPJNJNYNF019 | OM48-Fbr,Intrc,PLEM,AQ,19ft,MtdB,EA | OM4 8 fiber, Interconnect, Plenum, PanMPO Female to PanMPO Female, Method B, Optimized IL, 19 Feet, Aqua | PC | 1 | 1 | 1 | 1 | 487.12
61305632236 | FZTRP5N5NBNF004 | OM4 12f Interconnect OFNP MPO F/MPO F Ty |  | PC | 1 | 1 | 1 | 1 | 487.42
07498391381 | FZTRP5N5NANF003 | OM4,12-Fiber,PLEM,MPO/F-MPO/F,3ft | OM4 12 fiber, interconnect cable assembly, plenum (OFNP) rated, MPO female to MPO female, Method A Std IL, with no pulling eye 3 ft | PC | 1 | 1 | 1 | 1 | 488.06
61305629555 | FZTRP5N5NBNF003 | OM4 12f Interconnect OFNP MPO F/MPO F Ty |  | PC | 1 | 1 | 1 | 1 | 488.06
07498357463 | FZTRP7N7NANF003 | Interconnect,12CT,OM4,MPO-MPO,A,3Ft. | OM4 12 fiber, PanMPO interconnect cable assembly, plenum rated (OFNP), PanMPO Female To PanMPO Female, Method A, Std IL with no pulling eye, Aqua, 3 ft | PC | 1 | 1 | 1 | 1 | 488.06
61305626211 | FZTRP7N7NBNF003 | OM4 12f Interconnect OFNP PanMPO F/PanMP |  | PC | 1 | 1 | 1 | 1 | 488.06
61305629625 | FZTRL5N5NBNM001 | OM4 12f Interconnect LSZH MPO F/MPO F Ty |  | PC | 1 | 1 | 1 | 1 | 488.58
07498389737 | FZTRL5N5NANM001 | OM4,12-Fiber,LSZH,MPO/Fm-MPO/Fm,1M | OM4 12 fiber, interconnect cable assembly, low smoke zero halogen (LSZH) rated, MPO female to MPO female, Method A Std IL with no pulling eye, Aqua, 1 meter | PC | 1 | 1 | 1 | 1 | 488.6
07498359395 | FZTRL7N7NANM001 | OM4,12-Fiber,LSZH,PMPOf-PMPOf,A,1M | OM4 12 fiber, PanMPO interconnect cable assembly, low smoke zero halogen (LSZH), PanMPO Female To PanMPO Female, method A, Std IL with no pulling eye, Aqua, 1 meter | PC | 1 | 1 | 1 | 1 | 488.6
07498387307 | FZTRL7N7NBNM001 | OM4,12-Fiber,LSZH,PMPOf-PMPOf,B,StdIL,1M | OM4 12 fiber interconnect cable assembly Low Smoke Zero Halogen (LSZH), PanMPO female to PanMPO female, Method B Std IL with no pulling eye | PC | 1 | 1 | 1 | 1 | 488.6
61305629527 | FZTRP5N5NBNM001 | OM4 12f Interconnect OFNP MPO F/MPO F Ty |  | PC | 1 | 1 | 1 | 1 | 489.3
07498393321 | FZTRP5N5NANM001 | OM4 12 Fiber Interconnect Plenum MPO Fem | OM4 12-fiber, interconnect cable assembly, plenum (OFNP) rated, MPO female to MPO female, Method A Std. IL, with no pulling eye - 1 meter. | PC | 1 | 1 | 1 | 1 | 489.32
07498361009 | FZTRP7N7NANM001 | OM4,12-Fiber,PanMPO/F-PanMPO/F,1M | OM4 12 fiber, PanMPO interconnect cable assembly, plenum rated (OFNP), PanMPO Female To PanMPO Female, Method A, Std IL, with no pulling eye, Aqua, 1 meter | PC | 1 | 1 | 1 | 1 | 489.32
07498387296 | FZTRP7N7NBNM001 | OM4,12-Fiber,PLEM,PMPOf-PMPOf,1M,RL | OM4 12 fiber interconnect cable assembly, plenum (OFNP) rated, PanMPO female to PanMPO female, Method B Std IL with no pulling eye, Aqua, 1 meter | PC | 1 | 1 | 1 | 1 | 489.32
61305617488 | FZ8RPJNJNXNF020 | OM48-Fbr,Intrc,PLEM,AQ,20ft,MtdA,EA | OM4 8 fiber, Interconnect, Plenum, PanMPO Female to PanMPO Female, Method A, Optimized IL, 20 Feet, Aqua | PC | 1 | 1 | 1 | 1 | 490.46
61305617586 | FZ8RPJNJNYNF020 | OM48-Fbr,Intrc,PLEM,AQ,20ft,MtdB,EA | OM4 8 fiber, Interconnect, Plenum, PanMPO Female to PanMPO Female, Method B, Optimized IL, 20 Feet, Aqua | PC | 1 | 1 | 1 | 1 | 490.46
61305634149 | FZTRP7N7NBNF004 | OM4 12f Interconnect OFNP PanMPO F/PanMP |  | PC | 1 | 1 | 1 | 1 | 492.5
07498391434 | FZTRP5N5NANF004 | OM4,12-Fiber,PLEM,MPO/F-MPO/F,4ft | OM4 12 fiber, interconnect cable assembly, plenum (OFNP) rated, MPO female to MPO female, Method A Std IL, with no pulling eye 4 ft | PC | 1 | 1 | 1 | 1 | 492.52
07498357464 | FZTRP7N7NANF004 | Interconnect,12CT,OM4,MPO-MPO,A,4Ft. | OM4 12 fiber, PanMPO interconnect cable assembly, plenum rated (OFNP), PanMPO Female To PanMPO Female, Method A, Std IL with no pulling eye, Aqua, 4 ft | PC | 1 | 1 | 1 | 1 | 492.52
61305632087 | FZTRP5N5NBNF006 | OM4 12f Interconnect OFNP MPO F/MPO F Ty |  | PC | 1 | 1 | 1 | 1 | 493.76
61305617489 | FZ8RPJNJNXNF021 | OM48-Fbr,Intrc,PLEM,AQ,21ft,MtdA,EA | OM4 8 fiber, Interconnect, Plenum, PanMPO Female to PanMPO Female, Method A, Optimized IL, 21 Feet, Aqua | PC | 1 | 1 | 1 | 1 | 493.82
61305617587 | FZ8RPJNJNYNF021 | OM48-Fbr,Intrc,PLEM,AQ,21ft,MtdB,EA | OM4 8 fiber, Interconnect, Plenum, PanMPO Female to PanMPO Female, Method B, Optimized IL, 21 Feet, Aqua | PC | 1 | 1 | 1 | 1 | 493.82
61305617673 | FZ8RLJNJNXNM007 | OM48-Fbr,Intrc,LSZH,PanMPO,AQ,7M,MtdA,RL | OM4 8 fiber, Interconnect, LSZH, PanMPO Female to PanMPO Female, Method A, Optimized IL, 7 Meters, Aqua | PC | 1 | 1 | 1 | 1 | 496.52
61305617703 | FZ8RLJNJNYNM007 | OM48-Fbr,Intrc,LSZH,PanMPO,AQ,7M,MtdB,RL | OM4 8 fiber, Interconnect, LSZH, PanMPO Female to PanMPO Female, Method B, Optimized IL, 7 Meters, Aqua | PC | 1 | 1 | 1 | 1 | 496.52
61305629553 | FZTRP5N5NBNF005 | OM4 12f Interconnect OFNP MPO F/MPO F Ty |  | PC | 1 | 1 | 1 | 1 | 496.94
61305626212 | FZTRP7N7NBNF005 | OM4 12f Interconnect OFNP PanMPO F/PanMP |  | PC | 1 | 1 | 1 | 1 | 496.94
07498391470 | FZTRP5N5NANF005 | OM4,12-Fiber,PLEM,MPO/F-MPO/F,5ft | OM4 12 fiber, interconnect cable assembly, plenum (OFNP) rated, MPO female to MPO female, Method A Std IL, with no pulling eye 5 ft | PC | 1 | 1 | 1 | 1 | 496.98
07498357466 | FZTRP7N7NANF005 | Interconnect,12CT,OM4,MPO-MPO,A,5Ft. | OM4 12 fiber, PanMPO interconnect cable assembly, plenum rated (OFNP), PanMPO Female To PanMPO Female, Method A, Std IL with no pulling eye, Aqua, 5 ft | PC | 1 | 1 | 1 | 1 | 496.98
61305617490 | FZ8RPJNJNXNF022 | OM48-Fbr,Intrc,PLEM,AQ,22ft,MtdA,EA | OM4 8 fiber, Interconnect, Plenum, PanMPO Female to PanMPO Female, Method A, Optimized IL, 22 Feet, Aqua | PC | 1 | 1 | 1 | 1 | 497.14
61305617588 | FZ8RPJNJNYNF022 | OM48-Fbr,Intrc,PLEM,AQ,22ft,MtdB,EA | OM4 8 fiber, Interconnect, Plenum, PanMPO Female to PanMPO Female, Method B, Optimized IL, 22 Feet, Aqua | PC | 1 | 1 | 1 | 1 | 497.14
61305632239 | FZTRP5N5NBNF008 | OM4 12f Interconnect OFNP MPO F/MPO F Ty |  | PC | 1 | 1 | 1 | 1 | 500.1
61305617491 | FZ8RPJNJNXNF023 | OM48-Fbr,Intrc,PLEM,AQ,23ft,MtdA,EA | OM4 8 fiber, Interconnect, Plenum, PanMPO Female to PanMPO Female, Method A, Optimized IL, 23 Feet, Aqua | PC | 1 | 1 | 1 | 1 | 500.48
61305617589 | FZ8RPJNJNYNF023 | OM48-Fbr,Intrc,PLEM,AQ,23ft,MtdB,EA | OM4 8 fiber, Interconnect, Plenum, PanMPO Female to PanMPO Female, Method B, Optimized IL, 23 Feet, Aqua | PC | 1 | 1 | 1 | 1 | 500.48
61305634138 | FZTRP7N7NBNF006 | OM4 12f Interconnect OFNP PanMPO F/PanMP |  | PC | 1 | 1 | 1 | 1 | 501.36
07498391484 | FZTRP5N5NANF006 | OM4,12-Fiber,PLEM,MPO/F-MPO/F,6ft | OM4 12 fiber, interconnect cable assembly, plenum (OFNP) rated, MPO female to MPO female, Method A Std IL, with no pulling eye 6 ft | PC | 1 | 1 | 1 | 1 | 501.42
07498357477 | FZTRP7N7NANF006 | Interconnect,12CT,OM4,MPO-MPO,A,6Ft. | OM4 12 fiber, PanMPO interconnect cable assembly, plenum rated (OFNP), PanMPO Female To PanMPO Female, Method A, Std IL with no pulling eye, Aqua, 6 ft | PC | 1 | 1 | 1 | 1 | 501.42
61305629622 | FZTRL5N5NBNM002 | OM4 12f Interconnect LSZH MPO F/MPO F Ty |  | PC | 1 | 1 | 1 | 1 | 502.38
07498389738 | FZTRL5N5NANM002 | OM4,12-Fiber,LSZH,MPO/Fm-MPO/Fm,2M | OM4 12 fiber, interconnect cable assembly, low smoke zero halogen (LSZH) rated, MPO female to MPO female, Method A Std IL with no pulling eye, Aqua, 2 meters | PC | 1 | 1 | 1 | 1 | 502.46
07498359396 | FZTRL7N7NANM002 | OM4,12-Fiber,LSZH,PMPOf-PMPOf,A,2M | This 12 fiber cable assembly is an OM4 interconnect cable assembly. It is Low Smoke Zero Halogen (LSZH) rated and features PanMPO Female to PanMPO Female connectors. It is aqua, 2 meters in length and has Method A standard insertion loss with no pulling e | PC | 1 | 1 | 1 | 1 | 502.46
07498387309 | FZTRL7N7NBNM002 | OM412-FiberInterc,LSZH,2M,RL | OM4 12 fiber interconnect cable assembly Low Smoke Zero Halogen ( LSZH), PanMPO female to PanMPO female, Method B Std IL with no pulling eye, 2 meters. | PC | 1 | 1 | 1 | 1 | 502.46
61305636578 | FZTRP7N7NXNF001 | OM4 12f Interconnect OFNP PanMPO F/PanMP |  | PC | 1 | 1 | 1 | 1 | 502.92
61305632088 | FZTRP5N5NBNF009 | OM4 12f Interconnect OFNP MPO F/MPO F Ty |  | PC | 1 | 1 | 1 | 1 | 503.26
61305617492 | FZ8RPJNJNXNF024 | OM48-Fbr,Intrc,PLEM,AQ,24ft,MtdA,EA | OM4 8 fiber, Interconnect, Plenum, PanMPO Female to PanMPO Female, Method A, Optimized IL, 24 Feet, Aqua | PC | 1 | 1 | 1 | 1 | 503.8
61305617590 | FZ8RPJNJNYNF024 | OM48-Fbr,Intrc,PLEM,AQ,24ft,MtdB,EA | OM4 8 fiber, Interconnect, Plenum, PanMPO Female to PanMPO Female, Method B, Optimized IL, 24 Feet, Aqua | PC | 1 | 1 | 1 | 1 | 503.8
07498393322 | FZTRP5N5NANM002 | OM4 12 Fiber Interconnect Plenum MPO Fem | OM4 12-fiber, interconnect cable assembly, plenum (OFNP) rated, MPO female to MPO female, Method A Std. IL, with no pulling eye - 2 meters. | PC | 1 | 1 | 1 | 1 | 503.92
07498361010 | FZTRP7N7NANM002 | OM4,12-Fiber,PanMPO/F-PanMPO/F,2M | OM4 12 fiber, PanMPO interconnect cable assembly, plenum rated (OFNP), PanMPO Female To PanMPO Female, Method A, Std IL, with no pulling eye, Aqua, 2 meters | PC | 1 | 1 | 1 | 1 | 503.92
07498387298 | FZTRP7N7NBNM002 | OM4 12f Interconnect OFNP PanMPO F/PanMP | OM4 12 fiber interconnect cable assembly, plenum (OFNP) rated, PanMPO female to PanMPO female, Method B Std IL with no pulling eye, 2 meters. | PC | 1 | 1 | 1 | 1 | 503.92
61305629550 | FZTRP5N5NBNF007 | OM4 12f Interconnect OFNP MPO F/MPO F Ty |  | PC | 1 | 1 | 1 | 1 | 505.8
07498391485 | FZTRP5N5NANF007 | OM4,12-Fiber,PLEM,MPO/F-MPO/F,7ft | OM4 12 fiber, interconnect cable assembly, plenum (OFNP) rated, MPO female to MPO female, Method A Std IL, with no pulling eye 7 ft | PC | 1 | 1 | 1 | 1 | 505.88
07498357482 | FZTRP7N7NANF007 | Interconnect,12CT,OM4,MPO-MPO,A,7Ft. | OM4 12 fiber, PanMPO interconnect cable assembly, plenum rated (OFNP), PanMPO Female To PanMPO Female, Method A, Std IL with no pulling eye, Aqua, 7 ft | PC | 1 | 1 | 1 | 1 | 505.88
61305600522 | FZTRP7N7NBNF007 | OM4 12f Interconnect OFNP PanMPO F/PanMP | OM4 12 Fiber Interconnect Plenum PanMPO Female To PanMPO Female Method B Std. IL with no Pulling Eye - 7 Feet | PC | 1 | 1 | 1 | 1 | 505.88
61305617674 | FZ8RLJNJNXNM008 | OM48-Fbr,Intrc,LSZH,PanMPO,AQ,8M,MtdA,RL | OM4 8 fiber, Interconnect, LSZH, PanMPO Female to PanMPO Female, Method A, Optimized IL, 8 Meters, Aqua | PC | 1 | 1 | 1 | 1 | 506.92
61305617704 | FZ8RLJNJNYNM008 | OM48-Fbr,Intrc,LSZH,PanMPO,AQ,8M,MtdB,RL | OM4 8 fiber, Interconnect, LSZH, PanMPO Female to PanMPO Female, Method B, Optimized IL, 8 Meters, Aqua | PC | 1 | 1 | 1 | 1 | 506.92
61305617493 | FZ8RPJNJNXNF025 | OM48-Fbr,Intrc,PLEM,AQ,25ft,MtdA,EA | OM4 8 fiber, Interconnect, Plenum, PanMPO Female to PanMPO Female, Method A, Optimized IL, 25 Feet, Aqua | PC | 1 | 1 | 1 | 1 | 507.14
61305617591 | FZ8RPJNJNYNF025 | OM48-Fbr,Intrc,PLEM,AQ,25ft,MtdB,EA | OM4 8 fiber, Interconnect, Plenum, PanMPO Female to PanMPO Female, Method B, Optimized IL, 25 Feet, Aqua | PC | 1 | 1 | 1 | 1 | 507.14
61305636599 | FZTRP7N7NXNF002 | OM4 12f Interconnect OFNP PanMPO F/PanMP |  | PC | 1 | 1 | 1 | 1 | 507.38
61305632794 | FZTRP5N5NXNF003 | OM4 12f Interconnect OFNP MPO F/MPO F Ty |  | PC | 1 | 1 | 1 | 1 | 508
61305633305 | FZTRP5N5NYNF003 | OM4 12f Interconnect OFNP MPO F/MPO F Ty |  | PC | 1 | 1 | 1 | 1 | 508
61305632240 | FZTRP5N5NBNF011 | OM4 12f Interconnect OFNP MPO F/MPO F Ty |  | PC | 1 | 1 | 1 | 1 | 509.6
61305601225 | FZTRP7N7NBNF008 | OM4 12f Interconnect OFNP PanMPO F/PanMP |  | PC | 1 | 1 | 1 | 1 | 510.22
07498391572 | FZTRP5N5NANF008 | OM4,12-Fiber,PLEM,MPO/F-MPO/F,8ft | OM4 12 fiber, interconnect cable assembly, plenum (OFNP) rated, MPO female to MPO female, Method A Std IL, with no pulling eye 8 ft | PC | 1 | 1 | 1 | 1 | 510.32
07498357492 | FZTRP7N7NANF008 | Interconnect,12CT,OM4,MPO-MPO,A,8Ft. | OM4 12 fiber, PanMPO interconnect cable assembly, plenum rated (OFNP), PanMPO Female To PanMPO Female, Method A, Std IL with no pulling eye, Aqua, 8 ft | PC | 1 | 1 | 1 | 1 | 510.32
61305617494 | FZ8RPJNJNXNF026 | OM48-Fbr,Intrc,PLEM,AQ,26ft,MtdA,EA | OM4 8 fiber, Interconnect, Plenum, PanMPO Female to PanMPO Female, Method A, Optimized IL, 26 Feet, Aqua | PC | 1 | 1 | 1 | 1 | 510.5
61305617592 | FZ8RPJNJNYNF026 | OM48-Fbr,Intrc,PLEM,AQ,26ft,MtdB,EA | OM4 8 fiber, Interconnect, Plenum, PanMPO Female to PanMPO Female, Method B, Optimized IL, 26 Feet, Aqua | PC | 1 | 1 | 1 | 1 | 510.5
61305632795 | FZTRP5N5NXNF004 | OM4 12f Interconnect OFNP MPO F/MPO F Ty |  | PC | 1 | 1 | 1 | 1 | 511.16
61305633306 | FZTRP5N5NYNF004 | OM4 12f Interconnect OFNP MPO F/MPO F Ty |  | PC | 1 | 1 | 1 | 1 | 511.16
61305600620 | FZTRP7N7NXNF003 | OM4 12f Interconnect OFNP PanMPO F/PanMP | OM4 12 Fiber Interconnect Plenum PanMPO Female To PanMPO Female Method A Optimized IL with no Pulling Eye - 3 Feet | PC | 1 | 1 | 1 | 1 | 511.8
61305629442 | FZTRP7N7NYNF003 | OM4 12f Interconnect OFNP PanMPO F/PanMP |  | PC | 1 | 1 | 1 | 1 | 511.8
07498369850 | FZTRL7N7NXNM001 | OM4,12-Fiber,LSZH,PMPOf-PMPOf,1M | OM4 12 fiber, optimized interconnect cable assembly, low smoke zero halogen (LSZH) rated, PanMPO female to PanMPO female, Method A, Optimized IL, with no pulling eye, Aqua, 1 meter | PC | 1 | 1 | 1 | 1 | 512.32
07498387022 | FZTRL7N7NYNM001 | OM4,12-Fiber,LSZH,PMPOf-PMPOf,B,1M | OM4 12 fiber interconnect cable assembly Low Smoke Zero Halogen (LSZH) PanMPO female to PanMPO female Method B Optimized IL, with no pulling eye, Aqua, 1 meter | PC | 1 | 1 | 1 | 1 | 512.32
61305632241 | FZTRP5N5NBNF012 | OM4 12f Interconnect OFNP MPO F/MPO F Ty |  | PC | 1 | 1 | 1 | 1 | 512.76
07498393431 | FZTRP5N5NXNM001 | OM4 12 Fiber Interconnect Plenum MPO Fem | OM4 12 fiber interconnect plenum MPO female to MPO female, method A opt IL., with no pulling eye - 1 meters. | PC | 1 | 1 | 1 | 1 | 513.06
07498361116 | FZTRP7N7NXNM001 | OM4,12-Fiber,PLEM,PMPOf-PMPOf,1M | OM4 12 fiber, PanMPO interconnect cable assembly, plenum rated (OFNP), PanMPO Female To PanMPO Female, Method A, Optimized IL, with no pulling eye, Aqua, 1 meter | PC | 1 | 1 | 1 | 1 | 513.06
07498387382 | FZTRP7N7NYNM001 | OM4,12-Fiber,PLEM,PMPOf-PMPOf,B,1M | OM4 12 fiber interconnect cable assembly plenum (OFNP) rated Pan MPO female to Pan MPO female, Method B Optimized IL, with no pulling eye, Aqua, 1 meter | PC | 1 | 1 | 1 | 1 | 513.06
61305617495 | FZ8RPJNJNXNF027 | OM48-Fbr,Intrc,PLEM,AQ,27ft,MtdA,EA | OM4 8 fiber, Interconnect, Plenum, PanMPO Female to PanMPO Female, Method A, Optimized IL, 27 Feet, Aqua | PC | 1 | 1 | 1 | 1 | 513.82
61305617593 | FZ8RPJNJNYNF027 | OM48-Fbr,Intrc,PLEM,AQ,27ft,MtdB,EA | OM4 8 fiber, Interconnect, Plenum, PanMPO Female to PanMPO Female, Method B, Optimized IL, 27 Feet, Aqua | PC | 1 | 1 | 1 | 1 | 513.82
61305633132 | FZTRL5N5NBNM004 | OM4 12f Interconnect LSZH MPO F/MPO F Ty |  | PC | 1 | 1 | 1 | 1 | 514.22
61305632796 | FZTRP5N5NXNF005 | OM4 12f Interconnect OFNP MPO F/MPO F Ty |  | PC | 1 | 1 | 1 | 1 | 514.34
61305633307 | FZTRP5N5NYNF005 | OM4 12f Interconnect OFNP MPO F/MPO F Ty |  | PC | 1 | 1 | 1 | 1 | 514.34
07498391573 | FZTRP5N5NANF009 | OM4,12-Fiber,PLEM,MPO/F-MPO/F,9ft | OM4 12 fiber, interconnect cable assembly, plenum (OFNP) rated, MPO female to MPO female, Method A Std IL, with no pulling eye 9 ft | PC | 1 | 1 | 1 | 1 | 514.78
07498357493 | FZTRP7N7NANF009 | Interconnect,12CT,OM4,MPO-MPO,A,9Ft. | OM4 12 fiber, PanMPO interconnect cable assembly, plenum rated (OFNP), PanMPO Female To PanMPO Female, Method A, Std IL with no pulling eye, Aqua, 9 ft | PC | 1 | 1 | 1 | 1 | 514.78
61305632242 | FZTRP5N5NBNF013 | OM4 12f Interconnect OFNP MPO F/MPO F Ty |  | PC | 1 | 1 | 1 | 1 | 515.92
61305629620 | FZTRL5N5NBNM003 | OM4 12f Interconnect LSZH MPO F/MPO F Ty |  | PC | 1 | 1 | 1 | 1 | 516.22
61305632726 | FZTRP7N7NXNF004 | OM4 12f Interconnect OFNP PanMPO F/PanMP |  | PC | 1 | 1 | 1 | 1 | 516.24
61305633916 | FZTRP5N5NBNM004 | OM4 12f Interconnect OFNP MPO F/MPO F Ty |  | PC | 1 | 1 | 1 | 1 | 516.32
07498389739 | FZTRL5N5NANM003 | OM4,12-Fiber,LSZH,MPO/Fm-MPO/Fm,3M | OM4 12 fiber, interconnect cable assembly, low smoke zero halogen (LSZH) rated, MPO female to MPO female, Method A Std IL with no pulling eye, Aqua, 3 meters | PC | 1 | 1 | 1 | 1 | 516.34
07498359397 | FZTRL7N7NANM003 | OM4,12-Fiber,LSZH,PMPOf-PMPOf,A,3M | This 12 fiber cable assembly is an OM4 interconnect cable assembly. It is Low Smoke Zero Halogen (LSZH) rated and features PanMPO Female to PanMPO Female connectors. It is aqua, 3 meters in length and has Method A standard insertion loss with no pulling e | PC | 1 | 1 | 1 | 1 | 516.34
07498387312 | FZTRL7N7NBNM003 | OM412-FiberInterc,LSZH,3M,RL | OM4 12 fiber interconnect cable assembly Low Smoke Zero Halogen ( LSZH), PanMPO female to PanMPO female, Method B Std IL with no pulling eye, 3 meters. | PC | 1 | 1 | 1 | 1 | 516.34
61305617496 | FZ8RPJNJNXNF028 | OM48-Fbr,Intrc,PLEM,AQ,28ft,MtdA,EA | OM4 8 fiber, Interconnect, Plenum, PanMPO Female to PanMPO Female, Method A, Optimized IL, 28 Feet, Aqua | PC | 1 | 1 | 1 | 1 | 517.18
61305617594 | FZ8RPJNJNYNF028 | OM48-Fbr,Intrc,PLEM,AQ,28ft,MtdB,EA | OM4 8 fiber, Interconnect, Plenum, PanMPO Female to PanMPO Female, Method B, Optimized IL, 28 Feet, Aqua | PC | 1 | 1 | 1 | 1 | 517.18
61305617675 | FZ8RLJNJNXNM009 | OM48-Fbr,Intrc,LSZH,PanMPO,AQ,9M,MtdA,RL | OM4 8 fiber, Interconnect, LSZH, PanMPO Female to PanMPO Female, Method A, Optimized IL, 9 Meters, Aqua | PC | 1 | 1 | 1 | 1 | 517.32
61305617705 | FZ8RLJNJNYNM009 | OM48-Fbr,Intrc,LSZH,PanMPO,AQ,9M,MtdB,RL | OM4 8 fiber, Interconnect, LSZH, PanMPO Female to PanMPO Female, Method B, Optimized IL, 9 Meters, Aqua | PC | 1 | 1 | 1 | 1 | 517.32
61305632797 | FZTRP5N5NXNF006 | OM4 12f Interconnect OFNP MPO F/MPO F Ty |  | PC | 1 | 1 | 1 | 1 | 517.5
61305633308 | FZTRP5N5NYNF006 | OM4 12f Interconnect OFNP MPO F/MPO F Ty |  | PC | 1 | 1 | 1 | 1 | 517.5
61305629524 | FZTRP5N5NBNM003 | OM4 12f Interconnect OFNP MPO F/MPO F Ty |  | PC | 1 | 1 | 1 | 1 | 518.38
07498393323 | FZTRP5N5NANM003 | OM4 12 Fiber Interconnect Plenum MPO Fem | OM4 12-fiber, interconnect cable assembly, plenum (OFNP) rated, MPO female to MPO female, Method A Std. IL, with no pulling eye - 3 meters. | PC | 1 | 1 | 1 | 1 | 518.52
07498361011 | FZTRP7N7NANM003 | OM4,12-Fiber,PanMPO/F-PanMPO/F,3M | This 12 fiber cable assembly is an OM4 interconnect cable assembly. It is Plenum (OFNP) rated and features PanMPO female to PanMPO female connectors. It is aqua, 3 meters in length and has Method A standard insertion loss with no pulling eye. | PC | 1 | 1 | 1 | 1 | 518.52
07498387371 | FZTRP7N7NBNM003 | OM4 12f Interconnect OFNP PanMPO F/PanMP | OM4 12 fiber interconnect cable assembly, plenum (OFNP) rated, PanMPO female to PanMPO female, Method B Std IL with no pulling eye, 3 meters. | PC | 1 | 1 | 1 | 1 | 518.52
61305629547 | FZTRP5N5NBNF010 | OM4 12f Interconnect OFNP MPO F/MPO F Ty |  | PC | 1 | 1 | 1 | 1 | 519.08
61305632243 | FZTRP5N5NBNF014 | OM4 12f Interconnect OFNP MPO F/MPO F Ty |  | PC | 1 | 1 | 1 | 1 | 519.08
61305626213 | FZTRP7N7NBNF010 | OM4 12f Interconnect OFNP PanMPO F/PanMP |  | PC | 1 | 1 | 1 | 1 | 519.08
07498391574 | FZTRP5N5NANF010 | OM4,12-Fiber,PLEM,MPO/F-MPO/F,10ft | OM4 12 fiber, interconnect cable assembly, plenum (OFNP) rated, MPO female to MPO female, Method A Std IL, with no pulling eye 10 ft | PC | 1 | 1 | 1 | 1 | 519.24
07498357494 | FZTRP7N7NANF010 | Interconnect,12CT,OM4,MPO-MPO,A,10Ft. | OM4 12 fiber, PanMPO interconnect cable assembly, plenum rated (OFNP), PanMPO Female To PanMPO Female, Method A, Std IL with no pulling eye, Aqua, 10 ft | PC | 1 | 1 | 1 | 1 | 519.24
61305617497 | FZ8RPJNJNXNF029 | OM48-Fbr,Intrc,PLEM,AQ,29ft,MtdA,EA | OM4 8 fiber, Interconnect, Plenum, PanMPO Female to PanMPO Female, Method A, Optimized IL, 29 Feet, Aqua | PC | 1 | 1 | 1 | 1 | 520.52
61305617595 | FZ8RPJNJNYNF029 | OM48-Fbr,Intrc,PLEM,AQ,29ft,MtdB,EA | OM4 8 fiber, Interconnect, Plenum, PanMPO Female to PanMPO Female, Method B, Optimized IL, 29 Feet, Aqua | PC | 1 | 1 | 1 | 1 | 520.52
61305632798 | FZTRP5N5NXNF007 | OM4 12f Interconnect OFNP MPO F/MPO F Ty |  | PC | 1 | 1 | 1 | 1 | 520.66
61305633309 | FZTRP5N5NYNF007 | OM4 12f Interconnect OFNP MPO F/MPO F Ty |  | PC | 1 | 1 | 1 | 1 | 520.66
61305632727 | FZTRP7N7NXNF005 | OM4 12f Interconnect OFNP PanMPO F/PanMP |  | PC | 1 | 1 | 1 | 1 | 520.66
61305600702 | FZTRP7N7NYNF005 | OM4 12f Interconnect OFNP PanMPO F/PanMP | OM4 12 Fiber Interconnect Plenum PanMPO Female To PanMPO Female Method B Optimized IL with no Pulling Eye - 5 Feet | PC | 1 | 1 | 1 | 1 | 520.7
07498391576 | FZTRP5N5NANF011 | OM4,12-Fiber,PLEM,MPO/F-MPO/F,11ft | OM4 12 fiber, interconnect cable assembly, plenum (OFNP) rated, MPO female to MPO female, Method A Std IL, with no pulling eye 11 ft | PC | 1 | 1 | 1 | 1 | 523.68
07498357497 | FZTRP7N7NANF011 | Interconnect,12CT,OM4,MPO-MPO,A,11Ft. | OM4 12 fiber, PanMPO interconnect cable assembly, plenum rated (OFNP), PanMPO Female To PanMPO Female, Method A, Std IL with no pulling eye, Aqua, 11 ft | PC | 1 | 1 | 1 | 1 | 523.68
61305600523 | FZTRP7N7NBNF011 | OM4 12f Interconnect OFNP PanMPO F/PanMP | OM4 12 Fiber Interconnect Plenum PanMPO Female To PanMPO Female Method B Std. IL with no Pulling Eye - 11 Feet | PC | 1 | 1 | 1 | 1 | 523.68
61305632799 | FZTRP5N5NXNF008 | OM4 12f Interconnect OFNP MPO F/MPO F Ty |  | PC | 1 | 1 | 1 | 1 | 523.82
61305633310 | FZTRP5N5NYNF008 | OM4 12f Interconnect OFNP MPO F/MPO F Ty |  | PC | 1 | 1 | 1 | 1 | 523.82
61305617498 | FZ8RPJNJNXNF030 | OM48-Fbr,Intrc,PLEM,AQ,30ft,MtdA,EA | OM4 8 fiber, Interconnect, Plenum, PanMPO Female to PanMPO Female, Method A, Optimized IL, 30 Feet, Aqua | PC | 1 | 1 | 1 | 1 | 523.84
61305617596 | FZ8RPJNJNYNF030 | OM48-Fbr,Intrc,PLEM,AQ,30ft,MtdB,EA | OM4 8 fiber, Interconnect, Plenum, PanMPO Female to PanMPO Female, Method B, Optimized IL, 30 Feet, Aqua | PC | 1 | 1 | 1 | 1 | 523.84
61305632728 | FZTRP7N7NXNF006 | OM4 12f Interconnect OFNP PanMPO F/PanMP |  | PC | 1 | 1 | 1 | 1 | 525.1
61305632244 | FZTRP5N5NBNF016 | OM4 12f Interconnect OFNP MPO F/MPO F Ty |  | PC | 1 | 1 | 1 | 1 | 525.42
07498369851 | FZTRL7N7NXNM002 | OM4,12-Fiber,LSZH,PMPOf-PMPOf,2M | OM4 12 fiber, optimized interconnect cable assembly, low smoke zero halogen (LSZH) rated, PanMPO female to PanMPO female, Method A, Optimized IL, with no pulling eye, Aqua, 2 meters | PC | 1 | 1 | 1 | 1 | 526.22
07498387024 | FZTRL7N7NYNM002 | OM4 12f Interconnect LSZH PanMPO F/PanMP | This 12 fiber cable assembly is an OM4 interconnect cable assembly. It is Low Smoke Zero Halogen (LSZH) rated and features MPO female to MPO female connectors. It is aqua, 2 meters in length and has Method B optimized insertion loss with no pulling eye. | PC | 1 | 1 | 1 | 1 | 526.22
61305633932 | FZTRP5N5NBNM005 | OM4 12f Interconnect OFNP MPO F/MPO F Ty |  | PC | 1 | 1 | 1 | 1 | 526.7
61305632800 | FZTRP5N5NXNF009 | OM4 12f Interconnect OFNP MPO F/MPO F Ty |  | PC | 1 | 1 | 1 | 1 | 527
61305617499 | FZ8RPJNJNXNF031 | OM48-Fbr,Intrc,PLEM,AQ,31ft,MtdA,EA | OM4 8 fiber, Interconnect, Plenum, PanMPO Female to PanMPO Female, Method A, Optimized IL, 31 Feet, Aqua | PC | 1 | 1 | 1 | 1 | 527.2
61305617597 | FZ8RPJNJNYNF031 | OM48-Fbr,Intrc,PLEM,AQ,31ft,MtdB,EA | OM4 8 fiber, Interconnect, Plenum, PanMPO Female to PanMPO Female, Method B, Optimized IL, 31 Feet, Aqua | PC | 1 | 1 | 1 | 1 | 527.2
07498393432 | FZTRP5N5NXNM002 | OM4 12 Fiber Interconnect Plenum MPO Fem | OM4 12 fiber interconnect plenum MPO female to MPO female, method A opt IL., with no pulling eye - 2 meters. | PC | 1 | 1 | 1 | 1 | 527.66
07498361117 | FZTRP7N7NXNM002 | OM4,12-Fiber,PLEM,PMPOf-PMPOf,2M | The QuickNet™ PanMPO™ 12 fiber cable assembly is an OM4 interconnect cable assembly. It is plenum (OFNP) rated and features MPO Female to MPO Female connectors. It is aqua, 3 meters in length and has Method A optimized insertion loss with no pulling eye. | PC | 1 | 1 | 1 | 1 | 527.66
07498387383 | FZTRP7N7NYNM002 | OM4 12f Interconnect OFNP PanMPO F/PanMP | This 12 fiber cable assembly is an OM4 interconnect cable assembly. It is Plenum (OFNP) rated and features MPO female to MPO female connectors. It is aqua, 2 meters in length and has Method B optimized insertion loss with no pulling eye. | PC | 1 | 1 | 1 | 1 | 527.66
61305617676 | FZ8RLJNJNXNM010 | OM48-Fbr,Intrc,LSZH,AQ,10M,MtdA,RL | OM4 8 fiber, Interconnect, LSZH, PanMPO Female to PanMPO Female, Method A, Optimized IL, 10 Meters, Aqua | PC | 1 | 1 | 1 | 1 | 527.72
61305617706 | FZ8RLJNJNYNM010 | OM48-Fbr,Intrc,LSZH,AQ,10M,MtdB,RL | OM4 8 fiber, Interconnect, LSZH, PanMPO Female to PanMPO Female, Method B, Optimized IL, 10 Meters, Aqua | PC | 1 | 1 | 1 | 1 | 527.72
61305633152 | FZTRL5N5NXNM003 | OM4 12f Interconnect LSZH MPO F/MPO F Ty |  | PC | 1 | 1 | 1 | 1 | 528.12
07498391600 | FZTRP5N5NANF012 | OM4,12-Fiber,PLEM,MPO/F-MPO/F,12ft | OM4 12 fiber, interconnect cable assembly, plenum (OFNP) rated, MPO female to MPO female, Method A Std IL, with no pulling eye 12 ft | PC | 1 | 1 | 1 | 1 | 528.14
07498357498 | FZTRP7N7NANF012 | Interconnect,12CT,OM4,MPO-MPO,A,12Ft. | OM4 12 fiber, PanMPO interconnect cable assembly, plenum rated (OFNP), PanMPO Female To PanMPO Female, Method A, Std IL with no pulling eye, Aqua, 12 ft | PC | 1 | 1 | 1 | 1 | 528.14
61305600524 | FZTRP7N7NBNF012 | OM4 12f Interconnect OFNP PanMPO F/PanMP | OM4 12 Fiber Interconnect Plenum PanMPO Female To PanMPO Female Method B Std. IL with no Pulling Eye - 12 Feet | PC | 1 | 1 | 1 | 1 | 528.14
61305632245 | FZTRP5N5NBNF017 | OM4 12f Interconnect OFNP MPO F/MPO F Ty |  | PC | 1 | 1 | 1 | 1 | 528.6
61305632729 | FZTRP7N7NXNF007 | OM4 12f Interconnect OFNP PanMPO F/PanMP |  | PC | 1 | 1 | 1 | 1 | 529.52
61305634139 | FZTRP7N7NYNF007 | OM4 12f Interconnect OFNP PanMPO F/PanMP |  | PC | 1 | 1 | 1 | 1 | 529.52
61305633257 | FZTRP5N5NYNM003 | OM4 12f Interconnect OFNP MPO F/MPO F Ty |  | PC | 1 | 1 | 1 | 1 | 529.68
61305632801 | FZTRP5N5NXNF010 | OM4 12f Interconnect OFNP MPO F/MPO F Ty |  | PC | 1 | 1 | 1 | 1 | 530.18
61305633311 | FZTRP5N5NYNF010 | OM4 12f Interconnect OFNP MPO F/MPO F Ty |  | PC | 1 | 1 | 1 | 1 | 530.18
07498389740 | FZTRL5N5NANM004 | OM4,12-Fiber,LSZH,MPO/Fm-MPO/Fm,4M | OM4 12 fiber, interconnect cable assembly, low smoke zero halogen (LSZH) rated, MPO female to MPO female, Method A Std IL with no pulling eye, Aqua, 4 meters | PC | 1 | 1 | 1 | 1 | 530.24
07498359398 | FZTRL7N7NANM004 | OM4,12-Fiber,LSZH,PMPOf-PMPOf,A,4M | The QuickNet™ PanMPO™ 12 fiber cable assembly is an OM4 interconnect cable assembly. It is low smoke zero halogen (LSZH) rated and features MPO Female to MPO Female connectors. It is aqua, 4 meters in length and has Method A standard insertion loss with n | PC | 1 | 1 | 1 | 1 | 530.24
07498387313 | FZTRL7N7NBNM004 | OM412-FiberInterc,LSZH,4M,RL | OM4 12 fiber interconnect cable assembly Low Smoke Zero Halogen ( LSZH), PanMPO female to PanMPO female, Method B Std IL with no pulling eye, 4 meters. | PC | 1 | 1 | 1 | 1 | 530.24
61305617500 | FZ8RPJNJNXNF032 | OM48-Fbr,Intrc,PLEM,AQ,32ft,MtdA,EA | OM4 8 fiber, Interconnect, Plenum, PanMPO Female to PanMPO Female, Method A, Optimized IL, 32 Feet, Aqua | PC | 1 | 1 | 1 | 1 | 530.52
61305617598 | FZ8RPJNJNYNF032 | OM48-Fbr,Intrc,PLEM,AQ,32ft,MtdB,EA | OM4 8 fiber, Interconnect, Plenum, PanMPO Female to PanMPO Female, Method B, Optimized IL, 32 Feet, Aqua | PC | 1 | 1 | 1 | 1 | 530.52
61305632246 | FZTRP5N5NBNF018 | OM4 12f Interconnect OFNP MPO F/MPO F Ty |  | PC | 1 | 1 | 1 | 1 | 531.76
61305626223 | FZTRP7N7NBNF013 | OM4 12f Interconnect OFNP PanMPO F/PanMP |  | PC | 1 | 1 | 1 | 1 | 532.4
07498391601 | FZTRP5N5NANF013 | OM4,12-Fiber,PLEM,MPO/F-MPO/F,13ft | OM4 12 fiber, interconnect cable assembly, plenum (OFNP) rated, MPO female to MPO female, Method A Std IL, with no pulling eye 13 ft | PC | 1 | 1 | 1 | 1 | 532.58
07498357501 | FZTRP7N7NANF013 | Interconnect,12CT,OM4,MPO-MPO,A,13Ft. | OM4 12 fiber, PanMPO interconnect cable assembly, plenum rated (OFNP), PanMPO Female To PanMPO Female, Method A, Std IL with no pulling eye, Aqua, 13 ft | PC | 1 | 1 | 1 | 1 | 532.58
07498393324 | FZTRP5N5NANM004 | OM4 12 Fiber Interconnect Plenum MPO Fem | OM4 12-fiber, interconnect cable assembly, plenum (OFNP) rated, MPO female to MPO female, Method A Std. IL, with no pulling eye - 4 meters. | PC | 1 | 1 | 1 | 1 | 533.14
07498361012 | FZTRP7N7NANM004 | OM4,12-Fiber,PanMPO/F-PanMPO/F,4M | OM4 12 fiber, PanMPO interconnect cable assembly, plenum rated (OFNP), PanMPO Female To PanMPO Female, Method A, Std IL, with no pulling eye, Aqua, 4 meters | PC | 1 | 1 | 1 | 1 | 533.14
07498387372 | FZTRP7N7NBNM004 | OM4 12f Interconnect OFNP PanMPO F/PanMP | OM4 12 fiber interconnect cable assembly, plenum (OFNP) rated, PanMPO female to PanMPO female, Method B Std IL with no pulling eye, 4 meters. | PC | 1 | 1 | 1 | 1 | 533.14
61305632802 | FZTRP5N5NXNF011 | OM4 12f Interconnect OFNP MPO F/MPO F Ty |  | PC | 1 | 1 | 1 | 1 | 533.34
61305633312 | FZTRP5N5NYNF011 | OM4 12f Interconnect OFNP MPO F/MPO F Ty |  | PC | 1 | 1 | 1 | 1 | 533.34
61305617501 | FZ8RPJNJNXNF033 | OM48-Fbr,Intrc,PLEM,AQ,33ft,MtdA,EA | OM4 8 fiber, Interconnect, Plenum, PanMPO Female to PanMPO Female, Method A, Optimized IL, 33 Feet, Aqua | PC | 1 | 1 | 1 | 1 | 533.86
61305617599 | FZ8RPJNJNYNF033 | OM48-Fbr,Intrc,PLEM,AQ,33ft,MtdB,EA | OM4 8 fiber, Interconnect, Plenum, PanMPO Female to PanMPO Female, Method B, Optimized IL, 33 Feet, Aqua | PC | 1 | 1 | 1 | 1 | 533.86
61305633133 | FZTRL5N5NBNM006 | OM4 12f Interconnect LSZH MPO F/MPO F Ty |  | PC | 1 | 1 | 1 | 1 | 533.96
61305632730 | FZTRP7N7NXNF008 | OM4 12f Interconnect OFNP PanMPO F/PanMP |  | PC | 1 | 1 | 1 | 1 | 533.96
61305632929 | FZTRP7N7NYNF008 | OM4 12f Interconnect OFNP PanMPO F/PanMP |  | PC | 1 | 1 | 1 | 1 | 533.96
61305632247 | FZTRP5N5NBNF019 | OM4 12f Interconnect OFNP MPO F/MPO F Ty |  | PC | 1 | 1 | 1 | 1 | 534.94
61305632803 | FZTRP5N5NXNF012 | OM4 12f Interconnect OFNP MPO F/MPO F Ty |  | PC | 1 | 1 | 1 | 1 | 536.5
61305633313 | FZTRP5N5NYNF012 | OM4 12f Interconnect OFNP MPO F/MPO F Ty |  | PC | 1 | 1 | 1 | 1 | 536.5
61305626224 | FZTRP7N7NBNF014 | OM4 12f Interconnect OFNP PanMPO F/PanMP |  | PC | 1 | 1 | 1 | 1 | 536.82
07498391602 | FZTRP5N5NANF014 | OM4,12-Fiber,PLEM,MPO/F-MPO/F,14ft | OM4 12 fiber, interconnect cable assembly, plenum (OFNP) rated, MPO female to MPO female, Method A Std IL, with no pulling eye 14 ft | PC | 1 | 1 | 1 | 1 | 537.06
07498357502 | FZTRP7N7NANF014 | Interconnect,12CT,OM4,MPO-MPO,A,14Ft. | OM4 12 fiber, PanMPO interconnect cable assembly, plenum rated (OFNP), PanMPO Female To PanMPO Female, Method A, Std IL with no pulling eye, Aqua, 14 ft | PC | 1 | 1 | 1 | 1 | 537.06
61305633933 | FZTRP5N5NBNM006 | OM4 12f Interconnect OFNP MPO F/MPO F Ty |  | PC | 1 | 1 | 1 | 1 | 537.1
61305617502 | FZ8RPJNJNXNF034 | OM48-Fbr,Intrc,PLEM,AQ,34ft,MtdA,EA | OM4 8 fiber, Interconnect, Plenum, PanMPO Female to PanMPO Female, Method A, Optimized IL, 34 Feet, Aqua | PC | 1 | 1 | 1 | 1 | 537.2
61305617600 | FZ8RPJNJNYNF034 | OM48-Fbr,Intrc,PLEM,AQ,34ft,MtdB,EA | OM4 8 fiber, Interconnect, Plenum, PanMPO Female to PanMPO Female, Method B, Optimized IL, 34 Feet, Aqua | PC | 1 | 1 | 1 | 1 | 537.2
61305633153 | FZTRL5N5NXNM004 | OM4 12f Interconnect LSZH MPO F/MPO F Ty |  | PC | 1 | 1 | 1 | 1 | 537.98
61305633211 | FZTRL5N5NYNM004 | OM4 12f Interconnect LSZH MPO F/MPO F Ty |  | PC | 1 | 1 | 1 | 1 | 537.98
61305617677 | FZ8RLJNJNXNM011 | OM48-Fbr,Intrc,LSZH,AQ,11M,MtdA,RL | OM4 8 fiber, Interconnect, LSZH, PanMPO Female to PanMPO Female, Method A, Optimized IL, 11 Meters, Aqua | PC | 1 | 1 | 1 | 1 | 538.12
61305617707 | FZ8RLJNJNYNM011 | OM48-Fbr,Intrc,LSZH,AQ,11M,MtdB,RL | OM4 8 fiber, Interconnect, LSZH, PanMPO Female to PanMPO Female, Method B, Optimized IL, 11 Meters, Aqua | PC | 1 | 1 | 1 | 1 | 538.12
61305629457 | FZTRP5N5NYNF009 | OM4 12f Interconnect OFNP MPO F/MPO F Ty |  | PC | 1 | 1 | 1 | 1 | 538.4
61305632731 | FZTRP7N7NXNF009 | OM4 12f Interconnect OFNP PanMPO F/PanMP |  | PC | 1 | 1 | 1 | 1 | 538.4
61305632930 | FZTRP7N7NYNF009 | OM4 12f Interconnect OFNP PanMPO F/PanMP |  | PC | 1 | 1 | 1 | 1 | 538.4
61305632804 | FZTRP5N5NXNF013 | OM4 12f Interconnect OFNP MPO F/MPO F Ty |  | PC | 1 | 1 | 1 | 1 | 539.68
61305633314 | FZTRP5N5NYNF013 | OM4 12f Interconnect OFNP MPO F/MPO F Ty |  | PC | 1 | 1 | 1 | 1 | 539.68
61305629560 | FZTRL5N5NYNM003 | OM4 12f Interconnect LSZH MPO F/MPO F Ty |  | PC | 1 | 1 | 1 | 1 | 539.94
61305633258 | FZTRP5N5NYNM004 | OM4 12f Interconnect OFNP MPO F/MPO F Ty |  | PC | 1 | 1 | 1 | 1 | 540.06
07498369855 | FZTRL7N7NXNM003 | OM4,12-Fiber,LSZH,PMPOf-PMPOf,3M | OM4 12 fiber, optimized interconnect cable assembly, low smoke zero halogen (LSZH) rated, PanMPO female to PanMPO female, Method A, Optimized IL, with no pulling eye, Aqua, 3 meters | PC | 1 | 1 | 1 | 1 | 540.08
07498387026 | FZTRL7N7NYNM003 | OM412-FiberInterc,LSZH,3M,RL | The QuickNet™ PanMPO™ 12 fiber cable assembly is an OM4 interconnect cable assembly. It is low smoke zero halogen (LSZH) rated and features MPO Female to MPO Female connectors. It is aqua, 3 meters in length and has Method B optimized insertion loss with | PC | 1 | 1 | 1 | 1 | 540.08
61305617503 | FZ8RPJNJNXNF035 | OM48-Fbr,Intrc,PLEM,AQ,35ft,MtdA,EA | OM4 8 fiber, Interconnect, Plenum, PanMPO Female to PanMPO Female, Method A, Optimized IL, 35 Feet, Aqua | PC | 1 | 1 | 1 | 1 | 540.56
61305617601 | FZ8RPJNJNYNF035 | OM48-Fbr,Intrc,PLEM,AQ,35ft,MtdB,EA | OM4 8 fiber, Interconnect, Plenum, PanMPO Female to PanMPO Female, Method B, Optimized IL, 35 Feet, Aqua | PC | 1 | 1 | 1 | 1 | 540.56
61305629545 | FZTRP5N5NBNF015 | OM4 12f Interconnect OFNP MPO F/MPO F Ty |  | PC | 1 | 1 | 1 | 1 | 541.26
61305632089 | FZTRP5N5NBNF021 | OM4 12f Interconnect OFNP MPO F/MPO F Ty |  | PC | 1 | 1 | 1 | 1 | 541.26
61305626225 | FZTRP7N7NBNF015 | OM4 12f Interconnect OFNP PanMPO F/PanMP |  | PC | 1 | 1 | 1 | 1 | 541.26
07498391603 | FZTRP5N5NANF015 | OM4,12-Fiber,PLEM,MPO/F-MPO/F,15ft | OM4 12 fiber, interconnect cable assembly, plenum (OFNP) rated, MPO female to MPO female, Method A Std IL, with no pulling eye 15 ft | PC | 1 | 1 | 1 | 1 | 541.5
07498357503 | FZTRP7N7NANF015 | Interconnect,12CT,OM4,MPO-MPO,A,15Ft. | OM4 12 fiber, PanMPO interconnect cable assembly, plenum rated (OFNP), PanMPO Female To PanMPO Female, Method A, Std IL with no pulling eye, Aqua, 15 ft | PC | 1 | 1 | 1 | 1 | 541.5
07498393433 | FZTRP5N5NXNM003 | OM4 12 Fiber Interconnect Plenum MPO Fem | OM4 12 fiber interconnect plenum MPO female to MPO female, method A opt IL., with no pulling eye - 3 meters. | PC | 1 | 1 | 1 | 1 | 542.26
07498361118 | FZTRP7N7NXNM003 | OM4,12-Fiber,PLEM,PMPOf-PMPOf,3M | OM4 12 fiber, PanMPO interconnect cable assembly, plenum rated (OFNP), PanMPO Female To PanMPO Female, Method A, Optimized IL, with no pulling eye, Aqua, 3 meters | PC | 1 | 1 | 1 | 1 | 542.26
07498387384 | FZTRP7N7NYNM003 | OM4 12f Interconnect OFNP PanMPO F/PanMP | OM4 12 fiber interconnect cable assembly plenum (OFNP) rated Pan MPO female to Pan MPO female, Method B Optimized IL, with no pulling eye, 3 meters. | PC | 1 | 1 | 1 | 1 | 542.26
61305632805 | FZTRP5N5NXNF014 | OM4 12f Interconnect OFNP MPO F/MPO F Ty |  | PC | 1 | 1 | 1 | 1 | 542.84
61305633315 | FZTRP5N5NYNF014 | OM4 12f Interconnect OFNP MPO F/MPO F Ty |  | PC | 1 | 1 | 1 | 1 | 542.84
61305600621 | FZTRP7N7NXNF010 | OM4 12f Interconnect OFNP PanMPO F/PanMP | OM4 12 Fiber Interconnect Plenum PanMPO Female To PanMPO Female Method A Optimized IL with no Pulling Eye - 10 Feet | PC | 1 | 1 | 1 | 1 | 542.96
61305600703 | FZTRP7N7NYNF010 | OM4 12f Interconnect OFNP PanMPO F/PanMP | OM4 12 Fiber Interconnect Plenum PanMPO Female To PanMPO Female Method B Optimized IL with no Pulling Eye - 10 Feet | PC | 1 | 1 | 1 | 1 | 542.96
61305630738 | FZTRL5N5NBNM005 | OM4 12f Interconnect LSZH MPO F/MPO F Ty |  | PC | 1 | 1 | 1 | 1 | 543.84
61305633134 | FZTRL5N5NBNM007 | OM4 12f Interconnect LSZH MPO F/MPO F Ty |  | PC | 1 | 1 | 1 | 1 | 543.84
61305617504 | FZ8RPJNJNXNF036 | OM48-Fbr,Intrc,PLEM,AQ,36ft,MtdA,EA | OM4 8 fiber, Interconnect, Plenum, PanMPO Female to PanMPO Female, Method A, Optimized IL, 36 Feet, Aqua | PC | 1 | 1 | 1 | 1 | 543.88
61305617602 | FZ8RPJNJNYNF036 | OM48-Fbr,Intrc,PLEM,AQ,36ft,MtdB,EA | OM4 8 fiber, Interconnect, Plenum, PanMPO Female to PanMPO Female, Method B, Optimized IL, 36 Feet, Aqua | PC | 1 | 1 | 1 | 1 | 543.88
07498389741 | FZTRL5N5NANM005 | OM4,12-Fiber,LSZH,MPO/Fm-MPO/Fm,5M | OM4 12 fiber, interconnect cable assembly, low smoke zero halogen (LSZH) rated, MPO female to MPO female, Method A Std IL with no pulling eye, Aqua, 5 meters | PC | 1 | 1 | 1 | 1 | 544.1
07498359399 | FZTRL7N7NANM005 | OM4,12-Fiber,LSZH,PMPOf-PMPOf,A,5M | This 12 fiber cable assembly is an OM4 interconnect cable assembly. It is Low Smoke Zero Halogen (LSZH) rated and features PanMPO Female to PanMPO Female connectors. It is aqua, 5 meters in length and has Method A standard insertion loss with no pulling e | PC | 1 | 1 | 1 | 1 | 544.1
07498387314 | FZTRL7N7NBNM005 | OM412-FiberInterc,LSZH,5M,RL | OM4 12 fiber interconnect cable assembly Low Smoke Zero Halogen ( LSZH), PanMPO female to PanMPO female, Method B Std IL with no pulling eye, 5 meters. | PC | 1 | 1 | 1 | 1 | 544.1
61305632248 | FZTRP5N5NBNF022 | OM4 12f Interconnect OFNP MPO F/MPO F Ty |  | PC | 1 | 1 | 1 | 1 | 544.42
61305626226 | FZTRP7N7NBNF016 | OM4 12f Interconnect OFNP PanMPO F/PanMP |  | PC | 1 | 1 | 1 | 1 | 545.68
07498391604 | FZTRP5N5NANF016 | OM4,12-Fiber,PLEM,MPO/F-MPO/F,16ft | OM4 12 fiber, interconnect cable assembly, plenum (OFNP) rated, MPO female to MPO female, Method A Std IL, with no pulling eye 16 ft | PC | 1 | 1 | 1 | 1 | 545.94
07498357504 | FZTRP7N7NANF016 | Interconnect,12CT,OM4,MPO-MPO,A,16Ft. | OM4 12 fiber, PanMPO interconnect cable assembly, plenum rated (OFNP), PanMPO Female To PanMPO Female, Method A, Std IL with no pulling eye, Aqua, 16 ft | PC | 1 | 1 | 1 | 1 | 545.94
61305633316 | FZTRP5N5NYNF015 | OM4 12f Interconnect OFNP MPO F/MPO F Ty |  | PC | 1 | 1 | 1 | 1 | 546
61305617505 | FZ8RPJNJNXNF037 | OM48-Fbr,Intrc,PLEM,AQ,37ft,MtdA,EA | OM4 8 fiber, Interconnect, Plenum, PanMPO Female to PanMPO Female, Method A, Optimized IL, 37 Feet, Aqua | PC | 1 | 1 | 1 | 1 | 547.22
61305617603 | FZ8RPJNJNYNF037 | OM48-Fbr,Intrc,PLEM,AQ,37ft,MtdB,EA | OM4 8 fiber, Interconnect, Plenum, PanMPO Female to PanMPO Female, Method B, Optimized IL, 37 Feet, Aqua | PC | 1 | 1 | 1 | 1 | 547.22
61305632732 | FZTRP7N7NXNF011 | OM4 12f Interconnect OFNP PanMPO F/PanMP |  | PC | 1 | 1 | 1 | 1 | 547.26
61305632931 | FZTRP7N7NYNF011 | OM4 12f Interconnect OFNP PanMPO F/PanMP |  | PC | 1 | 1 | 1 | 1 | 547.26
61305633934 | FZTRP5N5NBNM007 | OM4 12f Interconnect OFNP MPO F/MPO F Ty |  | PC | 1 | 1 | 1 | 1 | 547.46
61305632249 | FZTRP5N5NBNF023 | OM4 12f Interconnect OFNP MPO F/MPO F Ty |  | PC | 1 | 1 | 1 | 1 | 547.6
07498393325 | FZTRP5N5NANM005 | OM4 12 Fiber Interconnect Plenum MPO Fem | OM4 12-fiber, interconnect cable assembly, plenum (OFNP) rated, MPO female to MPO female, Method A Std. IL, with no pulling eye - 5 meters. | PC | 1 | 1 | 1 | 1 | 547.74
07498361013 | FZTRP7N7NANM005 | OM4,12-Fiber,PanMPO/F-PanMPO/F,5M | OM4 12 fiber, PanMPO interconnect cable assembly, plenum rated (OFNP), PanMPO Female To PanMPO Female, Method A, Std IL, with no pulling eye, Aqua, 5 meters | PC | 1 | 1 | 1 | 1 | 547.74
07498387373 | FZTRP7N7NBNM005 | OM4 12f Interconnect OFNP PanMPO F/PanMP | OM4 12 fiber interconnect cable assembly, plenum (OFNP) rated, PanMPO female to PanMPO female, Method B Std IL with no pulling eye, 5 meters. | PC | 1 | 1 | 1 | 1 | 547.74
61305633212 | FZTRL5N5NYNM005 | OM4 12f Interconnect LSZH MPO F/MPO F Ty |  | PC | 1 | 1 | 1 | 1 | 547.84
61305617678 | FZ8RLJNJNXNM012 | OM48-Fbr,Intrc,LSZH,AQ,12M,MtdA,RL | OM4 8 fiber, Interconnect, LSZH, PanMPO Female to PanMPO Female, Method A, Optimized IL, 12 Meters, Aqua | PC | 1 | 1 | 1 | 1 | 548.54
61305617708 | FZ8RLJNJNYNM012 | OM48-Fbr,Intrc,LSZH,AQ,12M,MtdB,RL | OM4 8 fiber, Interconnect, LSZH, PanMPO Female to PanMPO Female, Method B, Optimized IL, 12 Meters, Aqua | PC | 1 | 1 | 1 | 1 | 548.54
61305632806 | FZTRP5N5NXNF016 | OM4 12f Interconnect OFNP MPO F/MPO F Ty |  | PC | 1 | 1 | 1 | 1 | 549.16
61305633317 | FZTRP5N5NYNF016 | OM4 12f Interconnect OFNP MPO F/MPO F Ty |  | PC | 1 | 1 | 1 | 1 | 549.16
07498391605 | FZTRP5N5NANF017 | OM4,12-Fiber,PLEM,MPO/F-MPO/F,17ft | OM4 12 fiber, interconnect cable assembly, plenum (OFNP) rated, MPO female to MPO female, Method A Std IL, with no pulling eye 17 ft | PC | 1 | 1 | 1 | 1 | 550.38
07498357505 | FZTRP7N7NANF017 | Interconnect,12CT,OM4,MPO-MPO,A,17Ft. | OM4 12 fiber, PanMPO interconnect cable assembly, plenum rated (OFNP), PanMPO Female To PanMPO Female, Method A, Std IL with no pulling eye, Aqua, 17 ft | PC | 1 | 1 | 1 | 1 | 550.38
61305600525 | FZTRP7N7NBNF017 | OM4 12f Interconnect OFNP PanMPO F/PanMP | OM4 12 Fiber Interconnect Plenum PanMPO Female To PanMPO Female Method B Std. IL with no Pulling Eye - 17 Feet | PC | 1 | 1 | 1 | 1 | 550.38
61305633259 | FZTRP5N5NYNM005 | OM4 12f Interconnect OFNP MPO F/MPO F Ty |  | PC | 1 | 1 | 1 | 1 | 550.44
61305617506 | FZ8RPJNJNXNF038 | OM48-Fbr,Intrc,PLEM,AQ,38ft,MtdA,EA | OM4 8 fiber, Interconnect, Plenum, PanMPO Female to PanMPO Female, Method A, Optimized IL, 38 Feet, Aqua | PC | 1 | 1 | 1 | 1 | 550.56
61305617604 | FZ8RPJNJNYNF038 | OM48-Fbr,Intrc,PLEM,AQ,38ft,MtdB,EA | OM4 8 fiber, Interconnect, Plenum, PanMPO Female to PanMPO Female, Method B, Optimized IL, 38 Feet, Aqua | PC | 1 | 1 | 1 | 1 | 550.56
61305632250 | FZTRP5N5NBNF024 | OM4 12f Interconnect OFNP MPO F/MPO F Ty |  | PC | 1 | 1 | 1 | 1 | 550.76
61305629439 | FZTRP7N7NYNF012 | OM4 12f Interconnect OFNP PanMPO F/PanMP |  | PC | 1 | 1 | 1 | 1 | 551.7
61305600622 | FZTRP7N7NXNF012 | OM4 12f Interconnect OFNP PanMPO F/PanMP | OM4 12 Fiber Interconnect Plenum PanMPO Female To PanMPO Female Method A Optimized IL with no Pulling Eye - 12 Feet | PC | 1 | 1 | 1 | 1 | 551.86
61305632807 | FZTRP5N5NXNF017 | OM4 12f Interconnect OFNP MPO F/MPO F Ty |  | PC | 1 | 1 | 1 | 1 | 552.34
61305633318 | FZTRP5N5NYNF017 | OM4 12f Interconnect OFNP MPO F/MPO F Ty |  | PC | 1 | 1 | 1 | 1 | 552.34
61305633135 | FZTRL5N5NBNM008 | OM4 12f Interconnect LSZH MPO F/MPO F Ty |  | PC | 1 | 1 | 1 | 1 | 553.72
61305617507 | FZ8RPJNJNXNF039 | OM48-Fbr,Intrc,PLEM,AQ,39ft,MtdA,EA | OM4 8 fiber, Interconnect, Plenum, PanMPO Female to PanMPO Female, Method A, Optimized IL, 39 Feet, Aqua | PC | 1 | 1 | 1 | 1 | 553.9
61305617605 | FZ8RPJNJNYNF039 | OM48-Fbr,Intrc,PLEM,AQ,39ft,MtdB,EA | OM4 8 fiber, Interconnect, Plenum, PanMPO Female to PanMPO Female, Method B, Optimized IL, 39 Feet, Aqua | PC | 1 | 1 | 1 | 1 | 553.9
07498369856 | FZTRL7N7NXNM004 | OM4,12-Fiber,LSZH,PMPOf-PMPOf,4M | OM4 12 fiber, optimized interconnect cable assembly, low smoke zero halogen (LSZH) rated, PanMPO female to PanMPO female, Method A, Optimized IL, with no pulling eye, Aqua, 4 meters | PC | 1 | 1 | 1 | 1 | 553.94
07498387028 | FZTRL7N7NYNM004 | OM4 12f Interconnect LSZH PanMPO F/PanMP | OM4 12 fiber interconnect cable assembly Low Smoke Zero Halogen (LSZH) PanMPO female to PanMPO female Method B Optimized IL, with no pulling eye, 4 meters. | PC | 1 | 1 | 1 | 1 | 553.94
61305626227 | FZTRP7N7NBNF018 | OM4 12f Interconnect OFNP PanMPO F/PanMP |  | PC | 1 | 1 | 1 | 1 | 554.56
07498391606 | FZTRP5N5NANF018 | OM4,12-Fiber,PLEM,MPO/F-MPO/F,18ft | OM4 12 fiber, interconnect cable assembly, plenum (OFNP) rated, MPO female to MPO female, Method A Std IL, with no pulling eye 18 ft | PC | 1 | 1 | 1 | 1 | 554.84
07498357506 | FZTRP7N7NANF018 | Interconnect,12CT,OM4,MPO-MPO,A,18Ft. | OM4 12 fiber, PanMPO interconnect cable assembly, plenum rated (OFNP), PanMPO Female To PanMPO Female, Method A, Std IL with no pulling eye, Aqua, 18 ft | PC | 1 | 1 | 1 | 1 | 554.84
61305632808 | FZTRP5N5NXNF018 | OM4 12f Interconnect OFNP MPO F/MPO F Ty |  | PC | 1 | 1 | 1 | 1 | 555.5
61305633319 | FZTRP5N5NYNF018 | OM4 12f Interconnect OFNP MPO F/MPO F Ty |  | PC | 1 | 1 | 1 | 1 | 555.5
61305632733 | FZTRP7N7NXNF013 | OM4 12f Interconnect OFNP PanMPO F/PanMP |  | PC | 1 | 1 | 1 | 1 | 556.12
61305632932 | FZTRP7N7NYNF013 | OM4 12f Interconnect OFNP PanMPO F/PanMP |  | PC | 1 | 1 | 1 | 1 | 556.12
07498393434 | FZTRP5N5NXNM004 | OM4 12 Fiber Interconnect Plenum MPO Fem | OM4 12 fiber interconnect plenum MPO female to MPO female, method A opt IL., with no pulling eye - 4 meters. | PC | 1 | 1 | 1 | 1 | 556.88
07498361119 | FZTRP7N7NXNM004 | OM4,12-Fiber,PLEM,PMPOf-PMPOf,4M | OM4 12 fiber, PanMPO interconnect cable assembly, plenum rated (OFNP), PanMPO Female To PanMPO Female, Method A, Optimized IL, with no pulling eye, Aqua, 4 meters | PC | 1 | 1 | 1 | 1 | 556.88
07498386695 | FZTRP7N7NYNM004 | OM4 12f Interconnect OFNP PanMPO F/PanMP | OM4 12 fiber interconnect cable assembly plenum (OFNP) rated Pan MPO female to Pan MPO female, Method B Optimized IL, with no pulling eye, 4 meters. | PC | 1 | 1 | 1 | 1 | 556.88
61305632251 | FZTRP5N5NBNF026 | OM4 12f Interconnect OFNP MPO F/MPO F Ty |  | PC | 1 | 1 | 1 | 1 | 557.08
61305617508 | FZ8RPJNJNXNF040 | OM48-Fbr,Intrc,PLEM,AQ,40ft,MtdA,EA | OM4 8 fiber, Interconnect, Plenum, PanMPO Female to PanMPO Female, Method A, Optimized IL, 40 Feet, Aqua | PC | 1 | 1 | 1 | 1 | 557.24
61305617606 | FZ8RPJNJNYNF040 | OM48-Fbr,Intrc,PLEM,AQ,40ft,MtdB,EA | OM4 8 fiber, Interconnect, Plenum, PanMPO Female to PanMPO Female, Method B, Optimized IL, 40 Feet, Aqua | PC | 1 | 1 | 1 | 1 | 557.24
61305633154 | FZTRL5N5NXNM006 | OM4 12f Interconnect LSZH MPO F/MPO F Ty |  | PC | 1 | 1 | 1 | 1 | 557.72
61305633213 | FZTRL5N5NYNM006 | OM4 12f Interconnect LSZH MPO F/MPO F Ty |  | PC | 1 | 1 | 1 | 1 | 557.72
61305633935 | FZTRP5N5NBNM008 | OM4 12f Interconnect OFNP MPO F/MPO F Ty |  | PC | 1 | 1 | 1 | 1 | 557.86
07498389742 | FZTRL5N5NANM006 | OM4,12-Fiber,LSZH,MPO/Fm-MPO/Fm,6M | OM4 12 fiber, interconnect cable assembly, low smoke zero halogen (LSZH) rated, MPO female to MPO female, Method A Std IL with no pulling eye, Aqua, 6 meters | PC | 1 | 1 | 1 | 1 | 557.98
07498359400 | FZTRL7N7NANM006 | OM4,12-Fiber,LSZH,PMPOf-PMPOf,A,6M | The QuickNet™ PanMPO™ 12 fiber cable assembly is an OM4 interconnect cable assembly. It is low smoke zero halogen (LSZH) rated and features MPO Female to MPO Female connectors. It is aqua, 6 meters in length and has Method A standard insertion loss with n | PC | 1 | 1 | 1 | 1 | 557.98
07498387315 | FZTRL7N7NBNM006 | OM412-FiberInterc,LSZH,6M,RL | OM4 12 fiber interconnect cable assembly Low Smoke Zero Halogen ( LSZH), PanMPO female to PanMPO female, Method B Std IL with no pulling eye, 6 meters. | PC | 1 | 1 | 1 | 1 | 557.98
61305632809 | FZTRP5N5NXNF019 | OM4 12f Interconnect OFNP MPO F/MPO F Ty |  | PC | 1 | 1 | 1 | 1 | 558.66
61305633320 | FZTRP5N5NYNF019 | OM4 12f Interconnect OFNP MPO F/MPO F Ty |  | PC | 1 | 1 | 1 | 1 | 558.66
61305617679 | FZ8RLJNJNXNM013 | OM48-Fbr,Intrc,LSZH,AQ,13M,MtdA,RL | OM4 8 fiber, Interconnect, LSZH, PanMPO Female to PanMPO Female, Method A, Optimized IL, 13 Meters, Aqua | PC | 1 | 1 | 1 | 1 | 558.94
61305617709 | FZ8RLJNJNYNM013 | OM48-Fbr,Intrc,LSZH,AQ,13M,MtdB,RL | OM4 8 fiber, Interconnect, LSZH, PanMPO Female to PanMPO Female, Method B, Optimized IL, 13 Meters, Aqua | PC | 1 | 1 | 1 | 1 | 558.94
07498391607 | FZTRP5N5NANF019 | OM4,12-Fiber,PLEM,MPO/F-MPO/F,19ft | OM4 12 fiber, interconnect cable assembly, plenum (OFNP) rated, MPO female to MPO female, Method A Std IL, with no pulling eye 19 ft | PC | 1 | 1 | 1 | 1 | 559.3
07498357508 | FZTRP7N7NANF019 | Interconnect,12CT,OM4,MPO-MPO,A,19Ft. | OM4 12 fiber, PanMPO interconnect cable assembly, plenum rated (OFNP), PanMPO Female To PanMPO Female, Method A, Std IL with no pulling eye, Aqua, 19 ft | PC | 1 | 1 | 1 | 1 | 559.3
61305600526 | FZTRP7N7NBNF019 | OM4 12f Interconnect OFNP PanMPO F/PanMP | OM4 12 Fiber Interconnect Plenum PanMPO Female To PanMPO Female Method B Std. IL with no Pulling Eye - 19 Feet | PC | 1 | 1 | 1 | 1 | 559.3
61305632252 | FZTRP5N5NBNF027 | OM4 12f Interconnect OFNP MPO F/MPO F Ty |  | PC | 1 | 1 | 1 | 1 | 560.26
61305617509 | FZ8RPJNJNXNF041 | OM48-Fbr,Intrc,PLEM,AQ,41ft,MtdA,EA | OM4 8 fiber, Interconnect, Plenum, PanMPO Female to PanMPO Female, Method A, Optimized IL, 41 Feet, Aqua | PC | 1 | 1 | 1 | 1 | 560.56
61305617607 | FZ8RPJNJNYNF041 | OM48-Fbr,Intrc,PLEM,AQ,41ft,MtdB,EA | OM4 8 fiber, Interconnect, Plenum, PanMPO Female to PanMPO Female, Method B, Optimized IL, 41 Feet, Aqua | PC | 1 | 1 | 1 | 1 | 560.56
61305629436 | FZTRP7N7NYNF014 | OM4 12f Interconnect OFNP PanMPO F/PanMP |  | PC | 1 | 1 | 1 | 1 | 560.56
61305600623 | FZTRP7N7NXNF014 | OM4 12f Interconnect OFNP PanMPO F/PanMP | OM4 12 Fiber Interconnect Plenum PanMPO Female To PanMPO Female Method A Optimized IL with no Pulling Eye - 14 Feet | PC | 1 | 1 | 1 | 1 | 560.76
61305633260 | FZTRP5N5NYNM006 | OM4 12f Interconnect OFNP MPO F/MPO F Ty |  | PC | 1 | 1 | 1 | 1 | 560.84
07498393372 | FZTRP5N5NANM006 | OM4 12 Fiber Interconnect Plenum MPO Fem |  | PC | 1 | 1 | 1 | 1 | 562.32
07498361014 | FZTRP7N7NANM006 | OM4,12-Fiber,PanMPO/F-PanMPO/F,6M | OM4 12 fiber, PanMPO interconnect cable assembly, plenum rated (OFNP), PanMPO Female To PanMPO Female, Method A, Std IL, with no pulling eye, Aqua, 6 meters | PC | 1 | 1 | 1 | 1 | 562.32
07498387374 | FZTRP7N7NBNM006 | OM4 12f Interconnect OFNP PanMPO F/PanMP | OM4 12 fiber interconnect cable assembly, plenum (OFNP) rated, PanMPO female to PanMPO female, Method B Std IL with no pulling eye, 6 meters. | PC | 1 | 1 | 1 | 1 | 562.32
61305629542 | FZTRP5N5NBNF020 | OM4 12f Interconnect OFNP MPO F/MPO F Ty |  | PC | 1 | 1 | 1 | 1 | 563.44
61305632253 | FZTRP5N5NBNF028 | OM4 12f Interconnect OFNP MPO F/MPO F Ty |  | PC | 1 | 1 | 1 | 1 | 563.44
61305633136 | FZTRL5N5NBNM009 | OM4 12f Interconnect LSZH MPO F/MPO F Ty |  | PC | 1 | 1 | 1 | 1 | 563.58
07498391608 | FZTRP5N5NANF020 | OM4,12-Fiber,PLEM,MPO/F-MPO/F,20ft | OM4 12 fiber, interconnect cable assembly, plenum (OFNP) rated, MPO female to MPO female, Method A Std IL, with no pulling eye 20 ft | PC | 1 | 1 | 1 | 1 | 563.76
07498357510 | FZTRP7N7NANF020 | Interconnect,12CT,OM4,MPO-MPO,A,20Ft. | OM4 12 fiber, PanMPO interconnect cable assembly, plenum rated (OFNP), PanMPO Female To PanMPO Female, Method A, Std IL with no pulling eye, Aqua, 20 ft | PC | 1 | 1 | 1 | 1 | 563.76
61305600527 | FZTRP7N7NBNF020 | OM4 12f Interconnect OFNP PanMPO F/PanMP | OM4 12 Fiber Interconnect Plenum PanMPO Female To PanMPO Female Method B Std. IL with no Pulling Eye - 20 Feet | PC | 1 | 1 | 1 | 1 | 563.76
61305617510 | FZ8RPJNJNXNF042 | OM48-Fbr,Intrc,PLEM,AQ,42ft,MtdA,EA | OM4 8 fiber, Interconnect, Plenum, PanMPO Female to PanMPO Female, Method A, Optimized IL, 42 Feet, Aqua | PC | 1 | 1 | 1 | 1 | 563.9
61305617608 | FZ8RPJNJNYNF042 | OM48-Fbr,Intrc,PLEM,AQ,42ft,MtdB,EA | OM4 8 fiber, Interconnect, Plenum, PanMPO Female to PanMPO Female, Method B, Optimized IL, 42 Feet, Aqua | PC | 1 | 1 | 1 | 1 | 563.9
61305629491 | FZTRP5N5NXNF015 | OM4 12f Interconnect OFNP MPO F/MPO F Ty |  | PC | 1 | 1 | 1 | 1 | 565.02
61305632810 | FZTRP5N5NXNF021 | OM4 12f Interconnect OFNP MPO F/MPO F Ty |  | PC | 1 | 1 | 1 | 1 | 565.02
61305633321 | FZTRP5N5NYNF021 | OM4 12f Interconnect OFNP MPO F/MPO F Ty |  | PC | 1 | 1 | 1 | 1 | 565.02
61305600624 | FZTRP7N7NXNF015 | OM4 12f Interconnect OFNP PanMPO F/PanMP | OM4 12 Fiber Interconnect Plenum PanMPO Female To PanMPO Female Method A Optimized IL with no Pulling Eye - 15 Feet | PC | 1 | 1 | 1 | 1 | 565.22
61305632254 | FZTRP5N5NBNF029 | OM4 12f Interconnect OFNP MPO F/MPO F Ty |  | PC | 1 | 1 | 1 | 1 | 566.6
61305617511 | FZ8RPJNJNXNF043 | OM48-Fbr,Intrc,PLEM,AQ,43ft,MtdA,EA | OM4 8 fiber, Interconnect, Plenum, PanMPO Female to PanMPO Female, Method A, Optimized IL, 43 Feet, Aqua | PC | 1 | 1 | 1 | 1 | 567.26
61305617609 | FZ8RPJNJNYNF043 | OM48-Fbr,Intrc,PLEM,AQ,43ft,MtdB,EA | OM4 8 fiber, Interconnect, Plenum, PanMPO Female to PanMPO Female, Method B, Optimized IL, 43 Feet, Aqua | PC | 1 | 1 | 1 | 1 | 567.26
61305629568 | FZTRL5N5NXNM005 | OM4 12f Interconnect LSZH MPO F/MPO F Ty |  | PC | 1 | 1 | 1 | 1 | 567.56
61305633155 | FZTRL5N5NXNM007 | OM4 12f Interconnect LSZH MPO F/MPO F Ty |  | PC | 1 | 1 | 1 | 1 | 567.56
61305633214 | FZTRL5N5NYNM007 | OM4 12f Interconnect LSZH MPO F/MPO F Ty |  | PC | 1 | 1 | 1 | 1 | 567.56
07498369874 | FZTRL7N7NXNM005 | OM4,12-Fiber,LSZH,PMPOf-PMPOf,5M | OM4 12 fiber, optimized interconnect cable assembly, low smoke zero halogen (LSZH) rated, PanMPO female to PanMPO female, Method A, Optimized IL, with no pulling eye, Aqua, 5 meters | PC | 1 | 1 | 1 | 1 | 567.84
07498387090 | FZTRL7N7NYNM005 | OM4 12f Interconnect LSZH PanMPO F/PanMP | OM4 12 fiber interconnect cable assembly Low Smoke Zero Halogen (LSZH) PanMPO female to PanMPO female Method B Optimized IL, with no pulling eye, 5 meters. | PC | 1 | 1 | 1 | 1 | 567.84
61305626228 | FZTRP7N7NBNF021 | OM4 12f Interconnect OFNP PanMPO F/PanMP |  | PC | 1 | 1 | 1 | 1 | 567.86
61305632811 | FZTRP5N5NXNF022 | OM4 12f Interconnect OFNP MPO F/MPO F Ty |  | PC | 1 | 1 | 1 | 1 | 568.18
61305633322 | FZTRP5N5NYNF022 | OM4 12f Interconnect OFNP MPO F/MPO F Ty |  | PC | 1 | 1 | 1 | 1 | 568.18
07498391609 | FZTRP5N5NANF021 | OM4,12-Fiber,PLEM,MPO/F-MPO/F,21ft | OM4 12 fiber, interconnect cable assembly, plenum (OFNP) rated, MPO female to MPO female, Method A Std IL, with no pulling eye 21 ft | PC | 1 | 1 | 1 | 1 | 568.22
07498357513 | FZTRP7N7NANF021 | Interconnect,12CT,OM4,MPO-MPO,A,21Ft. | OM4 12 fiber, PanMPO interconnect cable assembly, plenum rated (OFNP), PanMPO Female To PanMPO Female, Method A, Std IL with no pulling eye, Aqua, 21 ft | PC | 1 | 1 | 1 | 1 | 568.22
61305633936 | FZTRP5N5NBNM009 | OM4 12f Interconnect OFNP MPO F/MPO F Ty |  | PC | 1 | 1 | 1 | 1 | 568.26
61305617680 | FZ8RLJNJNXNM014 | OM48-Fbr,Intrc,LSZH,AQ,14M,MtdA,RL | OM4 8 fiber, Interconnect, LSZH, PanMPO Female to PanMPO Female, Method A, Optimized IL, 14 Meters, Aqua | PC | 1 | 1 | 1 | 1 | 569.34
61305617710 | FZ8RLJNJNYNM014 | OM48-Fbr,Intrc,LSZH,AQ,14M,MtdB,RL | OM4 8 fiber, Interconnect, LSZH, PanMPO Female to PanMPO Female, Method B, Optimized IL, 14 Meters, Aqua | PC | 1 | 1 | 1 | 1 | 569.34
61305629434 | FZTRP7N7NYNF016 | OM4 12f Interconnect OFNP PanMPO F/PanMP |  | PC | 1 | 1 | 1 | 1 | 569.44
61305600625 | FZTRP7N7NXNF016 | OM4 12f Interconnect OFNP PanMPO F/PanMP | OM4 12 Fiber Interconnect Plenum PanMPO Female To PanMPO Female Method A Optimized IL with no Pulling Eye - 16 Feet | PC | 1 | 1 | 1 | 1 | 569.68
61305617512 | FZ8RPJNJNXNF044 | OM48-Fbr,Intrc,PLEM,AQ,44ft,MtdA,EA | OM4 8 fiber, Interconnect, Plenum, PanMPO Female to PanMPO Female, Method A, Optimized IL, 44 Feet, Aqua | PC | 1 | 1 | 1 | 1 | 570.58
61305617610 | FZ8RPJNJNYNF044 | OM48-Fbr,Intrc,PLEM,AQ,44ft,MtdB,EA | OM4 8 fiber, Interconnect, Plenum, PanMPO Female to PanMPO Female, Method B, Optimized IL, 44 Feet, Aqua | PC | 1 | 1 | 1 | 1 | 570.58
61305633261 | FZTRP5N5NYNM007 | OM4 12f Interconnect OFNP MPO F/MPO F Ty |  | PC | 1 | 1 | 1 | 1 | 571.2
61305632812 | FZTRP5N5NXNF023 | OM4 12f Interconnect OFNP MPO F/MPO F Ty |  | PC | 1 | 1 | 1 | 1 | 571.34
61305633323 | FZTRP5N5NYNF023 | OM4 12f Interconnect OFNP MPO F/MPO F Ty |  | PC | 1 | 1 | 1 | 1 | 571.34
07498393435 | FZTRP5N5NXNM005 | OM4 12 Fiber Interconnect Plenum MPO Fem | OM4 12 fiber interconnect plenum MPO female to MPO female, method A opt IL., with no pulling eye - 5 meters. | PC | 1 | 1 | 1 | 1 | 571.46
07498361120 | FZTRP7N7NXNM005 | OM4,12-Fiber,PLEM,PMPOf-PMPOf,5M | OM4 12 fiber, PanMPO interconnect cable assembly, plenum rated (OFNP), PanMPO Female To PanMPO Female, Method A, Optimized IL, with no pulling eye, Aqua, 5 meters | PC | 1 | 1 | 1 | 1 | 571.46
07498386696 | FZTRP7N7NYNM005 | OM4 12f Interconnect OFNP PanMPO F/PanMP | OM4 12 fiber interconnect cable assembly plenum (OFNP) rated Pan MPO female to Pan MPO female, Method B Optimized IL, with no pulling eye, 5 meters. | PC | 1 | 1 | 1 | 1 | 571.46
07498389743 | FZTRL5N5NANM007 | OM4,12-Fiber,LSZH,MPO/Fm-MPO/Fm,7M | OM4 12 fiber, interconnect cable assembly, low smoke zero halogen (LSZH) rated, MPO female to MPO female, Method A Std IL with no pulling eye, Aqua, 7 meters | PC | 1 | 1 | 1 | 1 | 571.86
07498359401 | FZTRL7N7NANM007 | OM4,12-Fiber,LSZH,PMPOf-PMPOf,A,7M | The QuickNet™ PanMPO™ 12 fiber cable assembly is an OM4 interconnect cable assembly. It is low smoke zero halogen (LSZH) rated and features MPO Female to MPO Female connectors. It is aqua, 7 meters in length and has Method A standard insertion loss with n | PC | 1 | 1 | 1 | 1 | 571.86
07498387316 | FZTRL7N7NBNM007 | OM412-FiberInterc,LSZH,7M,RL | OM4 12 fiber interconnect cable assembly Low Smoke Zero Halogen ( LSZH), PanMPO female to PanMPO female, Method B Std IL with no pulling eye, 7 meters. | PC | 1 | 1 | 1 | 1 | 571.86
07498391610 | FZTRP5N5NANF022 | OM4,12-Fiber,PLEM,MPO/F-MPO/F,22ft | OM4 12 fiber, interconnect cable assembly, plenum (OFNP) rated, MPO female to MPO female, Method A Std IL, with no pulling eye 22 ft | PC | 1 | 1 | 1 | 1 | 572.64
07498357514 | FZTRP7N7NANF022 | Interconnect,12CT,OM4,MPO-MPO,A,22Ft. | OM4 12 fiber, PanMPO interconnect cable assembly, plenum rated (OFNP), PanMPO Female To PanMPO Female, Method A, Std IL with no pulling eye, Aqua, 22 ft | PC | 1 | 1 | 1 | 1 | 572.64
61305600528 | FZTRP7N7NBNF022 | OM4 12f Interconnect OFNP PanMPO F/PanMP | OM4 12 Fiber Interconnect Plenum PanMPO Female To PanMPO Female Method B Std. IL with no Pulling Eye - 22 Feet | PC | 1 | 1 | 1 | 1 | 572.64
61305632255 | FZTRP5N5NBNF031 | OM4 12f Interconnect OFNP MPO F/MPO F Ty |  | PC | 1 | 1 | 1 | 1 | 572.94
61305632933 | FZTRP7N7NYNF017 | OM4 12f Interconnect OFNP PanMPO F/PanMP |  | PC | 1 | 1 | 1 | 1 | 573.88
61305617513 | FZ8RPJNJNXNF045 | OM48-Fbr,Intrc,PLEM,AQ,45ft,MtdA,EA | OM4 8 fiber, Interconnect, Plenum, PanMPO Female to PanMPO Female, Method A, Optimized IL, 45 Feet, Aqua | PC | 1 | 1 | 1 | 1 | 573.94
61305617611 | FZ8RPJNJNYNF045 | OM48-Fbr,Intrc,PLEM,AQ,45ft,MtdB,EA | OM4 8 fiber, Interconnect, Plenum, PanMPO Female to PanMPO Female, Method B, Optimized IL, 45 Feet, Aqua | PC | 1 | 1 | 1 | 1 | 573.94
61305600626 | FZTRP7N7NXNF017 | OM4 12f Interconnect OFNP PanMPO F/PanMP | OM4 12 Fiber Interconnect Plenum PanMPO Female To PanMPO Female Method A Optimized IL with no Pulling Eye - 17 Feet | PC | 1 | 1 | 1 | 1 | 574.12
61305632813 | FZTRP5N5NXNF024 | OM4 12f Interconnect OFNP MPO F/MPO F Ty |  | PC | 1 | 1 | 1 | 1 | 574.5
61305633324 | FZTRP5N5NYNF024 | OM4 12f Interconnect OFNP MPO F/MPO F Ty |  | PC | 1 | 1 | 1 | 1 | 574.5
61305632256 | FZTRP5N5NBNF032 | OM4 12f Interconnect OFNP MPO F/MPO F Ty |  | PC | 1 | 1 | 1 | 1 | 576.1
07498393326 | FZTRP5N5NANM007 | OM4 12 Fiber Interconnect Plenum MPO Fem | OM4 12-fiber, interconnect cable assembly, plenum (OFNP) rated, MPO female to MPO female, Method A Std. IL, with no pulling eye - 7 meters. | PC | 1 | 1 | 1 | 1 | 576.96
07498361015 | FZTRP7N7NANM007 | OM4,12-Fiber,PanMPO/F-PanMPO/F,7M | OM4 12 fiber, PanMPO interconnect cable assembly, plenum rated (OFNP), PanMPO Female To PanMPO Female, Method A, Std IL, with no pulling eye, Aqua, 7 meters | PC | 1 | 1 | 1 | 1 | 576.96
07498387375 | FZTRP7N7NBNM007 | OM4 12f Interconnect OFNP PanMPO F/PanMP | OM4 12 fiber interconnect cable assembly, plenum (OFNP) rated, PanMPO female to PanMPO female, Method B Std IL with no pulling eye, 7 meters. | PC | 1 | 1 | 1 | 1 | 576.96
07498391611 | FZTRP5N5NANF023 | OM4,12-Fiber,PLEM,MPO/F-MPO/F,23ft | OM4 12 fiber, interconnect cable assembly, plenum (OFNP) rated, MPO female to MPO female, Method A Std IL, with no pulling eye 23 ft | PC | 1 | 1 | 1 | 1 | 577.1
07498357515 | FZTRP7N7NANF023 | Interconnect,12CT,OM4,MPO-MPO,A,23Ft. | OM4 12 fiber, PanMPO interconnect cable assembly, plenum rated (OFNP), PanMPO Female To PanMPO Female, Method A, Std IL with no pulling eye, Aqua, 23 ft | PC | 1 | 1 | 1 | 1 | 577.1
61305600529 | FZTRP7N7NBNF023 | OM4 12f Interconnect OFNP PanMPO F/PanMP | OM4 12 Fiber Interconnect Plenum PanMPO Female To PanMPO Female Method B Std. IL with no Pulling Eye - 23 Feet | PC | 1 | 1 | 1 | 1 | 577.1
61305617514 | FZ8RPJNJNXNF046 | OM48-Fbr,Intrc,PLEM,AQ,46ft,MtdA,EA | OM4 8 fiber, Interconnect, Plenum, PanMPO Female to PanMPO Female, Method A, Optimized IL, 46 Feet, Aqua | PC | 1 | 1 | 1 | 1 | 577.28
61305617612 | FZ8RPJNJNYNF046 | OM48-Fbr,Intrc,PLEM,AQ,46ft,MtdB,EA | OM4 8 fiber, Interconnect, Plenum, PanMPO Female to PanMPO Female, Method B, Optimized IL, 46 Feet, Aqua | PC | 1 | 1 | 1 | 1 | 577.28
61305633170 | FZTRL5N5NXNM008 | OM4 12f Interconnect LSZH MPO F/MPO F Ty |  | PC | 1 | 1 | 1 | 1 | 577.44
61305632934 | FZTRP7N7NYNF018 | OM4 12f Interconnect OFNP PanMPO F/PanMP |  | PC | 1 | 1 | 1 | 1 | 578.3
61305600627 | FZTRP7N7NXNF018 | OM4 12f Interconnect OFNP PanMPO F/PanMP | OM4 12 Fiber Interconnect Plenum PanMPO Female To PanMPO Female Method A Optimized IL with no Pulling Eye - 18 Feet | PC | 1 | 1 | 1 | 1 | 578.6
61305633937 | FZTRP5N5NBNM010 | OM4 12f Interconnect OFNP MPO F/MPO F Ty |  | PC | 1 | 1 | 1 | 1 | 578.64
61305632257 | FZTRP5N5NBNF033 | OM4 12f Interconnect OFNP MPO F/MPO F Ty |  | PC | 1 | 1 | 1 | 1 | 579.26
61305617681 | FZ8RLJNJNXNM015 | OM48-Fbr,Intrc,LSZH,AQ,15M,MtdA,RL | OM4 8 fiber, Interconnect, LSZH, PanMPO Female to PanMPO Female, Method A, Optimized IL, 15 Meters, Aqua | PC | 1 | 1 | 1 | 1 | 579.74
61305617711 | FZ8RLJNJNYNM015 | OM48-Fbr,Intrc,LSZH,AQ,15M,MtdB,RL | OM4 8 fiber, Interconnect, LSZH, PanMPO Female to PanMPO Female, Method B, Optimized IL, 15 Meters, Aqua | PC | 1 | 1 | 1 | 1 | 579.74
61305617515 | FZ8RPJNJNXNF047 | OM48-Fbr,Intrc,PLEM,AQ,47ft,MtdA,EA | OM4 8 fiber, Interconnect, Plenum, PanMPO Female to PanMPO Female, Method A, Optimized IL, 47 Feet, Aqua | PC | 1 | 1 | 1 | 1 | 580.62
61305617613 | FZ8RPJNJNYNF047 | OM48-Fbr,Intrc,PLEM,AQ,47ft,MtdB,EA | OM4 8 fiber, Interconnect, Plenum, PanMPO Female to PanMPO Female, Method B, Optimized IL, 47 Feet, Aqua | PC | 1 | 1 | 1 | 1 | 580.62
61305632814 | FZTRP5N5NXNF026 | OM4 12f Interconnect OFNP MPO F/MPO F Ty |  | PC | 1 | 1 | 1 | 1 | 580.84
61305633325 | FZTRP5N5NYNF026 | OM4 12f Interconnect OFNP MPO F/MPO F Ty |  | PC | 1 | 1 | 1 | 1 | 580.84
07498391612 | FZTRP5N5NANF024 | OM4,12-Fiber,PLEM,MPO/F-MPO/F,24ft | OM4 12 fiber, interconnect cable assembly, plenum (OFNP) rated, MPO female to MPO female, Method A Std IL, with no pulling eye 24 ft | PC | 1 | 1 | 1 | 1 | 581.54
07498357517 | FZTRP7N7NANF024 | Interconnect,12CT,OM4,MPO-MPO,A,24Ft. | OM4 12 fiber, PanMPO interconnect cable assembly, plenum rated (OFNP), PanMPO Female To PanMPO Female, Method A, Std IL with no pulling eye, Aqua, 24 ft | PC | 1 | 1 | 1 | 1 | 581.54
61305600530 | FZTRP7N7NBNF024 | OM4 12f Interconnect OFNP PanMPO F/PanMP | OM4 12 Fiber Interconnect Plenum PanMPO Female To PanMPO Female Method B Std IL with no Pulling Eye - 24 Feet | PC | 1 | 1 | 1 | 1 | 581.54
61305633262 | FZTRP5N5NYNM008 | OM4 12f Interconnect OFNP MPO F/MPO F Ty |  | PC | 1 | 1 | 1 | 1 | 581.6
07498369875 | FZTRL7N7NXNM006 | OM4,12-Fiber,LSZH,PMPOf-PMPOf,6M | OM4 12 fiber, optimized interconnect cable assembly, low smoke zero halogen (LSZH) rated, PanMPO female to PanMPO female, Method A, Optimized IL, with no pulling eye, Aqua, 6 meters | PC | 1 | 1 | 1 | 1 | 581.72
07498387092 | FZTRL7N7NYNM006 | OM412-FiberInterc,LSZH,6M,RL | OM4 12 fiber interconnect cable assembly Low Smoke Zero Halogen (LSZH) PanMPO female to PanMPO female Method B Optimized IL, with no pulling eye, 6 meters. | PC | 1 | 1 | 1 | 1 | 581.72
61305632258 | FZTRP5N5NBNF034 | OM4 12f Interconnect OFNP MPO F/MPO F Ty |  | PC | 1 | 1 | 1 | 1 | 582.42
61305632935 | FZTRP7N7NYNF019 | OM4 12f Interconnect OFNP PanMPO F/PanMP |  | PC | 1 | 1 | 1 | 1 | 582.74
61305600628 | FZTRP7N7NXNF019 | OM4 12f Interconnect OFNP PanMPO F/PanMP | OM4 12 Fiber Interconnect Plenum PanMPO Female To PanMPO Female Method A Optimized IL with no Pulling Eye - 19 Feet | PC | 1 | 1 | 1 | 1 | 583.04
61305617516 | FZ8RPJNJNXNF048 | OM48-Fbr,Intrc,PLEM,AQ,48ft,MtdA,EA | OM4 8 fiber, Interconnect, Plenum, PanMPO Female to PanMPO Female, Method A, Optimized IL, 48 Feet, Aqua | PC | 1 | 1 | 1 | 1 | 583.96
61305617614 | FZ8RPJNJNYNF048 | OM48-Fbr,Intrc,PLEM,AQ,48ft,MtdB,EA | OM4 8 fiber, Interconnect, Plenum, PanMPO Female to PanMPO Female, Method B, Optimized IL, 48 Feet, Aqua | PC | 1 | 1 | 1 | 1 | 583.96
61305632815 | FZTRP5N5NXNF027 | OM4 12f Interconnect OFNP MPO F/MPO F Ty |  | PC | 1 | 1 | 1 | 1 | 584
61305633326 | FZTRP5N5NYNF027 | OM4 12f Interconnect OFNP MPO F/MPO F Ty |  | PC | 1 | 1 | 1 | 1 | 584
61305629540 | FZTRP5N5NBNF025 | OM4 12f Interconnect OFNP MPO F/MPO F Ty |  | PC | 1 | 1 | 1 | 1 | 585.6
61305626229 | FZTRP7N7NBNF025 | OM4 12f Interconnect OFNP PanMPO F/PanMP |  | PC | 1 | 1 | 1 | 1 | 585.6
07498389744 | FZTRL5N5NANM008 | OM4,12-Fiber,LSZH,MPO/Fm-MPO/Fm,8M | OM4 12 fiber, interconnect cable assembly, low smoke zero halogen (LSZH) rated, MPO female to MPO female, Method A Std IL with no pulling eye, Aqua, 8 meters | PC | 1 | 1 | 1 | 1 | 585.72
07498359402 | FZTRL7N7NANM008 | OM4,12-Fiber,LSZH,PMPOf-PMPOf,A,8M | The QuickNet™ PanMPO™ 12 fiber cable assembly is an OM4 interconnect cable assembly. It is low smoke zero halogen (LSZH) rated and features MPO Female to MPO Female connectors. It is aqua, 8 meters in length and has Method A standard insertion loss with n | PC | 1 | 1 | 1 | 1 | 585.72
07498387318 | FZTRL7N7NBNM008 | OM412-FiberInterc,LSZH,8M,RL | OM4 12 fiber interconnect cable assembly Low Smoke Zero Halogen ( LSZH), PanMPO female to PanMPO female, Method B Std IL with no pulling eye, 8 meters. | PC | 1 | 1 | 1 | 1 | 585.72
07498391613 | FZTRP5N5NANF025 | OM4,12-Fiber,PLEM,MPO/F-MPO/F,25ft | OM4 12 fiber, interconnect cable assembly, plenum (OFNP) rated, MPO female to MPO female, Method A Std IL, with no pulling eye 25 ft | PC | 1 | 1 | 1 | 1 | 586.02
07498357519 | FZTRP7N7NANF025 | Interconnect,12CT,OM4,MPO-MPO,A,25Ft. | OM4 12 fiber, PanMPO interconnect cable assembly, plenum rated (OFNP), PanMPO Female To PanMPO Female, Method A, Std IL with no pulling eye, Aqua, 25 ft | PC | 1 | 1 | 1 | 1 | 586.02
07498393436 | FZTRP5N5NXNM006 | OM4 12 Fiber Interconnect Plenum MPO Fem | OM4 12 fiber interconnect plenum MPO female to MPO female, method A opt IL., with no pulling eye - 6 meters. | PC | 1 | 1 | 1 | 1 | 586.08
07498361122 | FZTRP7N7NXNM006 | OM4,12-Fiber,PLEM,PMPOf-PMPOf,6M | This 12 fiber cable assembly is an OM4 interconnect cable assembly. It is Plenum (OFNP) rated and features MPO female to MPO female connectors. It is aqua, 6 meters in length and has Method A optimized insertion loss with no pulling eye. | PC | 1 | 1 | 1 | 1 | 586.08
07498386697 | FZTRP7N7NYNM006 | OM4 12f Interconnect OFNP PanMPO F/PanMP | OM4 12 fiber interconnect cable assembly plenum (OFNP) rated Pan MPO female to Pan MPO female, Method B Optimized IL, with no pulling eye, 6 meters. | PC | 1 | 1 | 1 | 1 | 586.08
61305629488 | FZTRP5N5NXNF020 | OM4 12f Interconnect OFNP MPO F/MPO F Ty |  | PC | 1 | 1 | 1 | 1 | 587.16
61305632816 | FZTRP5N5NXNF028 | OM4 12f Interconnect OFNP MPO F/MPO F Ty |  | PC | 1 | 1 | 1 | 1 | 587.16
61305629455 | FZTRP5N5NYNF020 | OM4 12f Interconnect OFNP MPO F/MPO F Ty |  | PC | 1 | 1 | 1 | 1 | 587.16
61305633327 | FZTRP5N5NYNF028 | OM4 12f Interconnect OFNP MPO F/MPO F Ty |  | PC | 1 | 1 | 1 | 1 | 587.16
61305617517 | FZ8RPJNJNXNF049 | OM48-Fbr,Intrc,PLEM,AQ,49ft,MtdA,EA | OM4 8 fiber, Interconnect, Plenum, PanMPO Female to PanMPO Female, Method A, Optimized IL, 49 Feet, Aqua | PC | 1 | 1 | 1 | 1 | 587.28
61305617615 | FZ8RPJNJNYNF049 | OM48-Fbr,Intrc,PLEM,AQ,49ft,MtdB,EA | OM4 8 fiber, Interconnect, Plenum, PanMPO Female to PanMPO Female, Method B, Optimized IL, 49 Feet, Aqua | PC | 1 | 1 | 1 | 1 | 587.28
61305633171 | FZTRL5N5NXNM009 | OM4 12f Interconnect LSZH MPO F/MPO F Ty |  | PC | 1 | 1 | 1 | 1 | 587.3
61305633215 | FZTRL5N5NYNM009 | OM4 12f Interconnect LSZH MPO F/MPO F Ty |  | PC | 1 | 1 | 1 | 1 | 587.3
61305600629 | FZTRP7N7NXNF020 | OM4 12f Interconnect OFNP PanMPO F/PanMP | OM4 12 Fiber Interconnect Plenum PanMPO Female To PanMPO Female Method A Optimized IL with no Pulling Eye - 20 Feet | PC | 1 | 1 | 1 | 1 | 587.48
61305632259 | FZTRP5N5NBNF036 | OM4 12f Interconnect OFNP MPO F/MPO F Ty |  | PC | 1 | 1 | 1 | 1 | 588.76
61305633938 | FZTRP5N5NBNM011 | OM4 12f Interconnect OFNP MPO F/MPO F Ty |  | PC | 1 | 1 | 1 | 1 | 589.04
61305601226 | FZTRP7N7NBNF026 | OM4 12f Interconnect OFNP PanMPO F/PanMP |  | PC | 1 | 1 | 1 | 1 | 590.04
61305617682 | FZ8RLJNJNXNM016 | OM48-Fbr,Intrc,LSZH,AQ,16M,MtdA,RL | OM4 8 fiber, Interconnect, LSZH, PanMPO Female to PanMPO Female, Method A, Optimized IL, 16 Meters, Aqua | PC | 1 | 1 | 1 | 1 | 590.14
61305617712 | FZ8RLJNJNYNM016 | OM48-Fbr,Intrc,LSZH,AQ,16M,MtdB,RL | OM4 8 fiber, Interconnect, LSZH, PanMPO Female to PanMPO Female, Method B, Optimized IL, 16 Meters, Aqua | PC | 1 | 1 | 1 | 1 | 590.14
61305632817 | FZTRP5N5NXNF029 | OM4 12f Interconnect OFNP MPO F/MPO F Ty |  | PC | 1 | 1 | 1 | 1 | 590.34
61305633328 | FZTRP5N5NYNF029 | OM4 12f Interconnect OFNP MPO F/MPO F Ty |  | PC | 1 | 1 | 1 | 1 | 590.34
07498391614 | FZTRP5N5NANF026 | OM4,12-Fiber,PLEM,MPO/F-MPO/F,26ft | OM4 12 fiber, interconnect cable assembly, plenum (OFNP) rated, MPO female to MPO female, Method A Std IL, with no pulling eye 26 ft | PC | 1 | 1 | 1 | 1 | 590.48
07498357522 | FZTRP7N7NANF026 | Interconnect,12CT,OM4,MPO-MPO,A,26Ft. | OM4 12 fiber, PanMPO interconnect cable assembly, plenum rated (OFNP), PanMPO Female To PanMPO Female, Method A, Std IL with no pulling eye, Aqua, 26 ft | PC | 1 | 1 | 1 | 1 | 590.48
61305617518 | FZ8RPJNJNXNF050 | OM48-Fbr,Intrc,PLEM,AQ,50ft,MtdA,EA | OM4 8 fiber, Interconnect, Plenum, PanMPO Female to PanMPO Female, Method A, Optimized IL, 50 Feet, Aqua | PC | 1 | 1 | 1 | 1 | 590.62
61305617616 | FZ8RPJNJNYNF050 | OM48-Fbr,Intrc,PLEM,AQ,50ft,MtdB,EA | OM4 8 fiber, Interconnect, Plenum, PanMPO Female to PanMPO Female, Method B, Optimized IL, 50 Feet, Aqua | PC | 1 | 1 | 1 | 1 | 590.62
07498393327 | FZTRP5N5NANM008 | OM4 12 Fiber Interconnect Plenum MPO Fem | OM4 12-fiber, interconnect cable assembly, plenum (OFNP) rated, MPO female to MPO female, Method A Std. IL, with no pulling eye - 8 meters. | PC | 1 | 1 | 1 | 1 | 591.56
07498361016 | FZTRP7N7NANM008 | OM4,12-Fiber,PanMPO/F-PanMPO/F,8M | OM4 12 fiber, PanMPO interconnect cable assembly, plenum rated (OFNP), PanMPO Female To PanMPO Female, Method A, Std IL, with no pulling eye, Aqua, 8 meters | PC | 1 | 1 | 1 | 1 | 591.56
07498387376 | FZTRP7N7NBNM008 | OM4 12f Interconnect OFNP PanMPO F/PanMP | OM4 12 fiber interconnect cable assembly, plenum (OFNP) rated, PanMPO female to PanMPO female, Method B Std IL with no pulling eye, 8 meters. | PC | 1 | 1 | 1 | 1 | 591.56
61305632936 | FZTRP7N7NYNF021 | OM4 12f Interconnect OFNP PanMPO F/PanMP |  | PC | 1 | 1 | 1 | 1 | 591.6
61305632260 | FZTRP5N5NBNF037 | OM4 12f Interconnect OFNP MPO F/MPO F Ty |  | PC | 1 | 1 | 1 | 1 | 591.92
61305600630 | FZTRP7N7NXNF021 | OM4 12f Interconnect OFNP PanMPO F/PanMP | OM4 12 Fiber Interconnect Plenum PanMPO Female To PanMPO Female Method A Optimized IL with no Pulling Eye - 21 Feet | PC | 1 | 1 | 1 | 1 | 591.92
61305633264 | FZTRP5N5NYNM009 | OM4 12f Interconnect OFNP MPO F/MPO F Ty |  | PC | 1 | 1 | 1 | 1 | 591.98
61305633329 | FZTRP5N5NYNF030 | OM4 12f Interconnect OFNP MPO F/MPO F Ty |  | PC | 1 | 1 | 1 | 1 | 593.5
61305617519 | FZ8RPJNJNXNF051 | OM48-Fbr,Intrc,PLEM,AQ,51ft,MtdA,EA | OM4 8 fiber, Interconnect, Plenum, PanMPO Female to PanMPO Female, Method A, Optimized IL, 51 Feet, Aqua | PC | 1 | 1 | 1 | 1 | 593.96
61305617617 | FZ8RPJNJNYNF051 | OM48-Fbr,Intrc,PLEM,AQ,51ft,MtdB,EA | OM4 8 fiber, Interconnect, Plenum, PanMPO Female to PanMPO Female, Method B, Optimized IL, 51 Feet, Aqua | PC | 1 | 1 | 1 | 1 | 593.96
07498391615 | FZTRP5N5NANF027 | OM4,12-Fiber,PLEM,MPO/F-MPO/F,27ft | OM4 12 fiber, interconnect cable assembly, plenum (OFNP) rated, MPO female to MPO female, Method A Std IL, with no pulling eye 27 ft | PC | 1 | 1 | 1 | 1 | 594.92
07498357523 | FZTRP7N7NANF027 | Interconnect,12CT,OM4,MPO-MPO,A,27Ft. | OM4 12 fiber, PanMPO interconnect cable assembly, plenum rated (OFNP), PanMPO Female To PanMPO Female, Method A, Std IL with no pulling eye, Aqua, 27 ft | PC | 1 | 1 | 1 | 1 | 594.92
61305600531 | FZTRP7N7NBNF027 | OM4 12f Interconnect OFNP PanMPO F/PanMP | OM4 12 Fiber Interconnect Plenum PanMPO Female To PanMPO Female Method B Std IL with no Pulling Eye - 27 Feet | PC | 1 | 1 | 1 | 1 | 594.92
61305632261 | FZTRP5N5NBNF038 | OM4 12f Interconnect OFNP MPO F/MPO F Ty |  | PC | 1 | 1 | 1 | 1 | 595.08
07498369877 | FZTRL7N7NXNM007 | OM4,12-Fiber,LSZH,PMPOf-PMPOf,7M | OM4 12 fiber, optimized interconnect cable assembly, low smoke zero halogen (LSZH) rated, PanMPO female to PanMPO female, Method A, Optimized IL, with no pulling eye, Aqua, 7 meters | PC | 1 | 1 | 1 | 1 | 595.6
07498387093 | FZTRL7N7NYNM007 | OM412-FiberInterc,LSZH,7M,RL | OM4 12 fiber interconnect cable assembly Low Smoke Zero Halogen (LSZH) PanMPO female to PanMPO female Method B Optimized IL, with no pulling eye, 7 meters. | PC | 1 | 1 | 1 | 1 | 595.6
61305629431 | FZTRP7N7NYNF022 | OM4 12f Interconnect OFNP PanMPO F/PanMP |  | PC | 1 | 1 | 1 | 1 | 596.04
61305600631 | FZTRP7N7NXNF022 | OM4 12f Interconnect OFNP PanMPO F/PanMP | OM4 12 Fiber Interconnect Plenum PanMPO Female To PanMPO Female Method A Optimized IL with no Pulling Eye - 22 Feet | PC | 1 | 1 | 1 | 1 | 596.38
61305632818 | FZTRP5N5NXNF031 | OM4 12f Interconnect OFNP MPO F/MPO F Ty |  | PC | 1 | 1 | 1 | 1 | 596.66
61305633330 | FZTRP5N5NYNF031 | OM4 12f Interconnect OFNP MPO F/MPO F Ty |  | PC | 1 | 1 | 1 | 1 | 596.66
61305633172 | FZTRL5N5NXNM010 | OM4 12f Interconnect LSZH MPO F/MPO F Ty |  | PC | 1 | 1 | 1 | 1 | 597.16
61305633216 | FZTRL5N5NYNM010 | OM4 12f Interconnect LSZH MPO F/MPO F Ty |  | PC | 1 | 1 | 1 | 1 | 597.16
61305617520 | FZ8RPJNJNXNF052 | OM48-Fbr,Intrc,PLEM,AQ,52ft,MtdA,EA | OM4 8 fiber, Interconnect, Plenum, PanMPO Female to PanMPO Female, Method A, Optimized IL, 52 Feet, Aqua | PC | 1 | 1 | 1 | 1 | 597.3
61305617618 | FZ8RPJNJNYNF052 | OM48-Fbr,Intrc,PLEM,AQ,52ft,MtdB,EA | OM4 8 fiber, Interconnect, Plenum, PanMPO Female to PanMPO Female, Method B, Optimized IL, 52 Feet, Aqua | PC | 1 | 1 | 1 | 1 | 597.3
61305632262 | FZTRP5N5NBNF039 | OM4 12f Interconnect OFNP MPO F/MPO F Ty |  | PC | 1 | 1 | 1 | 1 | 598.28
61305626214 | FZTRP7N7NBNF028 | OM4 12f Interconnect OFNP PanMPO F/PanMP |  | PC | 1 | 1 | 1 | 1 | 598.9
07498391616 | FZTRP5N5NANF028 | OM4,12-Fiber,PLEM,MPO/F-MPO/F,28ft | OM4 12 fiber, interconnect cable assembly, plenum (OFNP) rated, MPO female to MPO female, Method A Std IL, with no pulling eye 28 ft | PC | 1 | 1 | 1 | 1 | 599.36
07498357524 | FZTRP7N7NANF028 | Interconnect,12CT,OM4,MPO-MPO,A,28Ft. | OM4 12 fiber, PanMPO interconnect cable assembly, plenum rated (OFNP), PanMPO Female To PanMPO Female, Method A, Std IL with no pulling eye, Aqua, 28 ft | PC | 1 | 1 | 1 | 1 | 599.36
07498389745 | FZTRL5N5NANM009 | OM4,12-Fiber,LSZH,MPO/Fm-MPO/Fm,9M | OM4 12 fiber, interconnect cable assembly, low smoke zero halogen (LSZH) rated, MPO female to MPO female, Method A Std IL with no pulling eye, Aqua, 9 meters | PC | 1 | 1 | 1 | 1 | 599.62
07498359404 | FZTRL7N7NANM009 | OM4,12-Fiber,LSZH,PMPOf-PMPOf,A,9M | The 12 fiber cable assembly is an OM4 interconnect cable assembly. It is low smoke zero halogen (LSZH) rated and features MPO Female to MPO Female connectors. It is aqua, 9 meters in length and has Method A standard insertion loss with no pulling eye. | PC | 1 | 1 | 1 | 1 | 599.62
07498387320 | FZTRL7N7NBNM009 | OM412-FiberInterc,LSZH,9M,RL | OM4 12 fiber interconnect cable assembly Low Smoke Zero Halogen ( LSZH), PanMPO female to PanMPO female, Method B Std IL with no pulling eye, 9 meters. | PC | 1 | 1 | 1 | 1 | 599.62
61305632819 | FZTRP5N5NXNF032 | OM4 12f Interconnect OFNP MPO F/MPO F Ty |  | PC | 1 | 1 | 1 | 1 | 599.84
61305633331 | FZTRP5N5NYNF032 | OM4 12f Interconnect OFNP MPO F/MPO F Ty |  | PC | 1 | 1 | 1 | 1 | 599.84
61305632937 | FZTRP7N7NYNF023 | OM4 12f Interconnect OFNP PanMPO F/PanMP |  | PC | 1 | 1 | 1 | 1 | 600.48
61305617683 | FZ8RLJNJNXNM017 | OM48-Fbr,Intrc,LSZH,AQ,17M,MtdA,RL | OM4 8 fiber, Interconnect, LSZH, PanMPO Female to PanMPO Female, Method A, Optimized IL, 17 Meters, Aqua | PC | 1 | 1 | 1 | 1 | 600.56
61305617713 | FZ8RLJNJNYNM017 | OM48-Fbr,Intrc,LSZH,AQ,17M,MtdB,RL | OM4 8 fiber, Interconnect, LSZH, PanMPO Female to PanMPO Female, Method B, Optimized IL, 17 Meters, Aqua | PC | 1 | 1 | 1 | 1 | 600.56
61305617521 | FZ8RPJNJNXNF053 | OM48-Fbr,Intrc,PLEM,AQ,53ft,MtdA,EA | OM4 8 fiber, Interconnect, Plenum, PanMPO Female to PanMPO Female, Method A, Optimized IL, 53 Feet, Aqua | PC | 1 | 1 | 1 | 1 | 600.64
61305617619 | FZ8RPJNJNYNF053 | OM48-Fbr,Intrc,PLEM,AQ,53ft,MtdB,EA | OM4 8 fiber, Interconnect, Plenum, PanMPO Female to PanMPO Female, Method B, Optimized IL, 53 Feet, Aqua | PC | 1 | 1 | 1 | 1 | 600.64
07498393438 | FZTRP5N5NXNM007 | OM4 12 Fiber Interconnect Plenum MPO Fem | OM4 12 fiber interconnect plenum MPO female to MPO female, method A opt IL., with no pulling eye - 7 meters. | PC | 1 | 1 | 1 | 1 | 600.68
07498361123 | FZTRP7N7NXNM007 | OM4,12-Fiber,PLEM,PMPOf-PMPOf,7M | OM4 12 fiber, PanMPO interconnect cable assembly, plenum rated (OFNP), PanMPO Female To PanMPO Female, Method A, Optimized IL, with no pulling eye, Aqua, 7 meters | PC | 1 | 1 | 1 | 1 | 600.68
07498386698 | FZTRP7N7NYNM007 | OM4 12f Interconnect OFNP PanMPO F/PanMP | OM4 12 fiber interconnect cable assembly plenum (OFNP) rated Pan MPO female to Pan MPO female, Method B Optimized IL, with no pulling eye, 7 meters. | PC | 1 | 1 | 1 | 1 | 600.68
61305600632 | FZTRP7N7NXNF023 | OM4 12f Interconnect OFNP PanMPO F/PanMP | OM4 12 Fiber Interconnect Plenum PanMPO Female To PanMPO Female Method A Optimized IL with no Pulling Eye - 23 Feet | PC | 1 | 1 | 1 | 1 | 600.84
61305633265 | FZTRP5N5NYNM010 | OM4 12f Interconnect OFNP MPO F/MPO F Ty |  | PC | 1 | 1 | 1 | 1 | 602.36
61305632820 | FZTRP5N5NXNF033 | OM4 12f Interconnect OFNP MPO F/MPO F Ty |  | PC | 1 | 1 | 1 | 1 | 603.02
61305633332 | FZTRP5N5NYNF033 | OM4 12f Interconnect OFNP MPO F/MPO F Ty |  | PC | 1 | 1 | 1 | 1 | 603.02
07498391617 | FZTRP5N5NANF029 | OM4,12-Fiber,PLEM,MPO/F-MPO/F,29ft | OM4 12 fiber, interconnect cable assembly, plenum (OFNP) rated, MPO female to MPO female, Method A Std IL, with no pulling eye 29 ft | PC | 1 | 1 | 1 | 1 | 603.8
07498357525 | FZTRP7N7NANF029 | Interconnect,12CT,OM4,MPO-MPO,A,29Ft. | OM4 12 fiber, PanMPO interconnect cable assembly, plenum rated (OFNP), PanMPO Female To PanMPO Female, Method A, Std IL with no pulling eye, Aqua, 29 ft | PC | 1 | 1 | 1 | 1 | 603.8
61305600532 | FZTRP7N7NBNF029 | OM4 12f Interconnect OFNP PanMPO F/PanMP | OM4 12 Fiber Interconnect Plenum PanMPO Female To PanMPO Female Method B Std IL with no Pulling Eye - 29 Feet | PC | 1 | 1 | 1 | 1 | 603.8
61305617522 | FZ8RPJNJNXNF054 | OM48-Fbr,Intrc,PLEM,AQ,54ft,MtdA,EA | OM4 8 fiber, Interconnect, Plenum, PanMPO Female to PanMPO Female, Method A, Optimized IL, 54 Feet, Aqua | PC | 1 | 1 | 1 | 1 | 604
61305617620 | FZ8RPJNJNYNF054 | OM48-Fbr,Intrc,PLEM,AQ,54ft,MtdB,EA | OM4 8 fiber, Interconnect, Plenum, PanMPO Female to PanMPO Female, Method B, Optimized IL, 54 Feet, Aqua | PC | 1 | 1 | 1 | 1 | 604
61305632263 | FZTRP5N5NBNF041 | OM4 12f Interconnect OFNP MPO F/MPO F Ty |  | PC | 1 | 1 | 1 | 1 | 604.6
61305629429 | FZTRP7N7NYNF024 | OM4 12f Interconnect OFNP PanMPO F/PanMP |  | PC | 1 | 1 | 1 | 1 | 604.9
61305601288 | FZTRP7N7NXNF024 | OM4 12f Interconnect OFNP PanMPO F/PanMP |  | PC | 1 | 1 | 1 | 1 | 605.3
07498393373 | FZTRP5N5NANM009 | OM4 12 Fiber Interconnect Plenum MPO Fem |  | PC | 1 | 1 | 1 | 1 | 606.16
07498361017 | FZTRP7N7NANM009 | OM4,12-Fiber,PanMPO/F-PanMPO/F,9M | OM4 12 fiber, PanMPO interconnect cable assembly, plenum rated (OFNP), PanMPO Female To PanMPO Female, Method A, Std IL, with no pulling eye, Aqua, 9 meters | PC | 1 | 1 | 1 | 1 | 606.16
07498387377 | FZTRP7N7NBNM009 | OM4 12f Interconnect OFNP PanMPO F/PanMP | OM4 12 fiber interconnect cable assembly, plenum (OFNP) rated, PanMPO female to PanMPO female, Method B Std IL with no pulling eye, 9 meters. | PC | 1 | 1 | 1 | 1 | 606.16
61305632821 | FZTRP5N5NXNF034 | OM4 12f Interconnect OFNP MPO F/MPO F Ty |  | PC | 1 | 1 | 1 | 1 | 606.18
61305633333 | FZTRP5N5NYNF034 | OM4 12f Interconnect OFNP MPO F/MPO F Ty |  | PC | 1 | 1 | 1 | 1 | 606.18
61305633173 | FZTRL5N5NXNM011 | OM4 12f Interconnect LSZH MPO F/MPO F Ty |  | PC | 1 | 1 | 1 | 1 | 607.04
61305633217 | FZTRL5N5NYNM011 | OM4 12f Interconnect LSZH MPO F/MPO F Ty |  | PC | 1 | 1 | 1 | 1 | 607.04
61305617523 | FZ8RPJNJNXNF055 | OM48-Fbr,Intrc,PLEM,AQ,55ft,MtdA,EA | OM4 8 fiber, Interconnect, Plenum, PanMPO Female to PanMPO Female, Method A, Optimized IL, 55 Feet, Aqua | PC | 1 | 1 | 1 | 1 | 607.32
61305617621 | FZ8RPJNJNYNF055 | OM48-Fbr,Intrc,PLEM,AQ,55ft,MtdB,EA | OM4 8 fiber, Interconnect, Plenum, PanMPO Female to PanMPO Female, Method B, Optimized IL, 55 Feet, Aqua | PC | 1 | 1 | 1 | 1 | 607.32
61305629537 | FZTRP5N5NBNF030 | OM4 12f Interconnect OFNP MPO F/MPO F Ty |  | PC | 1 | 1 | 1 | 1 | 607.76
61305632264 | FZTRP5N5NBNF042 | OM4 12f Interconnect OFNP MPO F/MPO F Ty |  | PC | 1 | 1 | 1 | 1 | 607.76
61305626215 | FZTRP7N7NBNF030 | OM4 12f Interconnect OFNP PanMPO F/PanMP |  | PC | 1 | 1 | 1 | 1 | 607.76
07498391618 | FZTRP5N5NANF030 | OM4,12-Fiber,PLEM,MPO/F-MPO/F,30ft | OM4 12 fiber, interconnect cable assembly, plenum (OFNP) rated, MPO female to MPO female, Method A Std IL, with no pulling eye 30 ft | PC | 1 | 1 | 1 | 1 | 608.28
07498357527 | FZTRP7N7NANF030 | Interconnect,12CT,OM4,MPO-MPO,A,30Ft. | OM4 12 fiber, PanMPO interconnect cable assembly, plenum rated (OFNP), PanMPO Female To PanMPO Female, Method A, Std IL with no pulling eye, Aqua, 30 ft | PC | 1 | 1 | 1 | 1 | 608.28
61305629558 | FZTRL5N5NYNM008 | OM4 12f Interconnect LSZH MPO F/MPO F Ty |  | PC | 1 | 1 | 1 | 1 | 609
61305629486 | FZTRP5N5NXNF025 | OM4 12f Interconnect OFNP MPO F/MPO F Ty |  | PC | 1 | 1 | 1 | 1 | 609.34
61305629453 | FZTRP5N5NYNF025 | OM4 12f Interconnect OFNP MPO F/MPO F Ty |  | PC | 1 | 1 | 1 | 1 | 609.34
61305633334 | FZTRP5N5NYNF035 | OM4 12f Interconnect OFNP MPO F/MPO F Ty |  | PC | 1 | 1 | 1 | 1 | 609.34
61305629426 | FZTRP7N7NYNF025 | OM4 12f Interconnect OFNP PanMPO F/PanMP |  | PC | 1 | 1 | 1 | 1 | 609.34
07498369887 | FZTRL7N7NXNM008 | OM4,12-Fiber,LSZH,PMPOf-PMPOf,8M | OM4 12 fiber, optimized interconnect cable assembly, low smoke zero halogen (LSZH) rated, PanMPO female to PanMPO female, Method A, Optimized IL, with no pulling eye, Aqua, 8 meters | PC | 1 | 1 | 1 | 1 | 609.46
07498386709 | FZTRL7N7NYNM008 | OM412-FiberInterc,LSZH,8M,RL | OM4 12 fiber interconnect cable assembly Low Smoke Zero Halogen (LSZH) PanMPO female to PanMPO female Method B Optimized IL, with no pulling eye, 8 meters. | PC | 1 | 1 | 1 | 1 | 609.46
61305600633 | FZTRP7N7NXNF025 | OM4 12f Interconnect OFNP PanMPO F/PanMP | OM4 12 Fiber Interconnect Plenum PanMPO Female To PanMPO Female Method A Optimized IL with no Pulling Eye - 25 Feet | PC | 1 | 1 | 1 | 1 | 609.76
61305617524 | FZ8RPJNJNXNF056 | OM48-Fbr,Intrc,PLEM,AQ,56ft,MtdA,EA | OM4 8 fiber, Interconnect, Plenum, PanMPO Female to PanMPO Female, Method A, Optimized IL, 56 Feet, Aqua | PC | 1 | 1 | 1 | 1 | 610.66
61305617622 | FZ8RPJNJNYNF056 | OM48-Fbr,Intrc,PLEM,AQ,56ft,MtdB,EA | OM4 8 fiber, Interconnect, Plenum, PanMPO Female to PanMPO Female, Method B, Optimized IL, 56 Feet, Aqua | PC | 1 | 1 | 1 | 1 | 610.66
61305632265 | FZTRP5N5NBNF043 | OM4 12f Interconnect OFNP MPO F/MPO F Ty |  | PC | 1 | 1 | 1 | 1 | 610.94
61305617684 | FZ8RLJNJNXNM018 | OM48-Fbr,Intrc,LSZH,AQ,18M,MtdA,RL | OM4 8 fiber, Interconnect, LSZH, PanMPO Female to PanMPO Female, Method A, Optimized IL, 18 Meters, Aqua | PC | 1 | 1 | 1 | 1 | 610.96
61305617714 | FZ8RLJNJNYNM018 | OM48-Fbr,Intrc,LSZH,AQ,18M,MtdB,RL | OM4 8 fiber, Interconnect, LSZH, PanMPO Female to PanMPO Female, Method B, Optimized IL, 18 Meters, Aqua | PC | 1 | 1 | 1 | 1 | 610.96
61305632822 | FZTRP5N5NXNF036 | OM4 12f Interconnect OFNP MPO F/MPO F Ty |  | PC | 1 | 1 | 1 | 1 | 612.5
61305633335 | FZTRP5N5NYNF036 | OM4 12f Interconnect OFNP MPO F/MPO F Ty |  | PC | 1 | 1 | 1 | 1 | 612.5
07498391619 | FZTRP5N5NANF031 | OM4,12-Fiber,PLEM,MPO/F-MPO/F,31ft | OM4 12 fiber, interconnect cable assembly, plenum (OFNP) rated, MPO female to MPO female, Method A Std IL, with no pulling eye 31 ft | PC | 1 | 1 | 1 | 1 | 612.72
07498357529 | FZTRP7N7NANF031 | Interconnect,12CT,OM4,MPO-MPO,A,31Ft. | OM4 12 fiber, PanMPO interconnect cable assembly, plenum rated (OFNP), PanMPO Female To PanMPO Female, Method A, Std IL with no pulling eye, Aqua, 31 ft | PC | 1 | 1 | 1 | 1 | 612.72
61305600533 | FZTRP7N7NBNF031 | OM4 12f Interconnect OFNP PanMPO F/PanMP | OM4 12 Fiber Interconnect Plenum PanMPO Female To PanMPO Female Method B Std IL with no Pulling Eye - 31 Feet | PC | 1 | 1 | 1 | 1 | 612.72
61305633266 | FZTRP5N5NYNM011 | OM4 12f Interconnect OFNP MPO F/MPO F Ty |  | PC | 1 | 1 | 1 | 1 | 612.76
07498399153 | FZ8RP7NUSQNF003 | 8-fiber OM4 Round Harness Plenum PanMPO | 8-fiber OM4 round harness cable assembly, plenum (OFNP) rated, PanMPO Female to LC Uniboot with 60cm (24 inch) equal breakout, 40G to 10G Std. IL. | PC | 1 | 1 | 1 | 1 | 612.98
07498389746 | FZTRL5N5NANM010 | OM4,12-Fiber,LSZH,MPO/Fm-MPO/Fm,10M | OM4 12 fiber, interconnect cable assembly, low smoke zero halogen (LSZH) rated, MPO female to MPO female, Method A Std IL with no pulling eye, Aqua, 10 meters | PC | 1 | 1 | 1 | 1 | 613.5
07498359408 | FZTRL7N7NANM010 | OM4,12-Fiber,LSZH,PMPOf-PMPOf,A,10M | This 12 fiber cable assembly is an OM4 interconnect cable assembly. It is Low Smoke Zero Halogen (LSZH) rated and features PanMPO Female to PanMPO Female connectors. It is aqua, 10 meters in length and has Method A standard insertion loss with no pulling | PC | 1 | 1 | 1 | 1 | 613.5
07498387322 | FZTRL7N7NBNM010 | OM4,12-Fibr,LSZH,PMPOf-PMPOf,B,StdIL,10M | OM4 12 fiber interconnect cable assembly Low Smoke Zero Halogen ( LSZH), PanMPO female to PanMPO female, Method B Std IL with no pulling eye, Aqua, 10 meters | PC | 1 | 1 | 1 | 1 | 613.5
61305629423 | FZTRP7N7NYNF026 | OM4 12f Interconnect OFNP PanMPO F/PanMP |  | PC | 1 | 1 | 1 | 1 | 613.76
61305617525 | FZ8RPJNJNXNF057 | OM48-Fbr,Intrc,PLEM,AQ,57ft,MtdA,EA | OM4 8 fiber, Interconnect, Plenum, PanMPO Female to PanMPO Female, Method A, Optimized IL, 57 Feet, Aqua | PC | 1 | 1 | 1 | 1 | 614
61305617623 | FZ8RPJNJNYNF057 | OM48-Fbr,Intrc,PLEM,AQ,57ft,MtdB,EA | OM4 8 fiber, Interconnect, Plenum, PanMPO Female to PanMPO Female, Method B, Optimized IL, 57 Feet, Aqua | PC | 1 | 1 | 1 | 1 | 614
61305632266 | FZTRP5N5NBNF044 | OM4 12f Interconnect OFNP MPO F/MPO F Ty |  | PC | 1 | 1 | 1 | 1 | 614.1
61305600634 | FZTRP7N7NXNF026 | OM4 12f Interconnect OFNP PanMPO F/PanMP | OM4 12 Fiber Interconnect Plenum PanMPO Female To PanMPO Female Method A Optimized IL with no Pulling Eye - 26 Feet | PC | 1 | 1 | 1 | 1 | 614.2
07498399060 | FZ8RL7NUSQNM001 | OM4 8 Fiber Round Harness LSZH PanMPO Fe | OM4 8-fiber round harness cable assembly, low smoke zero halogen (LSZH) rated, PanMPO female To LC Uniboot 60cm (24 inch), equal breakout, Std. IL, 1 meter. | PC | 1 | 1 | 1 | 1 | 614.24
07498398973 | FZ8RP7NUSQNM001 | 8-fiber OM4 Round Harness Plenum PanMPO | 8-fiber OM4 Round Harness Plenum PanMPO Female to LC Uniboot 60cm (24 inch) equal breakout 40G to 10G Std. IL - 1m | PC | 1 | 1 | 1 | 1 | 614.24
07498393908 | FZTRP5N5NXNM008 | OM4 12 Fiber Interconnect Plenum MPO Fem | OM4 12 fiber interconnect plenum MPO female to MPO female, method A opt IL., with no pulling eye - 8 meters. | PC | 1 | 1 | 1 | 1 | 615.28
07498361124 | FZTRP7N7NXNM008 | OM4,12-Fiber,PLEM,PMPOf-PMPOf,8M | This 12 fiber cable assembly is an OM4 interconnect cable assembly. It is Plenum (OFNP) rated and features MPO female to MPO female connectors. It is aqua, 8 meters in length and has Method A optimized insertion loss with no pulling eye. | PC | 1 | 1 | 1 | 1 | 615.28
07498386699 | FZTRP7N7NYNM008 | OM4 12f Interconnect OFNP PanMPO F/PanMP | OM4 12 fiber interconnect cable assembly plenum (OFNP) rated Pan MPO female to Pan MPO female, Method B Optimized IL, with no pulling eye, 8 meters. | PC | 1 | 1 | 1 | 1 | 615.28
61305632823 | FZTRP5N5NXNF037 | OM4 12f Interconnect OFNP MPO F/MPO F Ty |  | PC | 1 | 1 | 1 | 1 | 615.68
61305633336 | FZTRP5N5NYNF037 | OM4 12f Interconnect OFNP MPO F/MPO F Ty |  | PC | 1 | 1 | 1 | 1 | 615.68
61305633174 | FZTRL5N5NXNM012 | OM4 12f Interconnect LSZH MPO F/MPO F Ty |  | PC | 1 | 1 | 1 | 1 | 616.9
61305633218 | FZTRL5N5NYNM012 | OM4 12f Interconnect LSZH MPO F/MPO F Ty |  | PC | 1 | 1 | 1 | 1 | 616.9
07498391620 | FZTRP5N5NANF032 | OM4,12-Fiber,PLEM,MPO/F-MPO/F,32ft | OM4 12 fiber, interconnect cable assembly, plenum (OFNP) rated, MPO female to MPO female, Method A Std IL, with no pulling eye 32 ft | PC | 1 | 1 | 1 | 1 | 617.18
07498357534 | FZTRP7N7NANF032 | Interconnect,12CT,OM4,MPO-MPO,A,32Ft. | OM4 12 fiber, PanMPO interconnect cable assembly, plenum rated (OFNP), PanMPO Female To PanMPO Female, Method A, Std IL with no pulling eye, Aqua, 32 ft | PC | 1 | 1 | 1 | 1 | 617.18
61305600534 | FZTRP7N7NBNF032 | OM4 12f Interconnect OFNP PanMPO F/PanMP | OM4 12 Fiber Interconnect Plenum PanMPO Female To PanMPO Female Method B Std. IL with no Pulling Eye - 32 Feet | PC | 1 | 1 | 1 | 1 | 617.18
61305617526 | FZ8RPJNJNXNF058 | OM48-Fbr,Intrc,PLEM,AQ,58ft,MtdA,EA | OM4 8 fiber, Interconnect, Plenum, PanMPO Female to PanMPO Female, Method A, Optimized IL, 58 Feet, Aqua | PC | 1 | 1 | 1 | 1 | 617.32
61305617624 | FZ8RPJNJNYNF058 | OM48-Fbr,Intrc,PLEM,AQ,58ft,MtdB,EA | OM4 8 fiber, Interconnect, Plenum, PanMPO Female to PanMPO Female, Method B, Optimized IL, 58 Feet, Aqua | PC | 1 | 1 | 1 | 1 | 617.32
07498399154 | FZ8RP7NUSQNF004 | 8-fiber OM4 Round Harness Plenum PanMPO | 8-fiber OM4 round harness cable assembly, plenum (OFNP) rated, PanMPO Female to LC Uniboot with 60cm (24 inch) equal breakout, 40G to 10G Std. IL | PC | 1 | 1 | 1 | 1 | 617.44
61305632938 | FZTRP7N7NYNF027 | OM4 12f Interconnect OFNP PanMPO F/PanMP |  | PC | 1 | 1 | 1 | 1 | 618.2
61305600635 | FZTRP7N7NXNF027 | OM4 12f Interconnect OFNP PanMPO F/PanMP | OM4 12 Fiber Interconnect Plenum PanMPO Female To PanMPO Female Method A Optimized IL with no Pulling Eye - 27 Feet | PC | 1 | 1 | 1 | 1 | 618.64
61305632824 | FZTRP5N5NXNF038 | OM4 12f Interconnect OFNP MPO F/MPO F Ty |  | PC | 1 | 1 | 1 | 1 | 618.84
61305633337 | FZTRP5N5NYNF038 | OM4 12f Interconnect OFNP MPO F/MPO F Ty |  | PC | 1 | 1 | 1 | 1 | 618.84
61305632267 | FZTRP5N5NBNF046 | OM4 12f Interconnect OFNP MPO F/MPO F Ty |  | PC | 1 | 1 | 1 | 1 | 620.42
61305617527 | FZ8RPJNJNXNF059 | OM48-Fbr,Intrc,PLEM,AQ,59ft,MtdA,EA | OM4 8 fiber, Interconnect, Plenum, PanMPO Female to PanMPO Female, Method A, Optimized IL, 59 Feet, Aqua | PC | 1 | 1 | 1 | 1 | 620.68
61305617625 | FZ8RPJNJNYNF059 | OM48-Fbr,Intrc,PLEM,AQ,59ft,MtdB,EA | OM4 8 fiber, Interconnect, Plenum, PanMPO Female to PanMPO Female, Method B, Optimized IL, 59 Feet, Aqua | PC | 1 | 1 | 1 | 1 | 620.68
07498393374 | FZTRP5N5NANM010 | OM4 12 Fiber Interconnect Plenum MPO Fem |  | PC | 1 | 1 | 1 | 1 | 620.76
07498361018 | FZTRP7N7NANM010 | OM4,12-Fiber,PanMPO/F-PanMPO/F,10M | OM4 12 fiber, PanMPO interconnect cable assembly, plenum rated (OFNP), PanMPO Female To PanMPO Female, Method A, Std IL, with no pulling eye, Aqua, 10 meters | PC | 1 | 1 | 1 | 1 | 620.76
07498387378 | FZTRP7N7NBNM010 | OM4,12-Fiber,PLEM,PMPOf-PMPOf,10M,RL | OM4 12 fiber interconnect cable assembly, plenum (OFNP) rated, PanMPO female to PanMPO female, Method B Std IL with no pulling eye, Aqua, 10 meters | PC | 1 | 1 | 1 | 1 | 620.76
61305617685 | FZ8RLJNJNXNM019 | OM48-Fbr,Intrc,LSZH,AQ,19M,MtdA,RL | OM4 8 fiber, Interconnect, LSZH, PanMPO Female to PanMPO Female, Method A, Optimized IL, 19 Meters, Aqua | PC | 1 | 1 | 1 | 1 | 621.36
61305617715 | FZ8RLJNJNYNM019 | OM48-Fbr,Intrc,LSZH,AQ,19M,MtdB,RL | OM4 8 fiber, Interconnect, LSZH, PanMPO Female to PanMPO Female, Method B, Optimized IL, 19 Meters, Aqua | PC | 1 | 1 | 1 | 1 | 621.36
07498391621 | FZTRP5N5NANF033 | OM4,12-Fiber,PLEM,MPO/F-MPO/F,33ft | OM4 12 fiber, interconnect cable assembly, plenum (OFNP) rated, MPO female to MPO female, Method A Std IL, with no pulling eye 33 ft | PC | 1 | 1 | 1 | 1 | 621.62
07498357543 | FZTRP7N7NANF033 | Interconnect,12CT,OM4,MPO-MPO,A,33Ft. | OM4 12 fiber, PanMPO interconnect cable assembly, plenum rated (OFNP), PanMPO Female To PanMPO Female, Method A, Std IL with no pulling eye, Aqua, 33 ft | PC | 1 | 1 | 1 | 1 | 621.62
61305600535 | FZTRP7N7NBNF033 | OM4 12f Interconnect OFNP PanMPO F/PanMP | OM4 12 Fiber Interconnect Plenum PanMPO Female To PanMPO Female Method B Std IL with no Pulling Eye - 33 Feet | PC | 1 | 1 | 1 | 1 | 621.62
07498399155 | FZ8RP7NUSQNF005 | 8-fiber OM4 Round Harness Plenum PanMPO | 8-fiber OM4 round harness cable assembly, plenum (OFNP) rated, PanMPO Female to LC Uniboot with 60cm (24 inch) equal breakout, 40G to 10G Std. IL | PC | 1 | 1 | 1 | 1 | 621.9
61305632825 | FZTRP5N5NXNF039 | OM4 12f Interconnect OFNP MPO F/MPO F Ty |  | PC | 1 | 1 | 1 | 1 | 622
61305633338 | FZTRP5N5NYNF039 | OM4 12f Interconnect OFNP MPO F/MPO F Ty |  | PC | 1 | 1 | 1 | 1 | 622
61305629421 | FZTRP7N7NYNF028 | OM4 12f Interconnect OFNP PanMPO F/PanMP |  | PC | 1 | 1 | 1 | 1 | 622.62
07498374205 | FXTRP8NUSSNF003 | OM3 12-fiber round harness cable, plenum | OM3 12-fiber round harness cable assembly, plenum (OFNP) rated, PanMPO Male to LC Uniboot, 60cm (24 inch) equal breakout, Std. IL. | PC | 1 | 1 | 1 | 1 | 622.82
61305600636 | FZTRP7N7NXNF028 | OM4 12f Interconnect OFNP PanMPO F/PanMP | OM4 12 Fiber Interconnect Plenum PanMPO Female To PanMPO Female Method A Optimized IL with no Pulling Eye - 28 Feet | PC | 1 | 1 | 1 | 1 | 623.1
61305633267 | FZTRP5N5NYNM012 | OM4 12f Interconnect OFNP MPO F/MPO F Ty |  | PC | 1 | 1 | 1 | 1 | 623.14
07498369888 | FZTRL7N7NXNM009 | OM4,12-Fiber,LSZH,PMPOf-PMPOf,9M | OM4 12 fiber, optimized interconnect cable assembly, low smoke zero halogen (LSZH) rated, PanMPO female to PanMPO female, Method A, Optimized IL, with no pulling eye, Aqua, 9 meters | PC | 1 | 1 | 1 | 1 | 623.36
07498386710 | FZTRL7N7NYNM009 | OM412-FiberInterc,LSZH,9M,RL | OM4 12 fiber interconnect cable assembly Low Smoke Zero Halogen (LSZH) PanMPO female to PanMPO female Method B Optimized IL, with no pulling eye, 9 meters. | PC | 1 | 1 | 1 | 1 | 623.36
61305632268 | FZTRP5N5NBNF047 | OM4 12f Interconnect OFNP MPO F/MPO F Ty |  | PC | 1 | 1 | 1 | 1 | 623.6
61305617528 | FZ8RPJNJNXNF060 | OM48-Fbr,Intrc,PLEM,AQ,60ft,MtdA,EA | OM4 8 fiber, Interconnect, Plenum, PanMPO Female to PanMPO Female, Method A, Optimized IL, 60 Feet, Aqua | PC | 1 | 1 | 1 | 1 | 624.02
61305617626 | FZ8RPJNJNYNF060 | OM48-Fbr,Intrc,PLEM,AQ,60ft,MtdB,EA | OM4 8 fiber, Interconnect, Plenum, PanMPO Female to PanMPO Female, Method B, Optimized IL, 60 Feet, Aqua | PC | 1 | 1 | 1 | 1 | 624.02
61305632826 | FZTRP5N5NXNF040 | OM4 12f Interconnect OFNP MPO F/MPO F Ty |  | PC | 1 | 1 | 1 | 1 | 625.16
07498374206 | FXTRP8NUSSNF004 | OM3 12-fiber round harness cable, plenum | OM3 12-fiber round harness cable assembly, plenum (OFNP) rated, PanMPO Male to LC Uniboot, 60cm (24 inch) equal breakout, Std. IL. | PC | 1 | 1 | 1 | 1 | 625.98
07498391622 | FZTRP5N5NANF034 | OM4,12-Fiber,PLEM,MPO/F-MPO/F,34ft | OM4 12 fiber, interconnect cable assembly, plenum (OFNP) rated, MPO female to MPO female, Method A Std IL, with no pulling eye 34 ft | PC | 1 | 1 | 1 | 1 | 626.06
07498357545 | FZTRP7N7NANF034 | Interconnect,12CT,OM4,MPO-MPO,A,34Ft. | OM4 12 fiber, PanMPO interconnect cable assembly, plenum rated (OFNP), PanMPO Female To PanMPO Female, Method A, Std IL with no pulling eye, Aqua, 34 ft | PC | 1 | 1 | 1 | 1 | 626.06
61305600536 | FZTRP7N7NBNF034 | OM4 12f Interconnect OFNP PanMPO F/PanMP | OM4 12 Fiber Interconnect Plenum PanMPO Female To PanMPO Female Method B Std. IL with no Pulling Eye - 34 Feet | PC | 1 | 1 | 1 | 1 | 626.06
07498399156 | FZ8RP7NUSQNF006 | 8-fiber OM4 Round Harness Plenum PanMPO | 8-fiber OM4 round harness cable assembly, plenum (OFNP) rated, PanMPO Female to LC Uniboot with 60cm (24 inch) equal breakout, 40G to 10G Std. IL | PC | 1 | 1 | 1 | 1 | 626.36
61305629617 | FZTRL5N5NBNM011 | OM4 12f Interconnect LSZH MPO F/MPO F Ty |  | PC | 1 | 1 | 1 | 1 | 626.72
61305632269 | FZTRP5N5NBNF048 | OM4 12f Interconnect OFNP MPO F/MPO F Ty |  | PC | 1 | 1 | 1 | 1 | 626.76
61305633175 | FZTRL5N5NXNM013 | OM4 12f Interconnect LSZH MPO F/MPO F Ty |  | PC | 1 | 1 | 1 | 1 | 626.78
61305633219 | FZTRL5N5NYNM013 | OM4 12f Interconnect LSZH MPO F/MPO F Ty |  | PC | 1 | 1 | 1 | 1 | 626.78
61305632939 | FZTRP7N7NYNF029 | OM4 12f Interconnect OFNP PanMPO F/PanMP |  | PC | 1 | 1 | 1 | 1 | 627.08
61305617529 | FZ8RPJNJNXNF061 | OM48-Fbr,Intrc,PLEM,AQ,61ft,MtdA,EA | OM4 8 fiber, Interconnect, Plenum, PanMPO Female to PanMPO Female, Method A, Optimized IL, 61 Feet, Aqua | PC | 1 | 1 | 1 | 1 | 627.34
61305617627 | FZ8RPJNJNYNF061 | OM48-Fbr,Intrc,PLEM,AQ,61ft,MtdB,EA | OM4 8 fiber, Interconnect, Plenum, PanMPO Female to PanMPO Female, Method B, Optimized IL, 61 Feet, Aqua | PC | 1 | 1 | 1 | 1 | 627.34
07498389747 | FZTRL5N5NANM011 | OM4,12-Fiber,LSZH,MPO/Fm-MPO/Fm,11M | OM4 12 fiber, interconnect cable assembly, low smoke zero halogen (LSZH) rated, MPO female to MPO female, Method A Std IL with no pulling eye, Aqua, 11 meters | PC | 1 | 1 | 1 | 1 | 627.36
07498359409 | FZTRL7N7NANM011 | OM4,12-Fiber,LSZH,PMPOf-PMPOf,A,11M | The 12 fiber cable assembly is an OM4 interconnect cable assembly. It is low smoke zero halogen (LSZH) rated and features MPO Female to MPO Female connectors. It is aqua, 11 meters in length and has Method A standard insertion loss with no pulling eye. | PC | 1 | 1 | 1 | 1 | 627.36
07498387139 | FZTRL7N7NBNM011 | OM4 12f Interconnect LSZH PanMPO F/PanMP | OM4 12 fiber interconnect cable assembly Low Smoke Zero Halogen ( LSZH), PanMPO female to PanMPO female, Method B Std IL with no pulling eye, 11 meters. | PC | 1 | 1 | 1 | 1 | 627.36
61305600637 | FZTRP7N7NXNF029 | OM4 12f Interconnect OFNP PanMPO F/PanMP | OM4 12 Fiber Interconnect Plenum PanMPO Female To PanMPO Female Method A Optimized IL with no Pulling Eye - 29 Feet | PC | 1 | 1 | 1 | 1 | 627.56
61305632827 | FZTRP5N5NXNF041 | OM4 12f Interconnect OFNP MPO F/MPO F Ty |  | PC | 1 | 1 | 1 | 1 | 628.34
61305633339 | FZTRP5N5NYNF041 | OM4 12f Interconnect OFNP MPO F/MPO F Ty |  | PC | 1 | 1 | 1 | 1 | 628.34
07498399061 | FZ8RL7NUSQNM002 | OM4 8 Fiber Round Harness LSZH PanMPO Fe | OM4 8-fiber round harness cable assembly, low smoke zero halogen (LSZH) rated, PanMPO female To LC Uniboot 60cm (24 inch), equal breakout, Std. IL, 2 meters. | PC | 1 | 1 | 1 | 1 | 628.84
07498398974 | FZ8RP7NUSQNM002 | 8-fiber OM4 Round Harness Plenum PanMPO | 8-fiber OM4 Round Harness Plenum PanMPO Female to LC Uniboot 60cm (24 inch) equal breakout 40G to 10G Std. IL - 2m | PC | 1 | 1 | 1 | 1 | 628.84
07498374208 | FXTRP8NUSSNF005 | OM3 12-fiber round harness cable, plenum | OM3 12-fiber round harness cable assembly, plenum (OFNP) rated, PanMPO Male to LC Uniboot, 60cm (24 inch) equal breakout, Std. IL. | PC | 1 | 1 | 1 | 1 | 629.16
07498393440 | FZTRP5N5NXNM009 | OM4 12 Fiber Interconnect Plenum MPO Fem | OM4 12 fiber interconnect plenum MPO female to MPO female, method A opt IL., with no pulling eye - 9 meters. | PC | 1 | 1 | 1 | 1 | 629.88
07498361114 | FZTRP7N7NXNM009 | OM4,12-Fiber,PLEM,PMPOf-PMPOf,9M | OM4 12 fiber, PanMPO interconnect cable assembly, plenum rated (OFNP), PanMPO Female To PanMPO Female, Method A, Optimized IL, with no pulling eye, Aqua, 9 meters | PC | 1 | 1 | 1 | 1 | 629.88
07498386700 | FZTRP7N7NYNM009 | OM4 12f Interconnect OFNP PanMPO F/PanMP | OM4 12 fiber interconnect cable assembly plenum (OFNP) rated Pan MPO female to Pan MPO female, Method B Optimized IL, with no pulling eye, 9 meters. | PC | 1 | 1 | 1 | 1 | 629.88
61305629535 | FZTRP5N5NBNF035 | OM4 12f Interconnect OFNP MPO F/MPO F Ty |  | PC | 1 | 1 | 1 | 1 | 629.92
61305632270 | FZTRP5N5NBNF049 | OM4 12f Interconnect OFNP MPO F/MPO F Ty |  | PC | 1 | 1 | 1 | 1 | 629.92
07498391623 | FZTRP5N5NANF035 | OM4,12-Fiber,PLEM,MPO/F-MPO/F,35ft | OM4 12 fiber, interconnect cable assembly, plenum (OFNP) rated, MPO female to MPO female, Method A Std IL, with no pulling eye 35 ft | PC | 1 | 1 | 1 | 1 | 630.54
07498357559 | FZTRP7N7NANF035 | Interconnect,12CT,OM4,MPO-MPO,A,35Ft. | OM4 12 fiber, PanMPO interconnect cable assembly, plenum rated (OFNP), PanMPO Female To PanMPO Female, Method A, Std IL with no pulling eye, Aqua, 35 ft | PC | 1 | 1 | 1 | 1 | 630.54
61305600537 | FZTRP7N7NBNF035 | OM4 12f Interconnect OFNP PanMPO F/PanMP | OM4 12 Fiber Interconnect Plenum PanMPO Female To PanMPO Female Method B Std IL with no Pulling Eye - 35 Feet | PC | 1 | 1 | 1 | 1 | 630.54
61305617530 | FZ8RPJNJNXNF062 | OM48-Fbr,Intrc,PLEM,AQ,62ft,MtdA,EA | OM4 8 fiber, Interconnect, Plenum, PanMPO Female to PanMPO Female, Method A, Optimized IL, 62 Feet, Aqua | PC | 1 | 1 | 1 | 1 | 630.7
61305617628 | FZ8RPJNJNYNF062 | OM48-Fbr,Intrc,PLEM,AQ,62ft,MtdB,EA | OM4 8 fiber, Interconnect, Plenum, PanMPO Female to PanMPO Female, Method B, Optimized IL, 62 Feet, Aqua | PC | 1 | 1 | 1 | 1 | 630.7
07498399157 | FZ8RP7NUSQNF007 | 8-fiber OM4 Round Harness Plenum PanMPO | 8-fiber OM4 round harness cable assembly, plenum (OFNP) rated, PanMPO Female to LC Uniboot with 60cm (24 inch) equal breakout, 40G to 10G Std. IL | PC | 1 | 1 | 1 | 1 | 630.8
61305629483 | FZTRP5N5NXNF030 | OM4 12f Interconnect OFNP MPO F/MPO F Ty |  | PC | 1 | 1 | 1 | 1 | 631.5
61305632828 | FZTRP5N5NXNF042 | OM4 12f Interconnect OFNP MPO F/MPO F Ty |  | PC | 1 | 1 | 1 | 1 | 631.5
61305633340 | FZTRP5N5NYNF042 | OM4 12f Interconnect OFNP MPO F/MPO F Ty |  | PC | 1 | 1 | 1 | 1 | 631.5
61305617686 | FZ8RLJNJNXNM020 | OM48-Fbr,Intrc,LSZH,AQ,20M,MtdA,RL | OM4 8 fiber, Interconnect, LSZH, PanMPO Female to PanMPO Female, Method A, Optimized IL, 20 Meters, Aqua | PC | 1 | 1 | 1 | 1 | 631.76
61305617716 | FZ8RLJNJNYNM020 | OM48-Fbr,Intrc,LSZH,AQ,20M,MtdB,RL | OM4 8 fiber, Interconnect, LSZH, PanMPO Female to PanMPO Female, Method B, Optimized IL, 20 Meters, Aqua | PC | 1 | 1 | 1 | 1 | 631.76
61305600638 | FZTRP7N7NXNF030 | OM4 12f Interconnect OFNP PanMPO F/PanMP | OM4 12 Fiber Interconnect Plenum PanMPO Female To PanMPO Female Method A Optimized IL with no Pulling Eye - 30 Feet | PC | 1 | 1 | 1 | 1 | 632
61305600903 | FZTRP7N7NYNF030 | OM4 12f Interconnect OFNP PanMPO F/PanMP |  | PC | 1 | 1 | 1 | 1 | 632
07498374210 | FXTRP8NUSSNF006 | OM3 12-fiber round harness cable, plenum | OM3 12-fiber round harness cable assembly, plenum (OFNP) rated, PanMPO Male to LC Uniboot, 60cm (24 inch) equal breakout, Std. IL. | PC | 1 | 1 | 1 | 1 | 632.34
61305632271 | FZTRP5N5NBNF050 | OM4 12f Interconnect OFNP MPO F/MPO F Ty |  | PC | 1 | 1 | 1 | 1 | 633.08
61305633268 | FZTRP5N5NYNM013 | OM4 12f Interconnect OFNP MPO F/MPO F Ty |  | PC | 1 | 1 | 1 | 1 | 633.52
61305617531 | FZ8RPJNJNXNF063 | OM48-Fbr,Intrc,PLEM,AQ,63ft,MtdA,EA | OM4 8 fiber, Interconnect, Plenum, PanMPO Female to PanMPO Female, Method A, Optimized IL, 63 Feet, Aqua | PC | 1 | 1 | 1 | 1 | 634.04
61305617629 | FZ8RPJNJNYNF063 | OM48-Fbr,Intrc,PLEM,AQ,63ft,MtdB,EA | OM4 8 fiber, Interconnect, Plenum, PanMPO Female to PanMPO Female, Method B, Optimized IL, 63 Feet, Aqua | PC | 1 | 1 | 1 | 1 | 634.04
61305626216 | FZTRP7N7NBNF036 | OM4 12f Interconnect OFNP PanMPO F/PanMP |  | PC | 1 | 1 | 1 | 1 | 634.36
61305632829 | FZTRP5N5NXNF043 | OM4 12f Interconnect OFNP MPO F/MPO F Ty |  | PC | 1 | 1 | 1 | 1 | 634.68
61305633341 | FZTRP5N5NYNF043 | OM4 12f Interconnect OFNP MPO F/MPO F Ty |  | PC | 1 | 1 | 1 | 1 | 634.68
07498391624 | FZTRP5N5NANF036 | OM4,12-Fiber,PLEM,MPO/F-MPO/F,36ft | OM4 12 fiber, interconnect cable assembly, plenum (OFNP) rated, MPO female to MPO female, Method A Std IL, with no pulling eye 36 ft | PC | 1 | 1 | 1 | 1 | 634.98
07498357563 | FZTRP7N7NANF036 | Interconnect,12CT,OM4,MPO-MPO,A,36Ft. | OM4 12 fiber, PanMPO interconnect cable assembly, plenum rated (OFNP), PanMPO Female To PanMPO Female, Method A, Std IL with no pulling eye, Aqua, 36 ft | PC | 1 | 1 | 1 | 1 | 634.98
07498399158 | FZ8RP7NUSQNF008 | 8-fiber OM4 Round Harness Plenum PanMPO | 8-fiber OM4 round harness cable assembly, plenum (OFNP) rated, PanMPO Female to LC Uniboot with 60cm (24 inch) equal breakout, 40G to 10G Std. IL | PC | 1 | 1 | 1 | 1 | 635.26
07498393328 | FZTRP5N5NANM011 | OM4 12 Fiber Interconnect Plenum MPO Fem | OM4 12-fiber, interconnect cable assembly, plenum (OFNP) rated, MPO female to MPO female, Method A Std. IL, with no pulling eye - 11 meters. | PC | 1 | 1 | 1 | 1 | 635.38
07498361019 | FZTRP7N7NANM011 | OM4,12-Fiber,PanMPO/F-PanMPO/F,11M | OM4 12 fiber, PanMPO interconnect cable assembly, plenum rated (OFNP), PanMPO Female To PanMPO Female, Method A, Std IL, with no pulling eye, Aqua, 11 meters | PC | 1 | 1 | 1 | 1 | 635.38
07498387300 | FZTRP7N7NBNM011 | OM4 12f Interconnect OFNP PanMPO F/PanMP | OM4 12 fiber interconnect cable assembly, plenum (OFNP) rated, PanMPO female to PanMPO female, Method B Std IL with no pulling eye, 11 meters. | PC | 1 | 1 | 1 | 1 | 635.38
07498374211 | FXTRP8NUSSNF007 | OM3 12-fiber round harness cable, plenum | OM3 12-fiber round harness cable assembly, plenum (OFNP) rated, PanMPO Male to LC Uniboot, 60cm (24 inch) equal breakout, Std. IL. | PC | 1 | 1 | 1 | 1 | 635.52
61305632940 | FZTRP7N7NYNF031 | OM4 12f Interconnect OFNP PanMPO F/PanMP |  | PC | 1 | 1 | 1 | 1 | 635.94
61305632272 | FZTRP5N5NBNF051 | OM4 12f Interconnect OFNP MPO F/MPO F Ty |  | PC | 1 | 1 | 1 | 1 | 636.28
61305601289 | FZTRP7N7NXNF031 | OM4 12f Interconnect OFNP PanMPO F/PanMP |  | PC | 1 | 1 | 1 | 1 | 636.46
61305633176 | FZTRL5N5NXNM014 | OM4 12f Interconnect LSZH MPO F/MPO F Ty |  | PC | 1 | 1 | 1 | 1 | 636.66
61305633220 | FZTRL5N5NYNM014 | OM4 12f Interconnect LSZH MPO F/MPO F Ty |  | PC | 1 | 1 | 1 | 1 | 636.66
07498369889 | FZTRL7N7NXNM010 | OM4,12-Fiber,LSZH,PMPOf-PMPOf,10M | OM4 12 fiber, optimized interconnect cable assembly, low smoke zero halogen (LSZH) rated, PanMPO female to PanMPO female, Method A, Optimized IL, with no pulling eye, Aqua, 10 meters | PC | 1 | 1 | 1 | 1 | 637.22
07498386711 | FZTRL7N7NYNM010 | OM4,12-Fiber,LSZH,PMPOf-PMPOf,B,10M | This 12 fiber cable assembly is an OM4 interconnect cable assembly. It is Low Smoke Zero Halogen (LSZH) rated and features PanMPO female to PanMPO female connectors. It is aqua, 10 meters in length and has Method B optimized insertion loss with no pulling | PC | 1 | 1 | 1 | 1 | 637.22
61305617532 | FZ8RPJNJNXNF064 | OM48-Fbr,Intrc,PLEM,AQ,64ft,MtdA,EA | OM4 8 fiber, Interconnect, Plenum, PanMPO Female to PanMPO Female, Method A, Optimized IL, 64 Feet, Aqua | PC | 1 | 1 | 1 | 1 | 637.38
61305617630 | FZ8RPJNJNYNF064 | OM48-Fbr,Intrc,PLEM,AQ,64ft,MtdB,EA | OM4 8 fiber, Interconnect, Plenum, PanMPO Female to PanMPO Female, Method B, Optimized IL, 64 Feet, Aqua | PC | 1 | 1 | 1 | 1 | 637.38
61305632830 | FZTRP5N5NXNF044 | OM4 12f Interconnect OFNP MPO F/MPO F Ty |  | PC | 1 | 1 | 1 | 1 | 637.84
61305633342 | FZTRP5N5NYNF044 | OM4 12f Interconnect OFNP MPO F/MPO F Ty |  | PC | 1 | 1 | 1 | 1 | 637.84
07498374212 | FXTRP8NUSSNF008 | OM3 12-fiber round harness cable, plenum | OM3 12-fiber round harness cable assembly, plenum (OFNP) rated, PanMPO Male to LC Uniboot, 60cm (24 inch) equal breakout, Std. IL. | PC | 1 | 1 | 1 | 1 | 638.7
07498391625 | FZTRP5N5NANF037 | OM4,12-Fiber,PLEM,MPO/F-MPO/F,37ft | OM4 12 fiber, interconnect cable assembly, plenum (OFNP) rated, MPO female to MPO female, Method A Std IL, with no pulling eye 37 ft | PC | 1 | 1 | 1 | 1 | 639.44
61305632273 | FZTRP5N5NBNF052 | OM4 12f Interconnect OFNP MPO F/MPO F Ty |  | PC | 1 | 1 | 1 | 1 | 639.44
07498357571 | FZTRP7N7NANF037 | Interconnect,12CT,OM4,MPO-MPO,A,37Ft. | OM4 12 fiber, PanMPO interconnect cable assembly, plenum rated (OFNP), PanMPO Female To PanMPO Female, Method A, Std IL with no pulling eye, Aqua, 37 ft | PC | 1 | 1 | 1 | 1 | 639.44
61305600538 | FZTRP7N7NBNF037 | OM4 12f Interconnect OFNP PanMPO F/PanMP | OM4 12 Fiber Interconnect Plenum PanMPO Female To PanMPO Female Method B Std. IL with no Pulling Eye - 37 Feet | PC | 1 | 1 | 1 | 1 | 639.44
07498399159 | FZ8RP7NUSQNF009 | 8-fiber OM4 Round Harness Plenum PanMPO | 8-fiber OM4 round harness cable assembly, plenum (OFNP) rated, PanMPO Female to LC Uniboot with 60cm (24 inch) equal breakout, 40G to 10G Std. IL | PC | 1 | 1 | 1 | 1 | 639.7
61305629418 | FZTRP7N7NYNF032 | OM4 12f Interconnect OFNP PanMPO F/PanMP |  | PC | 1 | 1 | 1 | 1 | 640.36
61305629615 | FZTRL5N5NBNM012 | OM4 12f Interconnect LSZH MPO F/MPO F Ty |  | PC | 1 | 1 | 1 | 1 | 640.54
61305617533 | FZ8RPJNJNXNF065 | OM48-Fbr,Intrc,PLEM,AQ,65ft,MtdA,EA | OM4 8 fiber, Interconnect, Plenum, PanMPO Female to PanMPO Female, Method A, Optimized IL, 65 Feet, Aqua | PC | 1 | 1 | 1 | 1 | 640.7
61305617631 | FZ8RPJNJNYNF065 | OM48-Fbr,Intrc,PLEM,AQ,65ft,MtdB,EA | OM4 8 fiber, Interconnect, Plenum, PanMPO Female to PanMPO Female, Method B, Optimized IL, 65 Feet, Aqua | PC | 1 | 1 | 1 | 1 | 640.7
61305600639 | FZTRP7N7NXNF032 | OM4 12f Interconnect OFNP PanMPO F/PanMP | OM4 12 Fiber Interconnect Plenum PanMPO Female To PanMPO Female Method A Optimized IL with no Pulling Eye - 32 Feet | PC | 1 | 1 | 1 | 1 | 640.92
61305633343 | FZTRP5N5NYNF045 | OM4 12f Interconnect OFNP MPO F/MPO F Ty |  | PC | 1 | 1 | 1 | 1 | 641.02
07498389748 | FZTRL5N5NANM012 | OM4,12-Fiber,LSZH,MPO/Fm-MPO/Fm,12M | OM4 12 fiber, interconnect cable assembly, low smoke zero halogen (LSZH) rated, MPO female to MPO female, Method A Std IL with no pulling eye, Aqua, 12 meters | PC | 1 | 1 | 1 | 1 | 641.24
07498359410 | FZTRL7N7NANM012 | OM4,12-Fiber,LSZH,PMPOf-PMPOf,A,12M | The QuickNet™ PanMPO™ 12 fiber cable assembly is an OM4 interconnect cable assembly. It is low smoke zero halogen (LSZH) rated and features MPO Female to MPO Female connectors. It is aqua, 12 meters in length and has Method A standard insertion loss with | PC | 1 | 1 | 1 | 1 | 641.24
07498387141 | FZTRL7N7NBNM012 | OM4 12f Interconnect LSZH PanMPO F/PanMP | OM4 12 fiber interconnect cable assembly Low Smoke Zero Halogen ( LSZH), PanMPO female to PanMPO female, Method B Std IL with no pulling eye, 12 meters. | PC | 1 | 1 | 1 | 1 | 641.24
07498374213 | FXTRP8NUSSNF009 | OM3 12-fiber round harness cable, plenum | OM3 12-fiber round harness cable assembly, plenum (OFNP) rated, PanMPO Male to LC Uniboot, 60cm (24 inch) equal breakout, Std. IL. | PC | 1 | 1 | 1 | 1 | 641.88
61305617687 | FZ8RLJNJNXNM021 | OM48-Fbr,Intrc,LSZH,AQ,21M,MtdA,RL | OM4 8 fiber, Interconnect, LSZH, PanMPO Female to PanMPO Female, Method A, Optimized IL, 21 Meters, Aqua | PC | 1 | 1 | 1 | 1 | 642.16
61305617717 | FZ8RLJNJNYNM021 | OM48-Fbr,Intrc,LSZH,AQ,21M,MtdB,RL | OM4 8 fiber, Interconnect, LSZH, PanMPO Female to PanMPO Female, Method B, Optimized IL, 21 Meters, Aqua | PC | 1 | 1 | 1 | 1 | 642.16
61305632274 | FZTRP5N5NBNF053 | OM4 12f Interconnect OFNP MPO F/MPO F Ty |  | PC | 1 | 1 | 1 | 1 | 642.6
07498310530 | FZ8RP7NQSVNF003 | OM4 8f Harness OFNP PanMPO F/PushPull LC | OM4 8-Fiber Round 4 to 1 Conversion Harness, Plenum, Female PanMPO to LC Push-Pull, 24-inch breakout, Optimized IL - 3 feet | PC | 1 | 1 | 1 | 1 | 642.96
07498310545 | FZ8RP8NQSVNF003 | OM4 8f Harness OFNP PanMPO M/PushPull LC | OM4 8-Fiber Round 4 to 1 Conversion Harness, Plenum, Male PanMPO to LC Push-Pull, 24-inch breakout, Optimized IL - 3 feet | PC | 1 | 1 | 1 | 1 | 642.96
07498399063 | FZ8RL7NUSQNM003 | OM4 8 Fiber Round Harness LSZH PanMPO Fe | OM4 8-fiber round harness cable assembly, low smoke zero halogen (LSZH) rated, PanMPO female To LC Uniboot 60cm (24 inch), equal breakout, Std. IL, 3 meters. | PC | 1 | 1 | 1 | 1 | 643.44
07498399490 | FZ8RP7NUSQNM003 | OM4 8 Fiber Round Harness Plenum PanMPO |  | PC | 1 | 1 | 1 | 1 | 643.44
07498391629 | FZTRP5N5NANF038 | OM4,12-Fiber,PLEM,MPO/F-MPO/F,38ft | OM4 12 fiber, interconnect cable assembly, plenum (OFNP) rated, MPO female to MPO female, Method A Std IL, with no pulling eye 38 ft | PC | 1 | 1 | 1 | 1 | 643.88
07498357573 | FZTRP7N7NANF038 | Interconnect,12CT,OM4,MPO-MPO,A,38Ft. | OM4 12 fiber, PanMPO interconnect cable assembly, plenum rated (OFNP), PanMPO Female To PanMPO Female, Method A, Std IL with no pulling eye, Aqua, 38 ft | PC | 1 | 1 | 1 | 1 | 643.88
61305600539 | FZTRP7N7NBNF038 | OM4 12f Interconnect OFNP PanMPO F/PanMP | OM4 12 Fiber Interconnect Plenum PanMPO Female To PanMPO Female Method B Std. IL with no Pulling Eye - 38 Feet | PC | 1 | 1 | 1 | 1 | 643.88
61305633269 | FZTRP5N5NYNM014 | OM4 12f Interconnect OFNP MPO F/MPO F Ty |  | PC | 1 | 1 | 1 | 1 | 643.92
61305617534 | FZ8RPJNJNXNF066 | OM48-Fbr,Intrc,PLEM,AQ,66ft,MtdA,EA | OM4 8 fiber, Interconnect, Plenum, PanMPO Female to PanMPO Female, Method A, Optimized IL, 66 Feet, Aqua | PC | 1 | 1 | 1 | 1 | 644.04
61305617632 | FZ8RPJNJNYNF066 | OM48-Fbr,Intrc,PLEM,AQ,66ft,MtdB,EA | OM4 8 fiber, Interconnect, Plenum, PanMPO Female to PanMPO Female, Method B, Optimized IL, 66 Feet, Aqua | PC | 1 | 1 | 1 | 1 | 644.04
07498399160 | FZ8RP7NUSQNF010 | 8-fiber OM4 Round Harness Plenum PanMPO | 8-fiber OM4 round harness cable assembly, plenum (OFNP) rated, PanMPO Female to LC Uniboot with 60cm (24 inch) equal breakout, 40G to 10G Std. IL | PC | 1 | 1 | 1 | 1 | 644.16
61305632831 | FZTRP5N5NXNF046 | OM4 12f Interconnect OFNP MPO F/MPO F Ty |  | PC | 1 | 1 | 1 | 1 | 644.18
61305633344 | FZTRP5N5NYNF046 | OM4 12f Interconnect OFNP MPO F/MPO F Ty |  | PC | 1 | 1 | 1 | 1 | 644.18
07498311561 | FZ8RL7NQSVNM001 | OM4 8-Fiber Round 4 to 1 Conversion Harn | OM4 8-Fiber Round 4 to 1 Conversion Harness, LSZH, Female PanMPO to LC Push-Pull, 61cm breakout, Optimized IL - 1 meters | PC | 1 | 1 | 1 | 1 | 644.22
07498311932 | FZ8RL8NQSVNM001 | OM4 8-Fiber Round 4 to 1 Conversion Harn | OM4 8-Fiber Round 4 to 1 Conversion Harness, LSZH, Male PanMPO to LC Push-Pull, 61cm breakout, Optimized IL - 1 meters | PC | 1 | 1 | 1 | 1 | 644.22
07498393442 | FZTRP5N5NXNM010 | OM4 12 Fiber Interconnect Plenum MPO Fem | OM4 12 fiber interconnect plenum MPO female to MPO female, method A opt IL., with no pulling eye - 10 meters. | PC | 1 | 1 | 1 | 1 | 644.5
07498361115 | FZTRP7N7NXNM010 | OM4,12-Fiber,PLEM,PMPOf-PMPOf,10M | This 12 fiber cable assembly is an OM4 interconnect cable assembly. It is Plenum (OFNP) rated and features MPO female to MPO female connectors. It is aqua, 10 meters in length and has Method A optimized insertion loss with no pulling eye. | PC | 1 | 1 | 1 | 1 | 644.5
07498386701 | FZTRP7N7NYNM010 | OM4,12-Fiber,PLEM,PMPOf-PMPOf,B,10M | The QuickNet™ PanMPO™ 12 fiber cable assembly is an OM4 interconnect cable assembly. It is plenum (OFNP) rated and features MPO Female to MPO Female connectors. It is aqua, 3 meters in length and has Method B optimized insertion loss with no pulling eye. | PC | 1 | 1 | 1 | 1 | 644.5
61305629416 | FZTRP7N7NYNF033 | OM4 12f Interconnect OFNP PanMPO F/PanMP |  | PC | 1 | 1 | 1 | 1 | 644.8
07498374214 | FXTRP8NUSSNF010 | OM3 12-fiber round harness cable, plenum | OM3 12-fiber round harness cable assembly, plenum (OFNP) rated, PanMPO Male to LC Uniboot, 60cm (24 inch) equal breakout, Std. IL. | PC | 1 | 1 | 1 | 1 | 645.08
61305600640 | FZTRP7N7NXNF033 | OM4 12f Interconnect OFNP PanMPO F/PanMP | OM4 12 Fiber Interconnect Plenum PanMPO Female To PanMPO Female Method A Optimized IL with no Pulling Eye - 33 Feet | PC | 1 | 1 | 1 | 1 | 645.34
61305632275 | FZTRP5N5NBNF054 | OM4 12f Interconnect OFNP MPO F/MPO F Ty |  | PC | 1 | 1 | 1 | 1 | 645.76
61305633177 | FZTRL5N5NXNM015 | OM4 12f Interconnect LSZH MPO F/MPO F Ty |  | PC | 1 | 1 | 1 | 1 | 646.5
61305633221 | FZTRL5N5NYNM015 | OM4 12f Interconnect LSZH MPO F/MPO F Ty |  | PC | 1 | 1 | 1 | 1 | 646.5
61305632832 | FZTRP5N5NXNF047 | OM4 12f Interconnect OFNP MPO F/MPO F Ty |  | PC | 1 | 1 | 1 | 1 | 647.34
61305633345 | FZTRP5N5NYNF047 | OM4 12f Interconnect OFNP MPO F/MPO F Ty |  | PC | 1 | 1 | 1 | 1 | 647.34
61305617535 | FZ8RPJNJNXNF067 | OM48-Fbr,Intrc,PLEM,AQ,67ft,MtdA,EA | OM4 8 fiber, Interconnect, Plenum, PanMPO Female to PanMPO Female, Method A, Optimized IL, 67 Feet, Aqua | PC | 1 | 1 | 1 | 1 | 647.38
61305617633 | FZ8RPJNJNYNF067 | OM48-Fbr,Intrc,PLEM,AQ,67ft,MtdB,EA | OM4 8 fiber, Interconnect, Plenum, PanMPO Female to PanMPO Female, Method B, Optimized IL, 67 Feet, Aqua | PC | 1 | 1 | 1 | 1 | 647.38
07498310532 | FZ8RP7NQSVNF004 | OM4 8f Harness OFNP PanMPO F/PushPull LC | OM4 8-Fiber Round 4 to 1 Conversion Harness, Plenum, Female PanMPO to LC Push-Pull, 24-inch breakout, Optimized IL - 4 feet | PC | 1 | 1 | 1 | 1 | 647.42
07498310555 | FZ8RP8NQSVNF004 | OM4 8f Harness OFNP PanMPO M/PushPull LC | OM4 8-Fiber Round 4 to 1 Conversion Harness, Plenum, Male PanMPO to LC Push-Pull, 24-inch breakout, Optimized IL - 4 feet | PC | 1 | 1 | 1 | 1 | 647.42
07498374215 | FXTRP8NUSSNF011 | OM3 12-fiber round harness cable, plenum | OM3 12-fiber round harness cable assembly, plenum (OFNP) rated, PanMPO Male to LC Uniboot, 60cm (24 inch) equal breakout, Std. IL. | PC | 1 | 1 | 1 | 1 | 648.24
07498391630 | FZTRP5N5NANF039 | OM4,12-Fiber,PLEM,MPO/F-MPO/F,39ft | OM4 12 fiber, interconnect cable assembly, plenum (OFNP) rated, MPO female to MPO female, Method A Std IL, with no pulling eye 39 ft | PC | 1 | 1 | 1 | 1 | 648.34
07498357598 | FZTRP7N7NANF039 | Interconnect,12CT,OM4,MPO-MPO,A,39Ft. | OM4 12 fiber, PanMPO interconnect cable assembly, plenum rated (OFNP), PanMPO Female To PanMPO Female, Method A, Std IL with no pulling eye, Aqua, 39 ft | PC | 1 | 1 | 1 | 1 | 648.34
61305600540 | FZTRP7N7NBNF039 | OM4 12f Interconnect OFNP PanMPO F/PanMP | OM4 12 Fiber Interconnect Plenum PanMPO Female To PanMPO Female Method B Std. IL with no Pulling Eye - 39 Feet | PC | 1 | 1 | 1 | 1 | 648.34
07498399161 | FZ8RP7NUSQNF011 | 8-fiber OM4 Round Harness Plenum PanMPO | 8-fiber OM4 round harness cable assembly, plenum (OFNP) rated, PanMPO Female to LC Uniboot with 60cm (24 inch) equal breakout, 40G to 10G Std. IL | PC | 1 | 1 | 1 | 1 | 648.6
61305632276 | FZTRP5N5NBNF055 | OM4 12f Interconnect OFNP MPO F/MPO F Ty |  | PC | 1 | 1 | 1 | 1 | 648.94
61305629413 | FZTRP7N7NYNF034 | OM4 12f Interconnect OFNP PanMPO F/PanMP |  | PC | 1 | 1 | 1 | 1 | 649.24
61305629522 | FZTRP5N5NBNM012 | OM4 12f Interconnect OFNP MPO F/MPO F Ty |  | PC | 1 | 1 | 1 | 1 | 649.26
61305600641 | FZTRP7N7NXNF034 | OM4 12f Interconnect OFNP PanMPO F/PanMP | OM4 12 Fiber Interconnect Plenum PanMPO Female To PanMPO Female Method A Optimized IL with no Pulling Eye - 34 Feet | PC | 1 | 1 | 1 | 1 | 649.82
07498393375 | FZTRP5N5NANM012 | OM4 12 Fiber Interconnect Plenum MPO Fem |  | PC | 1 | 1 | 1 | 1 | 649.98
07498361020 | FZTRP7N7NANM012 | OM4,12-Fiber,PanMPO/F-PanMPO/F,12M | OM4 12 fiber, PanMPO interconnect cable assembly, plenum rated (OFNP), PanMPO Female To PanMPO Female, Method A, Std IL, with no pulling eye, Aqua, 12 meters | PC | 1 | 1 | 1 | 1 | 649.98
07498387301 | FZTRP7N7NBNM012 | OM4 12f Interconnect OFNP PanMPO F/PanMP | OM4 12 fiber interconnect cable assembly, plenum (OFNP) rated, PanMPO female to PanMPO female, Method B Std IL with no pulling eye, 12 meters. | PC | 1 | 1 | 1 | 1 | 649.98
61305632833 | FZTRP5N5NXNF048 | OM4 12f Interconnect OFNP MPO F/MPO F Ty |  | PC | 1 | 1 | 1 | 1 | 650.5
61305633346 | FZTRP5N5NYNF048 | OM4 12f Interconnect OFNP MPO F/MPO F Ty |  | PC | 1 | 1 | 1 | 1 | 650.5
61305617536 | FZ8RPJNJNXNF068 | OM48-Fbr,Intrc,PLEM,AQ,68ft,MtdA,EA | OM4 8 fiber, Interconnect, Plenum, PanMPO Female to PanMPO Female, Method A, Optimized IL, 68 Feet, Aqua | PC | 1 | 1 | 1 | 1 | 650.72
61305617634 | FZ8RPJNJNYNF068 | OM48-Fbr,Intrc,PLEM,AQ,68ft,MtdB,EA | OM4 8 fiber, Interconnect, Plenum, PanMPO Female to PanMPO Female, Method B, Optimized IL, 68 Feet, Aqua | PC | 1 | 1 | 1 | 1 | 650.72
07498369894 | FZTRL7N7NXNM011 | OM4,12-Fiber,LSZH,PMPOf-PMPOf,11M | OM4 12 fiber, optimized interconnect cable assembly, low smoke zero halogen (LSZH) rated, PanMPO female to PanMPO female, Method A, Optimized IL, with no pulling eye, Aqua, 11 meters | PC | 1 | 1 | 1 | 1 | 651.12
07498386713 | FZTRL7N7NYNM011 | OM412-FiberInterc,LSZH,11M,RL | OM4 12 fiber interconnect cable assembly Low Smoke Zero Halogen (LSZH) PanMPO female to PanMPO female Method B Optimized IL, with no pulling eye, 11 meters. | PC | 1 | 1 | 1 | 1 | 651.12
07498374216 | FXTRP8NUSSNF012 | OM3 12-fiber round harness cable, plenum | OM3 12-fiber round harness cable assembly, plenum (OFNP) rated, PanMPO Male to LC Uniboot, 60cm (24 inch) equal breakout, Std. IL. | PC | 1 | 1 | 1 | 1 | 651.42
07498311574 | FZ8RL7NQSVNM1.5 | OM4 8-Fiber Round 4 to 1 Conversion Harn | OM4 8-Fiber Round 4 to 1 Conversion Harness, LSZH, Female PanMPO to LC Push-Pull, 61cm breakout, Optimized IL - 1.5 meters | PC | 1 | 1 | 1 | 1 | 651.54
07498311933 | FZ8RL8NQSVNM1.5 | OM4 8-Fiber Round 4 to 1 Conversion Harn | OM4 8-Fiber Round 4 to 1 Conversion Harness, LSZH, Male PanMPO to LC Push-Pull, 61cm breakout, Optimized IL - 1.5 meters | PC | 1 | 1 | 1 | 1 | 651.54
07498310653 | FZ8RP7NQSVNF005 | OM4 8f Harness OFNP PanMPO F/PushPull LC | OM4 8-Fiber Round 4 to 1 Conversion Harness, Plenum, Female PanMPO to LC Push-Pull, 24-inch breakout, Optimized IL - 5 feet | PC | 1 | 1 | 1 | 1 | 651.88
07498310556 | FZ8RP8NQSVNF005 | OM4 8f Harness OFNP PanMPO M/PushPull LC | OM4 8-Fiber Round 4 to 1 Conversion Harness, Plenum, Male PanMPO to LC Push-Pull, 24-inch breakout, Optimized IL - 5 feet | PC | 1 | 1 | 1 | 1 | 651.88
61305629532 | FZTRP5N5NBNF040 | OM4 12f Interconnect OFNP MPO F/MPO F Ty |  | PC | 1 | 1 | 1 | 1 | 652.1
61305632277 | FZTRP5N5NBNF056 | OM4 12f Interconnect OFNP MPO F/MPO F Ty |  | PC | 1 | 1 | 1 | 1 | 652.1
61305601227 | FZTRP7N7NBNF040 | OM4 12f Interconnect OFNP PanMPO F/PanMP |  | PC | 1 | 1 | 1 | 1 | 652.1
61305617688 | FZ8RLJNJNXNM022 | OM48-Fbr,Intrc,LSZH,AQ,22M,MtdA,RL | OM4 8 fiber, Interconnect, LSZH, PanMPO Female to PanMPO Female, Method A, Optimized IL, 22 Meters, Aqua | PC | 1 | 1 | 1 | 1 | 652.56
61305617718 | FZ8RLJNJNYNM022 | OM48-Fbr,Intrc,LSZH,AQ,22M,MtdB,RL | OM4 8 fiber, Interconnect, LSZH, PanMPO Female to PanMPO Female, Method B, Optimized IL, 22 Meters, Aqua | PC | 1 | 1 | 1 | 1 | 652.56
07498391631 | FZTRP5N5NANF040 | OM4,12-Fiber,PLEM,MPO/F-MPO/F,40ft | OM4 12 fiber, interconnect cable assembly, plenum (OFNP) rated, MPO female to MPO female, Method A Std IL, with no pulling eye 40 ft | PC | 1 | 1 | 1 | 1 | 652.76
07498357599 | FZTRP7N7NANF040 | Interconnect,12CT,OM4,MPO-MPO,A,40Ft. | OM4 12 fiber, PanMPO interconnect cable assembly, plenum rated (OFNP), PanMPO Female To PanMPO Female, Method A, Std IL with no pulling eye, Aqua, 40 ft | PC | 1 | 1 | 1 | 1 | 652.76
07498399162 | FZ8RP7NUSQNF012 | 8-fiber OM4 Round Harness Plenum PanMPO | 8-fiber OM4 round harness cable assembly, plenum (OFNP) rated, PanMPO Female to LC Uniboot with 60cm (24 inch) equal breakout, 40G to 10G Std. IL | PC | 1 | 1 | 1 | 1 | 653.06
61305629480 | FZTRP5N5NXNF035 | OM4 12f Interconnect OFNP MPO F/MPO F Ty |  | PC | 1 | 1 | 1 | 1 | 653.68
61305632834 | FZTRP5N5NXNF049 | OM4 12f Interconnect OFNP MPO F/MPO F Ty |  | PC | 1 | 1 | 1 | 1 | 653.68
61305633347 | FZTRP5N5NYNF049 | OM4 12f Interconnect OFNP MPO F/MPO F Ty |  | PC | 1 | 1 | 1 | 1 | 653.68
61305632100 | FZTRP7N7NYNF035 | OM4 12f Interconnect OFNP PanMPO F/PanMP |  | PC | 1 | 1 | 1 | 1 | 653.68
61305617537 | FZ8RPJNJNXNF069 | OM48-Fbr,Intrc,PLEM,AQ,69ft,MtdA,EA | OM4 8 fiber, Interconnect, Plenum, PanMPO Female to PanMPO Female, Method A, Optimized IL, 69 Feet, Aqua | PC | 1 | 1 | 1 | 1 | 654.06
61305617635 | FZ8RPJNJNYNF069 | OM48-Fbr,Intrc,PLEM,AQ,69ft,MtdB,EA | OM4 8 fiber, Interconnect, Plenum, PanMPO Female to PanMPO Female, Method B, Optimized IL, 69 Feet, Aqua | PC | 1 | 1 | 1 | 1 | 654.06
61305600642 | FZTRP7N7NXNF035 | OM4 12f Interconnect OFNP PanMPO F/PanMP | OM4 12 Fiber Interconnect Plenum PanMPO Female To PanMPO Female Method A Optimized IL with no Pulling Eye - 35 Feet | PC | 1 | 1 | 1 | 1 | 654.26
61305633270 | FZTRP5N5NYNM015 | OM4 12f Interconnect OFNP MPO F/MPO F Ty |  | PC | 1 | 1 | 1 | 1 | 654.3
61305629612 | FZTRL5N5NBNM013 | OM4 12f Interconnect LSZH MPO F/MPO F Ty |  | PC | 1 | 1 | 1 | 1 | 654.34
07498374218 | FXTRP8NUSSNF013 | OM3 12-fiber round harness cable, plenum | OM3 12-fiber round harness cable assembly, plenum (OFNP) rated, PanMPO Male to LC Uniboot, 60cm (24 inch) equal breakout, Std. IL. | PC | 1 | 1 | 1 | 1 | 654.62
07498389749 | FZTRL5N5NANM013 | OM4,12-Fiber,LSZH,MPO/Fm-MPO/Fm,13M | OM4 12 fiber, interconnect cable assembly, low smoke zero halogen (LSZH) rated, MPO female to MPO female, Method A Std IL with no pulling eye, Aqua, 13 meters | PC | 1 | 1 | 1 | 1 | 655.14
07498359417 | FZTRL7N7NANM013 | OM4,12-Fiber,LSZH,PMPOf-PMPOf,A,13M | The QuickNet™ PanMPO™ 12 fiber cable assembly is an OM4 interconnect cable assembly. It is low smoke zero halogen (LSZH) rated and features MPO Female to MPO Female connectors. It is aqua, 13 meters in length and has Method A standard insertion loss with | PC | 1 | 1 | 1 | 1 | 655.14
07498387143 | FZTRL7N7NBNM013 | OM4 12f Interconnect LSZH PanMPO F/PanMP | OM4 12 fiber interconnect cable assembly Low Smoke Zero Halogen ( LSZH), PanMPO female to PanMPO female, Method B Std IL with no pulling eye, 13 meters. | PC | 1 | 1 | 1 | 1 | 655.14
61305632278 | FZTRP5N5NBNF057 | OM4 12f Interconnect OFNP MPO F/MPO F Ty |  | PC | 1 | 1 | 1 | 1 | 655.26
07498310661 | FZ8RP7NQSVNF006 | OM4 8f Harness OFNP PanMPO F/PushPull LC | OM4 8-Fiber Round 4 to 1 Conversion Harness, Plenum, Female PanMPO to LC Push-Pull, 24-inch breakout, Optimized IL - 6 feet | PC | 1 | 1 | 1 | 1 | 656.34
07498310581 | FZ8RP8NQSVNF006 | OM4 8f Harness OFNP PanMPO M/PushPull LC | OM4 8-Fiber Round 4 to 1 Conversion Harness, Plenum, Male PanMPO to LC Push-Pull, 24-inch breakout, Optimized IL - 6 feet | PC | 1 | 1 | 1 | 1 | 656.34
61305633178 | FZTRL5N5NXNM016 | OM4 12f Interconnect LSZH MPO F/MPO F Ty |  | PC | 1 | 1 | 1 | 1 | 656.38
61305633222 | FZTRL5N5NYNM016 | OM4 12f Interconnect LSZH MPO F/MPO F Ty |  | PC | 1 | 1 | 1 | 1 | 656.38
61305633348 | FZTRP5N5NYNF050 | OM4 12f Interconnect OFNP MPO F/MPO F Ty |  | PC | 1 | 1 | 1 | 1 | 656.84
07498391632 | FZTRP5N5NANF041 | OM4,12-Fiber,PLEM,MPO/F-MPO/F,41ft | OM4 12 fiber, interconnect cable assembly, plenum (OFNP) rated, MPO female to MPO female, Method A Std IL, with no pulling eye 41 ft | PC | 1 | 1 | 1 | 1 | 657.24
07498357602 | FZTRP7N7NANF041 | Interconnect,12CT,OM4,MPO-MPO,A,41Ft. | OM4 12 fiber, PanMPO interconnect cable assembly, plenum rated (OFNP), PanMPO Female To PanMPO Female, Method A, Std IL with no pulling eye, Aqua, 41 ft | PC | 1 | 1 | 1 | 1 | 657.24
61305600541 | FZTRP7N7NBNF041 | OM4 12f Interconnect OFNP PanMPO F/PanMP | OM4 12 Fiber Interconnect Plenum PanMPO Female To PanMPO Female Method B Std. IL with no Pulling Eye - 41 Feet | PC | 1 | 1 | 1 | 1 | 657.24
61305617538 | FZ8RPJNJNXNF070 | OM48-Fbr,Intrc,PLEM,AQ,70ft,MtdA,EA | OM4 8 fiber, Interconnect, Plenum, PanMPO Female to PanMPO Female, Method A, Optimized IL, 70 Feet, Aqua | PC | 1 | 1 | 1 | 1 | 657.4
61305617636 | FZ8RPJNJNYNF070 | OM48-Fbr,Intrc,PLEM,AQ,70ft,MtdB,EA | OM4 8 fiber, Interconnect, Plenum, PanMPO Female to PanMPO Female, Method B, Optimized IL, 70 Feet, Aqua | PC | 1 | 1 | 1 | 1 | 657.4
07498399169 | FZ8RP7NUSQNF013 | 8-fiber OM4 Round Harness Plenum PanMPO | 8-fiber OM4 round harness cable assembly, plenum (OFNP) rated, PanMPO Female to LC Uniboot with 60cm (24 inch) equal breakout, 40G to 10G Std. IL | PC | 1 | 1 | 1 | 1 | 657.5
07498374221 | FXTRP8NUSSNF014 | OM3 12-fiber round harness cable, plenum | OM3 12-fiber round harness cable assembly, plenum (OFNP) rated, PanMPO Male to LC Uniboot, 60cm (24 inch) equal breakout, Std. IL. | PC | 1 | 1 | 1 | 1 | 657.78
07498399064 | FZ8RL7NUSQNM004 | OM4 8 Fiber Round Harness LSZH PanMPO Fe | OM4 8-fiber round harness cable assembly, low smoke zero halogen (LSZH) rated, PanMPO female To LC Uniboot 60cm (24 inch), equal breakout, Std. IL, 4 meters. | PC | 1 | 1 | 1 | 1 | 658.08
07498398980 | FZ8RP7NUSQNM004 | 8-fiber OM4 Round Harness Plenum PanMPO | 8-fiber OM4 Round Harness Plenum PanMPO Female to LC Uniboot 60cm (24 inch) equal breakout 40G to 10G Std. IL - 4m | PC | 1 | 1 | 1 | 1 | 658.08
61305629411 | FZTRP7N7NYNF036 | OM4 12f Interconnect OFNP PanMPO F/PanMP |  | PC | 1 | 1 | 1 | 1 | 658.12
61305632279 | FZTRP5N5NBNF058 | OM4 12f Interconnect OFNP MPO F/MPO F Ty |  | PC | 1 | 1 | 1 | 1 | 658.42
61305600643 | FZTRP7N7NXNF036 | OM4 12f Interconnect OFNP PanMPO F/PanMP | OM4 12 Fiber Interconnect Plenum PanMPO Female To PanMPO Female Method A Optimized IL with no Pulling Eye - 36 Feet | PC | 1 | 1 | 1 | 1 | 658.72
07498311587 | FZ8RL7NQSVNM002 | OM4 8-Fiber Round 4 to 1 Conversion Harn | OM4 8-Fiber Round 4 to 1 Conversion Harness, LSZH, Female PanMPO to LC Push-Pull, 61cm breakout, Optimized IL - 2 meters | PC | 1 | 1 | 1 | 1 | 658.82
07498311934 | FZ8RL8NQSVNM002 | OM4 8-Fiber Round 4 to 1 Conversion Harn | OM4 8-Fiber Round 4 to 1 Conversion Harness, LSZH, Male PanMPO to LC Push-Pull, 61cm breakout, Optimized IL - 2 meters | PC | 1 | 1 | 1 | 1 | 658.82
07498393437 | FZTRP5N5NXNM011 | OM4 12 Fiber Interconnect Plenum MPO Fem | OM4 12 fiber interconnect plenum MPO female to MPO female, method A opt IL., with no pulling eye - 11 meters. | PC | 1 | 1 | 1 | 1 | 659.12
07498361125 | FZTRP7N7NXNM011 | OM4,12-Fiber,PLEM,PMPOf-PMPOf,11M | OM4 12 fiber, PanMPO interconnect cable assembly, plenum rated (OFNP), PanMPO Female To PanMPO Female, Method A, Optimized IL, with no pulling eye, Aqua, 11 meters | PC | 1 | 1 | 1 | 1 | 659.12
07498386702 | FZTRP7N7NYNM011 | OM4 12f Interconnect OFNP PanMPO F/PanMP | OM4 12 fiber interconnect cable assembly plenum (OFNP) rated Pan MPO female to Pan MPO female, Method B Optimized IL, with no pulling eye, 11 meters. | PC | 1 | 1 | 1 | 1 | 659.12
61305632835 | FZTRP5N5NXNF051 | OM4 12f Interconnect OFNP MPO F/MPO F Ty |  | PC | 1 | 1 | 1 | 1 | 660
61305633349 | FZTRP5N5NYNF051 | OM4 12f Interconnect OFNP MPO F/MPO F Ty |  | PC | 1 | 1 | 1 | 1 | 660
61305617539 | FZ8RPJNJNXNF071 | OM48-Fbr,Intrc,PLEM,AQ,71ft,MtdA,EA | OM4 8 fiber, Interconnect, Plenum, PanMPO Female to PanMPO Female, Method A, Optimized IL, 71 Feet, Aqua | PC | 1 | 1 | 1 | 1 | 660.76
61305617637 | FZ8RPJNJNYNF071 | OM48-Fbr,Intrc,PLEM,AQ,71ft,MtdB,EA | OM4 8 fiber, Interconnect, Plenum, PanMPO Female to PanMPO Female, Method B, Optimized IL, 71 Feet, Aqua | PC | 1 | 1 | 1 | 1 | 660.76
07498310666 | FZ8RP7NQSVNF007 | OM4 8f Harness OFNP PanMPO F/PushPull LC | OM4 8-Fiber Round 4 to 1 Conversion Harness, Plenum, Female PanMPO to LC Push-Pull, 24-inch breakout, Optimized IL - 7 feet | PC | 1 | 1 | 1 | 1 | 660.8
07498310635 | FZ8RP8NQSVNF007 | OM4 8f Harness OFNP PanMPO M/PushPull LC | OM4 8-Fiber Round 4 to 1 Conversion Harness, Plenum, Male PanMPO to LC Push-Pull, 24-inch breakout, Optimized IL - 7 feet | PC | 1 | 1 | 1 | 1 | 660.8
07498374224 | FXTRP8NUSSNF015 | OM3 12-fiber round harness cable, plenum | OM3 12-fiber round harness cable assembly, plenum (OFNP) rated, PanMPO Male to LC Uniboot, 60cm (24 inch) equal breakout, Std. IL. | PC | 1 | 1 | 1 | 1 | 660.96
61305626217 | FZTRP7N7NBNF042 | OM4 12f Interconnect OFNP PanMPO F/PanMP |  | PC | 1 | 1 | 1 | 1 | 660.96
61305632280 | FZTRP5N5NBNF059 | OM4 12f Interconnect OFNP MPO F/MPO F Ty |  | PC | 1 | 1 | 1 | 1 | 661.6
07498391633 | FZTRP5N5NANF042 | OM4,12-Fiber,PLEM,MPO/F-MPO/F,42ft | OM4 12 fiber, interconnect cable assembly, plenum (OFNP) rated, MPO female to MPO female, Method A Std IL, with no pulling eye 42 ft | PC | 1 | 1 | 1 | 1 | 661.68
07498357607 | FZTRP7N7NANF042 | Interconnect,12CT,OM4,MPO-MPO,A,42Ft. | OM4 12 fiber, PanMPO interconnect cable assembly, plenum rated (OFNP), PanMPO Female To PanMPO Female, Method A, Std IL with no pulling eye, Aqua, 42 ft | PC | 1 | 1 | 1 | 1 | 661.68
07498399170 | FZ8RP7NUSQNF014 | 8-fiber OM4 Round Harness Plenum PanMPO | 8-fiber OM4 round harness cable assembly, plenum (OFNP) rated, PanMPO Female to LC Uniboot with 60cm (24 inch) equal breakout, 40G to 10G Std. IL | PC | 1 | 1 | 1 | 1 | 661.98
61305632941 | FZTRP7N7NYNF037 | OM4 12f Interconnect OFNP PanMPO F/PanMP |  | PC | 1 | 1 | 1 | 1 | 662.54
61305617689 | FZ8RLJNJNXNM023 | OM48-Fbr,Intrc,LSZH,AQ,23M,MtdA,RL | OM4 8 fiber, Interconnect, LSZH, PanMPO Female to PanMPO Female, Method A, Optimized IL, 23 Meters, Aqua | PC | 1 | 1 | 1 | 1 | 662.98
61305617719 | FZ8RLJNJNYNM023 | OM48-Fbr,Intrc,LSZH,AQ,23M,MtdB,RL | OM4 8 fiber, Interconnect, LSZH, PanMPO Female to PanMPO Female, Method B, Optimized IL, 23 Meters, Aqua | PC | 1 | 1 | 1 | 1 | 662.98
61305632836 | FZTRP5N5NXNF052 | OM4 12f Interconnect OFNP MPO F/MPO F Ty |  | PC | 1 | 1 | 1 | 1 | 663.16
61305633350 | FZTRP5N5NYNF052 | OM4 12f Interconnect OFNP MPO F/MPO F Ty |  | PC | 1 | 1 | 1 | 1 | 663.16
61305600644 | FZTRP7N7NXNF037 | OM4 12f Interconnect OFNP PanMPO F/PanMP | OM4 12 Fiber Interconnect Plenum PanMPO Female To PanMPO Female Method A Optimized IL with no Pulling Eye - 37 Feet | PC | 1 | 1 | 1 | 1 | 663.16
61305629519 | FZTRP5N5NBNM013 | OM4 12f Interconnect OFNP MPO F/MPO F Ty |  | PC | 1 | 1 | 1 | 1 | 663.82
61305617540 | FZ8RPJNJNXNF072 | OM48-Fbr,Intrc,PLEM,AQ,72ft,MtdA,EA | OM4 8 fiber, Interconnect, Plenum, PanMPO Female to PanMPO Female, Method A, Optimized IL, 72 Feet, Aqua | PC | 1 | 1 | 1 | 1 | 664.08
61305617638 | FZ8RPJNJNYNF072 | OM48-Fbr,Intrc,PLEM,AQ,72ft,MtdB,EA | OM4 8 fiber, Interconnect, Plenum, PanMPO Female to PanMPO Female, Method B, Optimized IL, 72 Feet, Aqua | PC | 1 | 1 | 1 | 1 | 664.08
07498374225 | FXTRP8NUSSNF016 | OM3 12-fiber round harness cable, plenum | OM3 12-fiber round harness cable assembly, plenum (OFNP) rated, PanMPO Male to LC Uniboot, 60cm (24 inch) equal breakout, Std. IL. | PC | 1 | 1 | 1 | 1 | 664.12
07498393376 | FZTRP5N5NANM013 | OM4 12 Fiber Interconnect Plenum MPO Fem |  | PC | 1 | 1 | 1 | 1 | 664.56
07498361021 | FZTRP7N7NANM013 | OM4,12-Fiber,PanMPO/F-PanMPO/F,13M | OM4 12 fiber, PanMPO interconnect cable assembly, plenum rated (OFNP), PanMPO Female To PanMPO Female, Method A, Std IL, with no pulling eye, Aqua, 13 meters | PC | 1 | 1 | 1 | 1 | 664.56
07498387302 | FZTRP7N7NBNM013 | OM4 12f Interconnect OFNP PanMPO F/PanMP | OM4 12 fiber interconnect cable assembly, plenum (OFNP) rated, PanMPO female to PanMPO female, Method B Std IL with no pulling eye, 13 meters. | PC | 1 | 1 | 1 | 1 | 664.56
61305633271 | FZTRP5N5NYNM016 | OM4 12f Interconnect OFNP MPO F/MPO F Ty |  | PC | 1 | 1 | 1 | 1 | 664.7
61305632281 | FZTRP5N5NBNF060 | OM4 12f Interconnect OFNP MPO F/MPO F Ty |  | PC | 1 | 1 | 1 | 1 | 664.76
07498369896 | FZTRL7N7NXNM012 | OM4,12-Fiber,LSZH,PMPOf-PMPOf,12M | OM4 12 fiber, optimized interconnect cable assembly, low smoke zero halogen (LSZH) rated, PanMPO female to PanMPO female, Method A, Optimized IL, with no pulling eye, Aqua, 12 meters | PC | 1 | 1 | 1 | 1 | 664.98
07498386716 | FZTRL7N7NYNM012 | OM4 12f Interconnect LSZH PanMPO F/PanMP | OM4 12 fiber interconnect cable assembly Low Smoke Zero Halogen (LSZH) PanMPO female to PanMPO female Method B Optimized IL, with no pulling eye, 12 meters. | PC | 1 | 1 | 1 | 1 | 664.98
07498310674 | FZ8RP7NQSVNF008 | OM4 8f Harness OFNP PanMPO F/PushPull LC | OM4 8-Fiber Round 4 to 1 Conversion Harness, Plenum, Female PanMPO to LC Push-Pull, 24-inch breakout, Optimized IL - 8 feet | PC | 1 | 1 | 1 | 1 | 665.22
07498310750 | FZ8RP8NQSVNF008 | OM4 8f Harness OFNP PanMPO M/PushPull LC | OM4 8-Fiber Round 4 to 1 Conversion Harness, Plenum, Male PanMPO to LC Push-Pull, 24-inch breakout, Optimized IL - 8 feet | PC | 1 | 1 | 1 | 1 | 665.22
07498311601 | FZ8RL7NQSVNM2.5 | OM4 8-Fiber Round 4 to 1 Conversion Harn | OM4 8-Fiber Round 4 to 1 Conversion Harness, LSZH, Female PanMPO to LC Push-Pull, 61cm breakout, Optimized IL - 2.5 meters | PC | 1 | 1 | 1 | 1 | 666.14
07498311935 | FZ8RL8NQSVNM2.5 | OM4 8-Fiber Round 4 to 1 Conversion Harn | OM4 8-Fiber Round 4 to 1 Conversion Harness, LSZH, Male PanMPO to LC Push-Pull, 61cm breakout, Optimized IL - 2.5 meters | PC | 1 | 1 | 1 | 1 | 666.14
07498391634 | FZTRP5N5NANF043 | OM4,12-Fiber,PLEM,MPO/F-MPO/F,43ft | OM4 12 fiber, interconnect cable assembly, plenum (OFNP) rated, MPO female to MPO female, Method A Std IL, with no pulling eye 43 ft | PC | 1 | 1 | 1 | 1 | 666.14
07498357627 | FZTRP7N7NANF043 | Interconnect,12CT,OM4,MPO-MPO,A,43Ft. | OM4 12 fiber, PanMPO interconnect cable assembly, plenum rated (OFNP), PanMPO Female To PanMPO Female, Method A, Std IL with no pulling eye, Aqua, 43 ft | PC | 1 | 1 | 1 | 1 | 666.14
61305600542 | FZTRP7N7NBNF043 | OM4 12f Interconnect OFNP PanMPO F/PanMP | OM4 12 Fiber Interconnect Plenum PanMPO Female To PanMPO Female Method B Std. IL with no Pulling Eye - 43 Feet | PC | 1 | 1 | 1 | 1 | 666.14
61305633179 | FZTRL5N5NXNM017 | OM4 12f Interconnect LSZH MPO F/MPO F Ty |  | PC | 1 | 1 | 1 | 1 | 666.24
61305633223 | FZTRL5N5NYNM017 | OM4 12f Interconnect LSZH MPO F/MPO F Ty |  | PC | 1 | 1 | 1 | 1 | 666.24
61305632837 | FZTRP5N5NXNF053 | OM4 12f Interconnect OFNP MPO F/MPO F Ty |  | PC | 1 | 1 | 1 | 1 | 666.34
61305633351 | FZTRP5N5NYNF053 | OM4 12f Interconnect OFNP MPO F/MPO F Ty |  | PC | 1 | 1 | 1 | 1 | 666.34
07498399172 | FZ8RP7NUSQNF015 | 8-fiber OM4 Round Harness Plenum PanMPO | 8-fiber OM4 round harness cable assembly, plenum (OFNP) rated, PanMPO Female to LC Uniboot with 60cm (24 inch) equal breakout, 40G to 10G Std. IL | PC | 1 | 1 | 1 | 1 | 666.42
61305632101 | FZTRP7N7NYNF038 | OM4 12f Interconnect OFNP PanMPO F/PanMP |  | PC | 1 | 1 | 1 | 1 | 666.98
07498374231 | FXTRP8NUSSNF017 | OM3 12-fiber round harness cable, plenum | OM3 12-fiber round harness cable assembly, plenum (OFNP) rated, PanMPO Male to LC Uniboot, 60cm (24 inch) equal breakout, Std. IL. | PC | 1 | 1 | 1 | 1 | 667.32
61305617541 | FZ8RPJNJNXNF073 | OM48-Fbr,Intrc,PLEM,AQ,73ft,MtdA,EA | OM4 8 fiber, Interconnect, Plenum, PanMPO Female to PanMPO Female, Method A, Optimized IL, 73 Feet, Aqua | PC | 1 | 1 | 1 | 1 | 667.44
61305617639 | FZ8RPJNJNYNF073 | OM48-Fbr,Intrc,PLEM,AQ,73ft,MtdB,EA | OM4 8 fiber, Interconnect, Plenum, PanMPO Female to PanMPO Female, Method B, Optimized IL, 73 Feet, Aqua | PC | 1 | 1 | 1 | 1 | 667.44
61305600645 | FZTRP7N7NXNF038 | OM4 12f Interconnect OFNP PanMPO F/PanMP | OM4 12 Fiber Interconnect Plenum PanMPO Female To PanMPO Female Method A Optimized IL with no Pulling Eye - 38 Feet | PC | 1 | 1 | 1 | 1 | 667.62
61305632282 | FZTRP5N5NBNF061 | OM4 12f Interconnect OFNP MPO F/MPO F Ty |  | PC | 1 | 1 | 1 | 1 | 667.92
61305629609 | FZTRL5N5NBNM014 | OM4 12f Interconnect LSZH MPO F/MPO F Ty |  | PC | 1 | 1 | 1 | 1 | 668.18
07498389750 | FZTRL5N5NANM014 | OM4,12-Fiber,LSZH,MPO/Fm-MPO/Fm,14M | OM4 12 fiber, interconnect cable assembly, low smoke zero halogen (LSZH) rated, MPO female to MPO female, Method A Std IL with no pulling eye, Aqua, 14 meters | PC | 1 | 1 | 1 | 1 | 669.02
07498359418 | FZTRL7N7NANM014 | OM4,12-Fiber,LSZH,PMPOf-PMPOf,A,14M | The QuickNet™ PanMPO™ 12 fiber cable assembly is an OM4 interconnect cable assembly. It is low smoke zero halogen (LSZH) rated and features MPO Female to MPO Female connectors. It is aqua, 14 meters in length and has Method A standard insertion loss with | PC | 1 | 1 | 1 | 1 | 669.02
07498387144 | FZTRL7N7NBNM014 | OM4 12f Interconnect LSZH PanMPO F/PanMP | OM4 12 fiber interconnect cable assembly Low Smoke Zero Halogen ( LSZH), PanMPO female to PanMPO female, Method B Std IL with no pulling eye, 14 meters. | PC | 1 | 1 | 1 | 1 | 669.02
61305632838 | FZTRP5N5NXNF054 | OM4 12f Interconnect OFNP MPO F/MPO F Ty |  | PC | 1 | 1 | 1 | 1 | 669.52
61305633352 | FZTRP5N5NYNF054 | OM4 12f Interconnect OFNP MPO F/MPO F Ty |  | PC | 1 | 1 | 1 | 1 | 669.52
07498310687 | FZ8RP7NQSVNF009 | OM4 8f Harness OFNP PanMPO F/PushPull LC | OM4 8-Fiber Round 4 to 1 Conversion Harness, Plenum, Female PanMPO to LC Push-Pull, 24-inch breakout, Optimized IL - 9 feet | PC | 1 | 1 | 1 | 1 | 669.68
07498310765 | FZ8RP8NQSVNF009 | OM4 8f Harness OFNP PanMPO M/PushPull LC | OM4 8-Fiber Round 4 to 1 Conversion Harness, Plenum, Male PanMPO to LC Push-Pull, 24-inch breakout, Optimized IL - 9 feet | PC | 1 | 1 | 1 | 1 | 669.68
61305626218 | FZTRP7N7NBNF044 | OM4 12f Interconnect OFNP PanMPO F/PanMP |  | PC | 1 | 1 | 1 | 1 | 669.84
07498374232 | FXTRP8NUSSNF018 | OM3 12-fiber round harness cable, plenum | OM3 12-fiber round harness cable assembly, plenum (OFNP) rated, PanMPO Male to LC Uniboot, 60cm (24 inch) equal breakout, Std. IL. | PC | 1 | 1 | 1 | 1 | 670.5
07498391635 | FZTRP5N5NANF044 | OM4,12-Fiber,PLEM,MPO/F-MPO/F,44ft | OM4 12 fiber, interconnect cable assembly, plenum (OFNP) rated, MPO female to MPO female, Method A Std IL, with no pulling eye 44 ft | PC | 1 | 1 | 1 | 1 | 670.6
07498357635 | FZTRP7N7NANF044 | Interconnect,12CT,OM4,MPO-MPO,A,44Ft. | OM4 12 fiber, PanMPO interconnect cable assembly, plenum rated (OFNP), PanMPO Female To PanMPO Female, Method A, Std IL with no pulling eye, Aqua, 44 ft | PC | 1 | 1 | 1 | 1 | 670.6
61305617542 | FZ8RPJNJNXNF074 | OM48-Fbr,Intrc,PLEM,AQ,74ft,MtdA,EA | OM4 8 fiber, Interconnect, Plenum, PanMPO Female to PanMPO Female, Method A, Optimized IL, 74 Feet, Aqua | PC | 1 | 1 | 1 | 1 | 670.76
61305617640 | FZ8RPJNJNYNF074 | OM48-Fbr,Intrc,PLEM,AQ,74ft,MtdB,EA | OM4 8 fiber, Interconnect, Plenum, PanMPO Female to PanMPO Female, Method B, Optimized IL, 74 Feet, Aqua | PC | 1 | 1 | 1 | 1 | 670.76
07498399173 | FZ8RP7NUSQNF016 | 8-fiber OM4 Round Harness Plenum PanMPO | 8-fiber OM4 round harness cable assembly, plenum (OFNP) rated, PanMPO Female to LC Uniboot with 60cm (24 inch) equal breakout, 40G to 10G Std. IL | PC | 1 | 1 | 1 | 1 | 670.86
61305632283 | FZTRP5N5NBNF062 | OM4 12f Interconnect OFNP MPO F/MPO F Ty |  | PC | 1 | 1 | 1 | 1 | 671.1
61305632942 | FZTRP7N7NYNF039 | OM4 12f Interconnect OFNP PanMPO F/PanMP |  | PC | 1 | 1 | 1 | 1 | 671.4
61305600646 | FZTRP7N7NXNF039 | OM4 12f Interconnect OFNP PanMPO F/PanMP | OM4 12 Fiber Interconnect Plenum PanMPO Female To PanMPO Female Method A Optimized IL with no Pulling Eye - 39 Feet | PC | 1 | 1 | 1 | 1 | 672.06
07498399066 | FZ8RL7NUSQNM005 | OM4 8 Fiber Round Harness LSZH PanMPO Fe | OM4 8-fiber round harness cable assembly, low smoke zero halogen (LSZH) rated, PanMPO female To LC Uniboot 60cm (24 inch), equal breakout, Std. IL, 5 meters. | PC | 1 | 1 | 1 | 1 | 672.66
07498399491 | FZ8RP7NUSQNM005 | OM4 8 Fiber Round Harness Plenum PanMPO |  | PC | 1 | 1 | 1 | 1 | 672.66
61305633353 | FZTRP5N5NYNF055 | OM4 12f Interconnect OFNP MPO F/MPO F Ty |  | PC | 1 | 1 | 1 | 1 | 672.68
61305617690 | FZ8RLJNJNXNM024 | OM48-Fbr,Intrc,LSZH,AQ,24M,MtdA,RL | OM4 8 fiber, Interconnect, LSZH, PanMPO Female to PanMPO Female, Method A, Optimized IL, 24 Meters, Aqua | PC | 1 | 1 | 1 | 1 | 673.38
61305617720 | FZ8RLJNJNYNM024 | OM48-Fbr,Intrc,LSZH,AQ,24M,MtdB,RL | OM4 8 fiber, Interconnect, LSZH, PanMPO Female to PanMPO Female, Method B, Optimized IL, 24 Meters, Aqua | PC | 1 | 1 | 1 | 1 | 673.38
07498311626 | FZ8RL7NQSVNM003 | OM4 8-Fiber Round 4 to 1 Conversion Harn | OM4 8-Fiber Round 4 to 1 Conversion Harness, LSZH, Female PanMPO to LC Push-Pull, 61cm breakout, Optimized IL - 3 meters | PC | 1 | 1 | 1 | 1 | 673.44
07498311936 | FZ8RL8NQSVNM003 | OM4 8-Fiber Round 4 to 1 Conversion Harn | OM4 8-Fiber Round 4 to 1 Conversion Harness, LSZH, Male PanMPO to LC Push-Pull, 61cm breakout, Optimized IL - 3 meters | PC | 1 | 1 | 1 | 1 | 673.44
07498374233 | FXTRP8NUSSNF019 | OM3 12-fiber round harness cable, plenum | OM3 12-fiber round harness cable assembly, plenum (OFNP) rated, PanMPO Male to LC Uniboot, 60cm (24 inch) equal breakout, Std. IL. | PC | 1 | 1 | 1 | 1 | 673.68
07498393439 | FZTRP5N5NXNM012 | OM4 12 Fiber Interconnect Plenum MPO Fem |  | PC | 1 | 1 | 1 | 1 | 673.7
07498361126 | FZTRP7N7NXNM012 | OM4,12-Fiber,PLEM,PMPOf-PMPOf,12M | OM4 12 fiber, PanMPO interconnect cable assembly, plenum rated (OFNP), PanMPO Female To PanMPO Female, Method A, Optimized IL, with no pulling eye, Aqua, 12 meters | PC | 1 | 1 | 1 | 1 | 673.7
07498386703 | FZTRP7N7NYNM012 | OM4 12f Interconnect OFNP PanMPO F/PanMP | OM4 12 fiber interconnect cable assembly plenum (OFNP) rated Pan MPO female to Pan MPO female, Method B Optimized IL, with no pulling eye, 12 meters. | PC | 1 | 1 | 1 | 1 | 673.7
61305617543 | FZ8RPJNJNXNF075 | OM48-Fbr,Intrc,PLEM,AQ,75ft,MtdA,EA | OM4 8 fiber, Interconnect, Plenum, PanMPO Female to PanMPO Female, Method A, Optimized IL, 75 Feet, Aqua | PC | 1 | 1 | 1 | 1 | 674.08
61305617641 | FZ8RPJNJNYNF075 | OM48-Fbr,Intrc,PLEM,AQ,75ft,MtdB,EA | OM4 8 fiber, Interconnect, Plenum, PanMPO Female to PanMPO Female, Method B, Optimized IL, 75 Feet, Aqua | PC | 1 | 1 | 1 | 1 | 674.08
07498310700 | FZ8RP7NQSVNF010 | OM4 8f Harness OFNP PanMPO F/PushPull LC | OM4 8-Fiber Round 4 to 1 Conversion Harness, Plenum, Female PanMPO to LC Push-Pull, 24-inch breakout, Optimized IL - 10 feet | PC | 1 | 1 | 1 | 1 | 674.12
07498310766 | FZ8RP8NQSVNF010 | OM4 8f Harness OFNP PanMPO M/PushPull LC | OM4 8-Fiber Round 4 to 1 Conversion Harness, Plenum, Male PanMPO to LC Push-Pull, 24-inch breakout, Optimized IL - 10 feet | PC | 1 | 1 | 1 | 1 | 674.12
61305629529 | FZTRP5N5NBNF045 | OM4 12f Interconnect OFNP MPO F/MPO F Ty |  | PC | 1 | 1 | 1 | 1 | 674.28
61305632284 | FZTRP5N5NBNF063 | OM4 12f Interconnect OFNP MPO F/MPO F Ty |  | PC | 1 | 1 | 1 | 1 | 674.28
07498391636 | FZTRP5N5NANF045 | OM4,12-Fiber,PLEM,MPO/F-MPO/F,45ft | OM4 12 fiber, interconnect cable assembly, plenum (OFNP) rated, MPO female to MPO female, Method A Std IL, with no pulling eye 45 ft | PC | 1 | 1 | 1 | 1 | 675.04
07498357636 | FZTRP7N7NANF045 | Interconnect,12CT,OM4,MPO-MPO,A,45Ft. | OM4 12 fiber, PanMPO interconnect cable assembly, plenum rated (OFNP), PanMPO Female To PanMPO Female, Method A, Std IL with no pulling eye, Aqua, 45 ft | PC | 1 | 1 | 1 | 1 | 675.04
61305600543 | FZTRP7N7NBNF045 | OM4 12f Interconnect OFNP PanMPO F/PanMP | OM4 12 Fiber Interconnect Plenum PanMPO Female To PanMPO Female Method B Std IL with no Pulling Eye - 45 Feet | PC | 1 | 1 | 1 | 1 | 675.04
61305633272 | FZTRP5N5NYNM017 | OM4 12f Interconnect OFNP MPO F/MPO F Ty |  | PC | 1 | 1 | 1 | 1 | 675.08
07498399174 | FZ8RP7NUSQNF017 | 8-fiber OM4 Round Harness Plenum PanMPO | 8-fiber OM4 round harness cable assembly, plenum (OFNP) rated, PanMPO Female to LC Uniboot with 60cm (24 inch) equal breakout, 40G to 10G Std. IL | PC | 1 | 1 | 1 | 1 | 675.32
61305632839 | FZTRP5N5NXNF056 | OM4 12f Interconnect OFNP MPO F/MPO F Ty |  | PC | 1 | 1 | 1 | 1 | 675.84
61305629449 | FZTRP5N5NYNF040 | OM4 12f Interconnect OFNP MPO F/MPO F Ty |  | PC | 1 | 1 | 1 | 1 | 675.84
61305633354 | FZTRP5N5NYNF056 | OM4 12f Interconnect OFNP MPO F/MPO F Ty |  | PC | 1 | 1 | 1 | 1 | 675.84
61305633180 | FZTRL5N5NXNM018 | OM4 12f Interconnect LSZH MPO F/MPO F Ty |  | PC | 1 | 1 | 1 | 1 | 676.12
61305633224 | FZTRL5N5NYNM018 | OM4 12f Interconnect LSZH MPO F/MPO F Ty |  | PC | 1 | 1 | 1 | 1 | 676.12
61305600647 | FZTRP7N7NXNF040 | OM4 12f Interconnect OFNP PanMPO F/PanMP | OM4 12 Fiber Interconnect Plenum PanMPO Female To PanMPO Female Method A Optimized IL with no Pulling Eye - 40 Feet | PC | 1 | 1 | 1 | 1 | 676.52
61305600704 | FZTRP7N7NYNF040 | OM4 12f Interconnect OFNP PanMPO F/PanMP | OM4 12 Fiber Interconnect Plenum PanMPO Female To PanMPO Female Method B Optimized IL with no Pulling Eye - 40 Feet | PC | 1 | 1 | 1 | 1 | 676.52
07498374234 | FXTRP8NUSSNF020 | OM3 12-fiber round harness cable, plenum | OM3 12-fiber round harness cable assembly, plenum (OFNP) rated, PanMPO Male to LC Uniboot, 60cm (24 inch) equal breakout, Std. IL. | PC | 1 | 1 | 1 | 1 | 676.88
61305617544 | FZ8RPJNJNXNF076 | OM48-Fbr,Intrc,PLEM,AQ,76ft,MtdA,EA | OM4 8 fiber, Interconnect, Plenum, PanMPO Female to PanMPO Female, Method A, Optimized IL, 76 Feet, Aqua | PC | 1 | 1 | 1 | 1 | 677.44
61305617642 | FZ8RPJNJNYNF076 | OM48-Fbr,Intrc,PLEM,AQ,76ft,MtdB,EA | OM4 8 fiber, Interconnect, Plenum, PanMPO Female to PanMPO Female, Method B, Optimized IL, 76 Feet, Aqua | PC | 1 | 1 | 1 | 1 | 677.44
61305632285 | FZTRP5N5NBNF064 | OM4 12f Interconnect OFNP MPO F/MPO F Ty |  | PC | 1 | 1 | 1 | 1 | 677.44
61305629517 | FZTRP5N5NBNM014 | OM4 12f Interconnect OFNP MPO F/MPO F Ty |  | PC | 1 | 1 | 1 | 1 | 678.36
07498310713 | FZ8RP7NQSVNF011 | OM4 8f Harness OFNP PanMPO F/PushPull LC | OM4 8-Fiber Round 4 to 1 Conversion Harness, Plenum, Female PanMPO to LC Push-Pull, 24-inch breakout, Optimized IL - 11 feet | PC | 1 | 1 | 1 | 1 | 678.6
07498310794 | FZ8RP8NQSVNF011 | OM4 8f Harness OFNP PanMPO M/PushPull LC | OM4 8-Fiber Round 4 to 1 Conversion Harness, Plenum, Male PanMPO to LC Push-Pull, 24-inch breakout, Optimized IL - 11 feet | PC | 1 | 1 | 1 | 1 | 678.6
07498369910 | FZTRL7N7NXNM013 | OM4,12-Fiber,LSZH,PMPOf-PMPOf,13M | OM4 12 fiber, optimized interconnect cable assembly, low smoke zero halogen (LSZH) rated, PanMPO female to PanMPO female, Method A, Optimized IL, with no pulling eye, Aqua, 13 meters | PC | 1 | 1 | 1 | 1 | 678.84
07498386718 | FZTRL7N7NYNM013 | OM4 12f Interconnect LSZH PanMPO F/PanMP | OM4 12 fiber interconnect cable assembly Low Smoke Zero Halogen (LSZH) PanMPO female to PanMPO female Method B Optimized IL, with no pulling eye, 13 meters. | PC | 1 | 1 | 1 | 1 | 678.84
61305632840 | FZTRP5N5NXNF057 | OM4 12f Interconnect OFNP MPO F/MPO F Ty |  | PC | 1 | 1 | 1 | 1 | 679.02
61305633355 | FZTRP5N5NYNF057 | OM4 12f Interconnect OFNP MPO F/MPO F Ty |  | PC | 1 | 1 | 1 | 1 | 679.02
07498393377 | FZTRP5N5NANM014 | OM4 12 Fiber Interconnect Plenum MPO Fem |  | PC | 1 | 1 | 1 | 1 | 679.18
07498361022 | FZTRP7N7NANM014 | OM4,12-Fiber,PanMPO/F-PanMPO/F,14M | OM4 12 fiber, PanMPO interconnect cable assembly, plenum rated (OFNP), PanMPO Female To PanMPO Female, Method A, Std IL, with no pulling eye, Aqua, 14 meters | PC | 1 | 1 | 1 | 1 | 679.18
07498387303 | FZTRP7N7NBNM014 | OM4 12f Interconnect OFNP PanMPO F/PanMP | OM4 12 fiber interconnect cable assembly, plenum (OFNP) rated, PanMPO female to PanMPO female, Method B Std IL with no pulling eye, 14 meters. | PC | 1 | 1 | 1 | 1 | 679.18
07498391638 | FZTRP5N5NANF046 | OM4,12-Fiber,PLEM,MPO/F-MPO/F,46ft | OM4 12 fiber, interconnect cable assembly, plenum (OFNP) rated, MPO female to MPO female, Method A Std IL, with no pulling eye 46 ft | PC | 1 | 1 | 1 | 1 | 679.52
07498357637 | FZTRP7N7NANF046 | Interconnect,12CT,OM4,MPO-MPO,A,46Ft. | OM4 12 fiber, PanMPO interconnect cable assembly, plenum rated (OFNP), PanMPO Female To PanMPO Female, Method A, Std IL with no pulling eye, Aqua, 46 ft | PC | 1 | 1 | 1 | 1 | 679.52
61305600544 | FZTRP7N7NBNF046 | OM4 12f Interconnect OFNP PanMPO F/PanMP | OM4 12 Fiber Interconnect Plenum PanMPO Female To PanMPO Female Method B Std. IL with no Pulling Eye - 46 Feet | PC | 1 | 1 | 1 | 1 | 679.52
07498399182 | FZ8RP7NUSQNF018 | 8-fiber OM4 Round Harness Plenum PanMPO | 8-fiber OM4 round harness cable assembly, plenum (OFNP) rated, PanMPO Female to LC Uniboot with 60cm (24 inch) equal breakout, 40G to 10G Std. IL | PC | 1 | 1 | 1 | 1 | 679.76
07498374235 | FXTRP8NUSSNF021 | OM3 12-fiber round harness cable, plenum | OM3 12-fiber round harness cable assembly, plenum (OFNP) rated, PanMPO Male to LC Uniboot, 60cm (24 inch) equal breakout, Std. IL. | PC | 1 | 1 | 1 | 1 | 680.04
61305632943 | FZTRP7N7NYNF041 | OM4 12f Interconnect OFNP PanMPO F/PanMP |  | PC | 1 | 1 | 1 | 1 | 680.26
61305632286 | FZTRP5N5NBNF065 | OM4 12f Interconnect OFNP MPO F/MPO F Ty |  | PC | 1 | 1 | 1 | 1 | 680.6
07498311627 | FZ8RL7NQSVNM3.5 | OM4 8-Fiber Round 4 to 1 Conversion Harn | OM4 8-Fiber Round 4 to 1 Conversion Harness, LSZH, Female PanMPO to LC Push-Pull, 61cm breakout, Optimized IL - 3.5 meters | PC | 1 | 1 | 1 | 1 | 680.76
07498311939 | FZ8RL8NQSVNM3.5 | OM4 8-Fiber Round 4 to 1 Conversion Harn | OM4 8-Fiber Round 4 to 1 Conversion Harness, LSZH, Male PanMPO to LC Push-Pull, 61cm breakout, Optimized IL - 3.5 meters | PC | 1 | 1 | 1 | 1 | 680.76
61305617545 | FZ8RPJNJNXNF077 | OM48-Fbr,Intrc,PLEM,AQ,77ft,MtdA,EA | OM4 8 fiber, Interconnect, Plenum, PanMPO Female to PanMPO Female, Method A, Optimized IL, 77 Feet, Aqua | PC | 1 | 1 | 1 | 1 | 680.78
61305617643 | FZ8RPJNJNYNF077 | OM48-Fbr,Intrc,PLEM,AQ,77ft,MtdB,EA | OM4 8 fiber, Interconnect, Plenum, PanMPO Female to PanMPO Female, Method B, Optimized IL, 77 Feet, Aqua | PC | 1 | 1 | 1 | 1 | 680.78
61305601290 | FZTRP7N7NXNF041 | OM4 12f Interconnect OFNP PanMPO F/PanMP |  | PC | 1 | 1 | 1 | 1 | 680.98
61305629607 | FZTRL5N5NBNM015 | OM4 12f Interconnect LSZH MPO F/MPO F Ty |  | PC | 1 | 1 | 1 | 1 | 681.96
61305632841 | FZTRP5N5NXNF058 | OM4 12f Interconnect OFNP MPO F/MPO F Ty |  | PC | 1 | 1 | 1 | 1 | 682.18
61305633356 | FZTRP5N5NYNF058 | OM4 12f Interconnect OFNP MPO F/MPO F Ty |  | PC | 1 | 1 | 1 | 1 | 682.18
07498389751 | FZTRL5N5NANM015 | OM4,12-Fiber,LSZH,MPO/Fm-MPO/Fm,15M | OM4 12 fiber, interconnect cable assembly, low smoke zero halogen (LSZH) rated, MPO female to MPO female, Method A Std IL with no pulling eye, Aqua, 15 meters | PC | 1 | 1 | 1 | 1 | 682.86
07498359419 | FZTRL7N7NANM015 | OM4,12-Fiber,LSZH,PMPOf-PMPOf,A,15M | This 12 fiber cable assembly is an OM4 interconnect cable assembly. It is Low Smoke Zero Halogen (LSZH) rated and features PanMPO Female to PanMPO Female connectors. It is aqua, 15 meters in length and has Method A standard insertion loss with no pulling | PC | 1 | 1 | 1 | 1 | 682.86
07498387193 | FZTRL7N7NBNM015 | OM4 12f Interconnect LSZH PanMPO F/PanMP | OM4 12 fiber interconnect cable assembly Low Smoke Zero Halogen ( LSZH), PanMPO female to PanMPO female, Method B Std IL with no pulling eye, 15 meters. | PC | 1 | 1 | 1 | 1 | 682.86
07498310739 | FZ8RP7NQSVNF012 | OM4 8f Harness OFNP PanMPO F/PushPull LC | OM4 8-Fiber Round 4 to 1 Conversion Harness, Plenum, Female PanMPO to LC Push-Pull, 24-inch breakout, Optimized IL - 12 feet | PC | 1 | 1 | 1 | 1 | 683.06
07498310819 | FZ8RP8NQSVNF012 | OM4 8f Harness OFNP PanMPO M/PushPull LC | OM4 8-Fiber Round 4 to 1 Conversion Harness, Plenum, Male PanMPO to LC Push-Pull, 24-inch breakout, Optimized IL - 12 feet | PC | 1 | 1 | 1 | 1 | 683.06
61305626219 | FZTRP7N7NBNF047 | OM4 12f Interconnect OFNP PanMPO F/PanMP |  | PC | 1 | 1 | 1 | 1 | 683.14
07498374236 | FXTRP8NUSSNF022 | OM3 12-fiber round harness cable, plenum | OM3 12-fiber round harness cable assembly, plenum (OFNP) rated, PanMPO Male to LC Uniboot, 60cm (24 inch) equal breakout, Std. IL. | PC | 1 | 1 | 1 | 1 | 683.22
61305632287 | FZTRP5N5NBNF066 | OM4 12f Interconnect OFNP MPO F/MPO F Ty |  | PC | 1 | 1 | 1 | 1 | 683.76
61305617691 | FZ8RLJNJNXNM025 | OM48-Fbr,Intrc,LSZH,AQ,25M,MtdA,RL | OM4 8 fiber, Interconnect, LSZH, PanMPO Female to PanMPO Female, Method A, Optimized IL, 25 Meters, Aqua | PC | 1 | 1 | 1 | 1 | 683.78
61305617721 | FZ8RLJNJNYNM025 | OM48-Fbr,Intrc,LSZH,AQ,25M,MtdB,RL | OM4 8 fiber, Interconnect, LSZH, PanMPO Female to PanMPO Female, Method B, Optimized IL, 25 Meters, Aqua | PC | 1 | 1 | 1 | 1 | 683.78
07498391639 | FZTRP5N5NANF047 | OM4,12-Fiber,PLEM,MPO/F-MPO/F,47ft | OM4 12 fiber, interconnect cable assembly, plenum (OFNP) rated, MPO female to MPO female, Method A Std IL, with no pulling eye 47 ft | PC | 1 | 1 | 1 | 1 | 683.94
07498357638 | FZTRP7N7NANF047 | Interconnect,12CT,OM4,MPO-MPO,A,47Ft. | OM4 12 fiber, PanMPO interconnect cable assembly, plenum rated (OFNP), PanMPO Female To PanMPO Female, Method A, Std IL with no pulling eye, Aqua, 47 ft | PC | 1 | 1 | 1 | 1 | 683.94
61305617546 | FZ8RPJNJNXNF078 | OM48-Fbr,Intrc,PLEM,AQ,78ft,MtdA,EA | OM4 8 fiber, Interconnect, Plenum, PanMPO Female to PanMPO Female, Method A, Optimized IL, 78 Feet, Aqua | PC | 1 | 1 | 1 | 1 | 684.12
61305617644 | FZ8RPJNJNYNF078 | OM48-Fbr,Intrc,PLEM,AQ,78ft,MtdB,EA | OM4 8 fiber, Interconnect, Plenum, PanMPO Female to PanMPO Female, Method B, Optimized IL, 78 Feet, Aqua | PC | 1 | 1 | 1 | 1 | 684.12
07498399187 | FZ8RP7NUSQNF019 | 8-fiber OM4 Round Harness Plenum PanMPO | 8-fiber OM4 round harness cable assembly, plenum (OFNP) rated, PanMPO Female to LC Uniboot with 60cm (24 inch) equal breakout, 40G to 10G Std. IL | PC | 1 | 1 | 1 | 1 | 684.22
61305632944 | FZTRP7N7NYNF042 | OM4 12f Interconnect OFNP PanMPO F/PanMP |  | PC | 1 | 1 | 1 | 1 | 684.72
61305632842 | FZTRP5N5NXNF059 | OM4 12f Interconnect OFNP MPO F/MPO F Ty |  | PC | 1 | 1 | 1 | 1 | 685.34
61305633357 | FZTRP5N5NYNF059 | OM4 12f Interconnect OFNP MPO F/MPO F Ty |  | PC | 1 | 1 | 1 | 1 | 685.34
61305601291 | FZTRP7N7NXNF042 | OM4 12f Interconnect OFNP PanMPO F/PanMP |  | PC | 1 | 1 | 1 | 1 | 685.42
61305633273 | FZTRP5N5NYNM018 | OM4 12f Interconnect OFNP MPO F/MPO F Ty |  | PC | 1 | 1 | 1 | 1 | 685.46
61305633181 | FZTRL5N5NXNM019 | OM4 12f Interconnect LSZH MPO F/MPO F Ty |  | PC | 1 | 1 | 1 | 1 | 686
61305633225 | FZTRL5N5NYNM019 | OM4 12f Interconnect LSZH MPO F/MPO F Ty |  | PC | 1 | 1 | 1 | 1 | 686
07498374238 | FXTRP8NUSSNF023 | OM3 12-fiber round harness cable, plenum | OM3 12-fiber round harness cable assembly, plenum (OFNP) rated, PanMPO Male to LC Uniboot, 60cm (24 inch) equal breakout, Std. IL. | PC | 1 | 1 | 1 | 1 | 686.4
61305632288 | FZTRP5N5NBNF067 | OM4 12f Interconnect OFNP MPO F/MPO F Ty |  | PC | 1 | 1 | 1 | 1 | 686.94
07498399068 | FZ8RL7NUSQNM006 | OM4 8 Fiber Round Harness LSZH PanMPO Fe | OM4 8-fiber round harness cable assembly, low smoke zero halogen (LSZH) rated, PanMPO female To LC Uniboot 60cm (24 inch), equal breakout, Std. IL, 6 meters. | PC | 1 | 1 | 1 | 1 | 687.26
07498398982 | FZ8RP7NUSQNM006 | 8-fiber OM4 Round Harness Plenum PanMPO | 8-fiber OM4 Round Harness Plenum PanMPO Female to LC Uniboot 60cm (24 inch) equal breakout 40G to 10G Std. IL - 6m | PC | 1 | 1 | 1 | 1 | 687.26
61305617547 | FZ8RPJNJNXNF079 | OM48-Fbr,Intrc,PLEM,AQ,79ft,MtdA,EA | OM4 8 fiber, Interconnect, Plenum, PanMPO Female to PanMPO Female, Method A, Optimized IL, 79 Feet, Aqua | PC | 1 | 1 | 1 | 1 | 687.46
61305617645 | FZ8RPJNJNYNF079 | OM48-Fbr,Intrc,PLEM,AQ,79ft,MtdB,EA | OM4 8 fiber, Interconnect, Plenum, PanMPO Female to PanMPO Female, Method B, Optimized IL, 79 Feet, Aqua | PC | 1 | 1 | 1 | 1 | 687.46
07498310740 | FZ8RP7NQSVNF013 | OM4 8f Harness OFNP PanMPO F/PushPull LC | OM4 8-Fiber Round 4 to 1 Conversion Harness, Plenum, Female PanMPO to LC Push-Pull, 24-inch breakout, Optimized IL - 13 feet | PC | 1 | 1 | 1 | 1 | 687.5
07498310820 | FZ8RP8NQSVNF013 | OM4 8f Harness OFNP PanMPO M/PushPull LC | OM4 8-Fiber Round 4 to 1 Conversion Harness, Plenum, Male PanMPO to LC Push-Pull, 24-inch breakout, Optimized IL - 13 feet | PC | 1 | 1 | 1 | 1 | 687.5
07498377275 | FZTRP8NUFSNF003 | OM4,12-Fiber,RndHrnss,PMPOm,1L,PLEM,3ft | OM4 12-fiber round harness cable assembly, plenum (OFNP) rated, PanMPO Male to LC Uniboot, staggered pair, 1 longest, Std IL, Aqua, 3 ft. | PC | 1 | 1 | 1 | 1 | 687.94
07498376923 | FZTRP8NUGSNF003 | OM4,12-Fiber,RndHrnss,PMPOm,1S,PLEM,3ft | OM4 12-fiber round harness cable assembly, plenum (OFNP) rated, PanMPO male to LC Uniboot staggered pair, 1 shortest, Std. IL. Aqua, 3 ft. | PC | 1 | 1 | 1 | 1 | 687.94
07498376488 | FZTRP8NUHSNF003 | OM4,12-Fiber,RndHrn,PMPOm,1-2L,PLEM,3ft | OM4 12-fiber round harness cable assembly, plenum (OFNP) rated, PanMPO Male to LC Uniboot staggered pairs, 1 and 2 longest, Std. IL. Aqua, 3 ft. | PC | 1 | 1 | 1 | 1 | 687.94
07498376809 | FZTRP8NUJSNF003 | OM4,12-Fiber,RndHrn,PMPOm,1-2S,PLEM,3ft | OM4 12-fiber round harness cable assembly, plenum (OFNP) rated, PanMPO Male to LC Uniboot, staggered pairs, 1 and 2 shortest, Std. IL. | PC | 1 | 1 | 1 | 1 | 687.94
07498374783 | FZTRP8NUSSNF003 | OM4,12-Fiber,RndHarnessCbl,PLEM,3ft | OM4 12-fiber, round harness cable assembly, plenum (OFNP) rated, PanMPO Male to LC Uniboot 60cm (24 inch), equal breakout, Std IL, Aqua, 3 ft. | PC | 1 | 1 | 1 | 1 | 687.94
07498311628 | FZ8RL7NQSVNM004 | OM4 8-Fiber Round 4 to 1 Conversion Harn | OM4 8-Fiber Round 4 to 1 Conversion Harness, LSZH, Female PanMPO to LC Push-Pull, 61cm breakout, Optimized IL - 4 meters | PC | 1 | 1 | 1 | 1 | 688.04
07498311952 | FZ8RL8NQSVNM004 | OM4 8-Fiber Round 4 to 1 Conversion Harn | OM4 8-Fiber Round 4 to 1 Conversion Harness, LSZH, Male PanMPO to LC Push-Pull, 61cm breakout, Optimized IL - 4 meters | PC | 1 | 1 | 1 | 1 | 688.04
07498393441 | FZTRP5N5NXNM013 | OM4 12 Fiber Interconnect Plenum MPO Fem | OM4 12 fiber interconnect plenum MPO female to MPO female, method A opt IL., with no pulling eye - 13 meters. | PC | 1 | 1 | 1 | 1 | 688.32
07498361127 | FZTRP7N7NXNM013 | OM4,12-Fiber,PLEM,PMPOf-PMPOf,13M | OM4 12 fiber, PanMPO interconnect cable assembly, plenum rated (OFNP), PanMPO Female To PanMPO Female, Method A, Optimized IL, with no pulling eye, Aqua, 13 meters | PC | 1 | 1 | 1 | 1 | 688.32
07498386704 | FZTRP7N7NYNM013 | OM4 12f Interconnect OFNP PanMPO F/PanMP | OM4 12 fiber interconnect cable assembly plenum (OFNP) rated Pan MPO female to Pan MPO female, Method B Optimized IL, with no pulling eye, 13 meters. | PC | 1 | 1 | 1 | 1 | 688.32
07498391640 | FZTRP5N5NANF048 | OM4,12-Fiber,PLEM,MPO/F-MPO/F,48ft | OM4 12 fiber, interconnect cable assembly, plenum (OFNP) rated, MPO female to MPO female, Method A Std IL, with no pulling eye 48 ft | PC | 1 | 1 | 1 | 1 | 688.4
07498357639 | FZTRP7N7NANF048 | Interconnect,12CT,OM4,MPO-MPO,A,48Ft. | OM4 12 fiber, PanMPO interconnect cable assembly, plenum rated (OFNP), PanMPO Female To PanMPO Female, Method A, Std IL with no pulling eye, Aqua, 48 ft | PC | 1 | 1 | 1 | 1 | 688.4
61305600545 | FZTRP7N7NBNF048 | OM4 12f Interconnect OFNP PanMPO F/PanMP | OM4 12 Fiber Interconnect Plenum PanMPO Female To PanMPO Female Method B Std IL with no Pulling Eye - 48 Feet | PC | 1 | 1 | 1 | 1 | 688.4
07498375131 | FZTRL8NUFSNM001 | OM4,12-Fiber,Rnd,HarnessCbl,LSZH,1M | OM4 12-fiber, round harness cable assembly, low smoke zero halogen (LSZH) rated, PanMPO Male to LC Uniboot staggered pair, 1 longest, Std. IL. Aqua, 1 meter. | PC | 1 | 1 | 1 | 1 | 688.46
07498375945 | FZTRL8NUGSNM001 | OM4,12-Fiber,RndHrnss,PMPOm,LSZH,1M | OM4 12-fiber, round harness cable assembly, low smoke zero halogen (LSZH) rated, PanMPO Male to LC Uniboot staggered pair, 1 shortest Std.IL, Aqua, 1 meter. | PC | 1 | 1 | 1 | 1 | 688.46
07498376054 | FZTRL8NUHSNM001 | OM4,12-Fiber,RndHrn,PMPOm,1-2L,LSZH,1M | OM4 12-fiber round harness cable assembly, low smoke zero halogen (LSZH) rated, PanMPO Male to LC Uniboot, staggered pairs, 1 and 2 Longest, Std. IL. Aqua, 1 meter. | PC | 1 | 1 | 1 | 1 | 688.46
07498376627 | FZTRL8NUJSNM001 | OM4,12-Fiber,RndHrn,PMPOm,1-2S,1M | OM4 12-fiber round harness cable assembly, low smoke zero halogen (LSZH) rated, PanMPO Male to LC Uniboot, staggered pair, 1 and 2 shortest, Std IL. | PC | 1 | 1 | 1 | 1 | 688.46
07498375164 | FZTRL8NUSSNM001 | OM4,12-Fiber,RndHarnessCbl,LSZH,1M | OM4 12-fiber round harness cable assembly, low smoke zero halogen (LSZH) rated, PanMPO Male to LC Uniboot, 60cm (24 inch) equal breakout, Std. IL. Aqua, 1 meter. | PC | 1 | 1 | 1 | 1 | 688.46
61305633358 | FZTRP5N5NYNF060 | OM4 12f Interconnect OFNP MPO F/MPO F Ty |  | PC | 1 | 1 | 1 | 1 | 688.5
07498399190 | FZ8RP7NUSQNF020 | 8-fiber OM4 Round Harness Plenum PanMPO | 8-fiber OM4 round harness cable assembly, plenum (OFNP) rated, PanMPO Female to LC Uniboot with 60cm (24 inch) equal breakout, 40G to 10G Std. IL | PC | 1 | 1 | 1 | 1 | 688.68
61305632945 | FZTRP7N7NYNF043 | OM4 12f Interconnect OFNP PanMPO F/PanMP |  | PC | 1 | 1 | 1 | 1 | 689.14
07498374239 | FXTRP8NUSSNF024 | OM3 12-fiber round harness cable, plenum | OM3 12-fiber round harness cable assembly, plenum (OFNP) rated, PanMPO Male to LC Uniboot, 60cm (24 inch) equal breakout, Std. IL. | PC | 1 | 1 | 1 | 1 | 689.58
61305600648 | FZTRP7N7NXNF043 | OM4 12f Interconnect OFNP PanMPO F/PanMP | OM4 12 Fiber Interconnect Plenum PanMPO Female To PanMPO Female Method A Optimized IL with no Pulling Eye - 43 Feet | PC | 1 | 1 | 1 | 1 | 689.88
61305632289 | FZTRP5N5NBNF068 | OM4 12f Interconnect OFNP MPO F/MPO F Ty |  | PC | 1 | 1 | 1 | 1 | 690.1
61305617548 | FZ8RPJNJNXNF080 | OM48-Fbr,Intrc,PLEM,AQ,80ft,MtdA,EA | OM4 8 fiber, Interconnect, Plenum, PanMPO Female to PanMPO Female, Method A, Optimized IL, 80 Feet, Aqua | PC | 1 | 1 | 1 | 1 | 690.8
61305617646 | FZ8RPJNJNYNF080 | OM48-Fbr,Intrc,PLEM,AQ,80ft,MtdB,EA | OM4 8 fiber, Interconnect, Plenum, PanMPO Female to PanMPO Female, Method B, Optimized IL, 80 Feet, Aqua | PC | 1 | 1 | 1 | 1 | 690.8
61305632843 | FZTRP5N5NXNF061 | OM4 12f Interconnect OFNP MPO F/MPO F Ty |  | PC | 1 | 1 | 1 | 1 | 691.68
61305633359 | FZTRP5N5NYNF061 | OM4 12f Interconnect OFNP MPO F/MPO F Ty |  | PC | 1 | 1 | 1 | 1 | 691.68
07498310649 | FZ8RP7NQSVNF014 | OM4 8f Harness OFNP PanMPO F/PushPull LC | OM4 8-Fiber Round 4 to 1 Conversion Harness, Plenum, Female PanMPO to LC Push-Pull, 24-inch breakout, Optimized IL - 14 feet | PC | 1 | 1 | 1 | 1 | 691.94
07498310827 | FZ8RP8NQSVNF014 | OM4 8f Harness OFNP PanMPO M/PushPull LC | OM4 8-Fiber Round 4 to 1 Conversion Harness, Plenum, Male PanMPO to LC Push-Pull, 24-inch breakout, Optimized IL - 14 feet | PC | 1 | 1 | 1 | 1 | 691.94
07498377277 | FZTRP8NUFSNF004 | OM4,12-Fiber,RndHrnss,PMPOm,1L,PLEM,4ft | OM4 12-fiber round harness cable assembly, plenum (OFNP) rated, PanMPO Male to LC Uniboot, staggered pair, 1 longest, Std IL, Aqua, 4 ft. | PC | 1 | 1 | 1 | 1 | 692.4
07498376924 | FZTRP8NUGSNF004 | OM4,12-Fiber,RndHrnss,PMPOm,1S,PLEM,4ft | OM4 12-fiber round harness cable assembly, plenum (OFNP) rated, PanMPO male to LC Uniboot staggered pair, 1 shortest, Std. IL. Aqua, 4 ft. | PC | 1 | 1 | 1 | 1 | 692.4
07498376490 | FZTRP8NUHSNF004 | OM4,12-Fiber,RndHrn,PMPOm,1-2L,PLEM,4ft | OM4 12-fiber round harness cable assembly, plenum (OFNP) rated, PanMPO Male to LC Uniboot staggered pairs, 1 and 2 longest, Std. IL. Aqua, 4 ft. | PC | 1 | 1 | 1 | 1 | 692.4
07498376810 | FZTRP8NUJSNF004 | OM4,12-Fiber,RndHrn,PMPOm,1-2S,PLEM,4ft | OM4 12-fiber round harness cable assembly, plenum (OFNP) rated, PanMPO Male to LC Uniboot, staggered pairs, 1 and 2 shortest, Std. IL. Aqua, 4 ft. | PC | 1 | 1 | 1 | 1 | 692.4
07498374784 | FZTRP8NUSSNF004 | OM4,12-Fiber,RndHarnessCbl,PLEM,4ft | OM4 12-fiber, round harness cable assembly, plenum (OFNP) rated, PanMPO Male to LC Uniboot 60cm (24 inch), equal breakout, Std IL, Aqua, 4 ft. | PC | 1 | 1 | 1 | 1 | 692.4
07498369918 | FZTRL7N7NXNM014 | OM4,12-Fiber,LSZH,PMPOf-PMPOf,14M | OM4 12 fiber, optimized interconnect cable assembly, low smoke zero halogen (LSZH) rated, PanMPO female to PanMPO female, Method A, Optimized IL, with no pulling eye, Aqua, 14 meters | PC | 1 | 1 | 1 | 1 | 692.74
07498386721 | FZTRL7N7NYNM014 | OM4 12f Interconnect LSZH PanMPO F/PanMP | OM4 12 fiber interconnect cable assembly Low Smoke Zero Halogen (LSZH) PanMPO female to PanMPO female Method B Optimized IL, with no pulling eye, 14 meters. | PC | 1 | 1 | 1 | 1 | 692.74
07498374241 | FXTRP8NUSSNF025 | OM3 12-fiber round harness cable, plenum | OM3 12-fiber round harness cable assembly, plenum (OFNP) rated, PanMPO Male to LC Uniboot, 60cm (24 inch) equal breakout, Std. IL. | PC | 1 | 1 | 1 | 1 | 692.76
07498391641 | FZTRP5N5NANF049 | OM4,12-Fiber,PLEM,MPO/F-MPO/F,49ft | OM4 12 fiber, interconnect cable assembly, plenum (OFNP) rated, MPO female to MPO female, Method A Std IL, with no pulling eye 49 ft | PC | 1 | 1 | 1 | 1 | 692.84
07498357640 | FZTRP7N7NANF049 | Interconnect,12CT,OM4,MPO-MPO,A,49Ft. | OM4 12 fiber, PanMPO interconnect cable assembly, plenum rated (OFNP), PanMPO Female To PanMPO Female, Method A, Std IL with no pulling eye, Aqua, 49 ft | PC | 1 | 1 | 1 | 1 | 692.84
61305600546 | FZTRP7N7NBNF049 | OM4 12f Interconnect OFNP PanMPO F/PanMP | OM4 12 Fiber Interconnect Plenum PanMPO Female To PanMPO Female Method B Std. IL with no Pulling Eye - 49 Feet | PC | 1 | 1 | 1 | 1 | 692.84
61305629514 | FZTRP5N5NBNM015 | OM4 12f Interconnect OFNP MPO F/MPO F Ty |  | PC | 1 | 1 | 1 | 1 | 692.88
07498399195 | FZ8RP7NUSQNF021 | 8-fiber OM4 Round Harness Plenum PanMPO | 8-fiber OM4 round harness cable assembly, plenum (OFNP) rated, PanMPO Female to LC Uniboot with 60cm (24 inch) equal breakout, 40G to 10G Std. IL | PC | 1 | 1 | 1 | 1 | 693.14
61305632290 | FZTRP5N5NBNF069 | OM4 12f Interconnect OFNP MPO F/MPO F Ty |  | PC | 1 | 1 | 1 | 1 | 693.26
61305628771 | FZTRP7N7NYNF044 | OM4 12f Interconnect OFNP PanMPO F/PanMP |  | PC | 1 | 1 | 1 | 1 | 693.58
07498393378 | FZTRP5N5NANM015 | OM4 12 Fiber Interconnect Plenum MPO Fem |  | PC | 1 | 1 | 1 | 1 | 693.78
07498361023 | FZTRP7N7NANM015 | OM4,12-Fiber,PanMPO/F-PanMPO/F,15M | This 12 fiber cable assembly is an OM4 interconnect cable assembly. It is Plenum (OFNP) rated and features PanMPO female to PanMPO female connectors. It is aqua, 15 meters in length and has Method A standard insertion loss with no pulling eye. | PC | 1 | 1 | 1 | 1 | 693.78
07498387304 | FZTRP7N7NBNM015 | OM4 12f Interconnect OFNP PanMPO F/PanMP | OM4 12 fiber interconnect cable assembly, plenum (OFNP) rated, PanMPO female to PanMPO female, Method B Std IL with no pulling eye, 15 meters. | PC | 1 | 1 | 1 | 1 | 693.78
61305617549 | FZ8RPJNJNXNF081 | OM48-Fbr,Intrc,PLEM,AQ,81ft,MtdA,EA | OM4 8 fiber, Interconnect, Plenum, PanMPO Female to PanMPO Female, Method A, Optimized IL, 81 Feet, Aqua | PC | 1 | 1 | 1 | 1 | 694.14
61305617647 | FZ8RPJNJNYNF081 | OM48-Fbr,Intrc,PLEM,AQ,81ft,MtdB,EA | OM4 8 fiber, Interconnect, Plenum, PanMPO Female to PanMPO Female, Method B, Optimized IL, 81 Feet, Aqua | PC | 1 | 1 | 1 | 1 | 694.14
61305617692 | FZ8RLJNJNXNM026 | OM48-Fbr,Intrc,LSZH,AQ,26M,MtdA,RL | OM4 8 fiber, Interconnect, LSZH, PanMPO Female to PanMPO Female, Method A, Optimized IL, 26 Meters, Aqua | PC | 1 | 1 | 1 | 1 | 694.18
61305617722 | FZ8RLJNJNYNM026 | OM48-Fbr,Intrc,LSZH,AQ,26M,MtdB,RL | OM4 8 fiber, Interconnect, LSZH, PanMPO Female to PanMPO Female, Method B, Optimized IL, 26 Meters, Aqua | PC | 1 | 1 | 1 | 1 | 694.18
61305600649 | FZTRP7N7NXNF044 | OM4 12f Interconnect OFNP PanMPO F/PanMP | OM4 12 Fiber Interconnect Plenum PanMPO Female To PanMPO Female Method A Optimized IL with no Pulling Eye - 44 Feet | PC | 1 | 1 | 1 | 1 | 694.34
61305632844 | FZTRP5N5NXNF062 | OM4 12f Interconnect OFNP MPO F/MPO F Ty |  | PC | 1 | 1 | 1 | 1 | 694.84
61305633360 | FZTRP5N5NYNF062 | OM4 12f Interconnect OFNP MPO F/MPO F Ty |  | PC | 1 | 1 | 1 | 1 | 694.84
07498311653 | FZ8RL7NQSVNM4.5 | OM4 8-Fiber Round 4 to 1 Conversion Harn | OM4 8-Fiber Round 4 to 1 Conversion Harness, LSZH, Female PanMPO to LC Push-Pull, 61cm breakout, Optimized IL - 4.5 meters | PC | 1 | 1 | 1 | 1 | 695.34
07498311969 | FZ8RL8NQSVNM4.5 | OM4 8-Fiber Round 4 to 1 Conversion Harn | OM4 8-Fiber Round 4 to 1 Conversion Harness, LSZH, Male PanMPO to LC Push-Pull, 61cm breakout, Optimized IL - 4.5 meters | PC | 1 | 1 | 1 | 1 | 695.34
61305629604 | FZTRL5N5NBNM016 | OM4 12f Interconnect LSZH MPO F/MPO F Ty |  | PC | 1 | 1 | 1 | 1 | 695.8
61305633226 | FZTRL5N5NYNM020 | OM4 12f Interconnect LSZH MPO F/MPO F Ty |  | PC | 1 | 1 | 1 | 1 | 695.86
61305633274 | FZTRP5N5NYNM019 | OM4 12f Interconnect OFNP MPO F/MPO F Ty |  | PC | 1 | 1 | 1 | 1 | 695.86
07498374242 | FXTRP8NUSSNF026 | OM3 12-fiber round harness cable, plenum | OM3 12-fiber round harness cable assembly, plenum (OFNP) rated, PanMPO Male to LC Uniboot, 60cm (24 inch) equal breakout, Std. IL. | PC | 1 | 1 | 1 | 1 | 695.92
07498310899 | FZ8RP7NQSVNF015 | OM4 8f Harness OFNP PanMPO F/PushPull LC | OM4 8-Fiber Round 4 to 1 Conversion Harness, Plenum, Female PanMPO to LC Push-Pull, 24-inch breakout, Optimized IL - 15 feet | PC | 1 | 1 | 1 | 1 | 696.38
07498310828 | FZ8RP8NQSVNF015 | OM4 8f Harness OFNP PanMPO M/PushPull LC | OM4 8-Fiber Round 4 to 1 Conversion Harness, Plenum, Male PanMPO to LC Push-Pull, 24-inch breakout, Optimized IL - 15 feet | PC | 1 | 1 | 1 | 1 | 696.38
61305632291 | FZTRP5N5NBNF070 | OM4 12f Interconnect OFNP MPO F/MPO F Ty |  | PC | 1 | 1 | 1 | 1 | 696.42
61305601228 | FZTRP7N7NBNF050 | OM4 12f Interconnect OFNP PanMPO F/PanMP |  | PC | 1 | 1 | 1 | 1 | 696.42
07498389752 | FZTRL5N5NANM016 | OM4,12-Fiber,LSZH,MPO/Fm-MPO/Fm,16M | OM4 12 fiber, interconnect cable assembly, low smoke zero halogen (LSZH) rated, MPO female to MPO female, Method A Std IL with no pulling eye, Aqua, 16 meters | PC | 1 | 1 | 1 | 1 | 696.76
07498359420 | FZTRL7N7NANM016 | OM4,12-Fiber,LSZH,PMPOf-PMPOf,A,16M | OM4 12 fiber, PanMPO interconnect cable assembly, low smoke zero halogen (LSZH), PanMPO Female To PanMPO Female, method A, Std IL with no pulling eye, Aqua, 16 meters | PC | 1 | 1 | 1 | 1 | 696.76
07498387270 | FZTRL7N7NBNM016 | OM4 12f Interconnect LSZH PanMPO F/PanMP | OM4 12 fiber interconnect cable assembly Low Smoke Zero Halogen ( LSZH), PanMPO female to PanMPO female, Method B Std IL with no pulling eye, 16 meters. | PC | 1 | 1 | 1 | 1 | 696.76
07498377281 | FZTRP8NUFSNF005 | OM4,12-Fiber,RndHrnss,PMPOm,1L,PLEM,5ft | OM4 12-fiber round harness cable assembly, plenum (OFNP) rated, PanMPO Male to LC Uniboot, staggered pair, 1 longest, Std IL, Aqua, 5 ft. | PC | 1 | 1 | 1 | 1 | 696.84
07498376925 | FZTRP8NUGSNF005 | OM4,12-Fiber,RndHrnss,PMPOm,1S,PLEM,5ft | OM4 12-fiber round harness cable assembly, plenum (OFNP) rated, PanMPO male to LC Uniboot staggered pair, 1 shortest, Std. IL. Aqua, 5 ft. | PC | 1 | 1 | 1 | 1 | 696.84
07498376491 | FZTRP8NUHSNF005 | OM4,12-Fiber,RndHrn,PMPOm,1-2L,PLEM,5ft | OM4 12-fiber round harness cable assembly, plenum (OFNP) rated, PanMPO Male to LC Uniboot staggered pairs, 1 and 2 longest, Std. IL. Aqua, 5 ft. | PC | 1 | 1 | 1 | 1 | 696.84
07498376811 | FZTRP8NUJSNF005 | OM4,12-Fiber,RndHrn,PMPOm,1-2S,PLEM,5ft | OM4 12-fiber round harness cable assembly, plenum (OFNP) rated, PanMPO Male to LC Uniboot, staggered pairs, 1 and 2 shortest, Std. IL. Aqua, 5 ft. | PC | 1 | 1 | 1 | 1 | 696.84
07498374785 | FZTRP8NUSSNF005 | OM4,12-Fiber,RndHarnessCbl,PLEM,5ft | OM4 12-fiber, round harness cable assembly, plenum (OFNP) rated, PanMPO Male to LC Uniboot 60cm (24 inch), equal breakout, Std IL, Aqua, 5 ft. | PC | 1 | 1 | 1 | 1 | 696.84
07498391643 | FZTRP5N5NANF050 | OM4,12-Fiber,PLEM,MPO/F-MPO/F,50ft | OM4 12 fiber, interconnect cable assembly, plenum (OFNP) rated, MPO female to MPO female, Method A Std IL, with no pulling eye 50 ft | PC | 1 | 1 | 1 | 1 | 697.3
07498357641 | FZTRP7N7NANF050 | Interconnect,12CT,OM4,MPO-MPO,A,50Ft. | OM4 12 fiber, PanMPO interconnect cable assembly, plenum rated (OFNP), PanMPO Female To PanMPO Female, Method A, Std IL with no pulling eye, Aqua, 50 ft | PC | 1 | 1 | 1 | 1 | 697.3
61305617550 | FZ8RPJNJNXNF082 | OM48-Fbr,Intrc,PLEM,AQ,82ft,MtdA,EA | OM4 8 fiber, Interconnect, Plenum, PanMPO Female to PanMPO Female, Method A, Optimized IL, 82 Feet, Aqua | PC | 1 | 1 | 1 | 1 | 697.46
61305617648 | FZ8RPJNJNYNF082 | OM48-Fbr,Intrc,PLEM,AQ,82ft,MtdB,EA | OM4 8 fiber, Interconnect, Plenum, PanMPO Female to PanMPO Female, Method B, Optimized IL, 82 Feet, Aqua | PC | 1 | 1 | 1 | 1 | 697.46
07498399196 | FZ8RP7NUSQNF022 | 8-fiber OM4 Round Harness Plenum PanMPO | 8-fiber OM4 round harness cable assembly, plenum (OFNP) rated, PanMPO Female to LC Uniboot with 60cm (24 inch) equal breakout, 40G to 10G Std. IL | PC | 1 | 1 | 1 | 1 | 697.56
61305629478 | FZTRP5N5NXNF045 | OM4 12f Interconnect OFNP MPO F/MPO F Ty |  | PC | 1 | 1 | 1 | 1 | 698
61305632845 | FZTRP5N5NXNF063 | OM4 12f Interconnect OFNP MPO F/MPO F Ty |  | PC | 1 | 1 | 1 | 1 | 698
61305633361 | FZTRP5N5NYNF063 | OM4 12f Interconnect OFNP MPO F/MPO F Ty |  | PC | 1 | 1 | 1 | 1 | 698
61305632946 | FZTRP7N7NYNF045 | OM4 12f Interconnect OFNP PanMPO F/PanMP |  | PC | 1 | 1 | 1 | 1 | 698
61305600650 | FZTRP7N7NXNF045 | OM4 12f Interconnect OFNP PanMPO F/PanMP | OM4 12 Fiber Interconnect Plenum PanMPO Female To PanMPO Female Method A Optimized IL with no Pulling Eye - 45 Feet | PC | 1 | 1 | 1 | 1 | 698.78
07498374243 | FXTRP8NUSSNF027 | OM3 12-fiber round harness cable, plenum | OM3 12-fiber round harness cable assembly, plenum (OFNP) rated, PanMPO Male to LC Uniboot, 60cm (24 inch) equal breakout, Std. IL. | PC | 1 | 1 | 1 | 1 | 699.12
61305632292 | FZTRP5N5NBNF071 | OM4 12f Interconnect OFNP MPO F/MPO F Ty |  | PC | 1 | 1 | 1 | 1 | 699.6
61305617551 | FZ8RPJNJNXNF083 | OM48-Fbr,Intrc,PLEM,AQ,83ft,MtdA,EA | OM4 8 fiber, Interconnect, Plenum, PanMPO Female to PanMPO Female, Method A, Optimized IL, 83 Feet, Aqua | PC | 1 | 1 | 1 | 1 | 700.8
61305617649 | FZ8RPJNJNYNF083 | OM48-Fbr,Intrc,PLEM,AQ,83ft,MtdB,EA | OM4 8 fiber, Interconnect, Plenum, PanMPO Female to PanMPO Female, Method B, Optimized IL, 83 Feet, Aqua | PC | 1 | 1 | 1 | 1 | 700.8
07498310913 | FZ8RP7NQSVNF016 | OM4 8f Harness OFNP PanMPO F/PushPull LC | OM4 8-Fiber Round 4 to 1 Conversion Harness, Plenum, Female PanMPO to LC Push-Pull, 24-inch breakout, Optimized IL - 16 feet | PC | 1 | 1 | 1 | 1 | 700.86
07498310863 | FZ8RP8NQSVNF016 | OM4 8f Harness OFNP PanMPO M/PushPull LC | OM4 8-Fiber Round 4 to 1 Conversion Harness, Plenum, Male PanMPO to LC Push-Pull, 24-inch breakout, Optimized IL - 16 feet | PC | 1 | 1 | 1 | 1 | 700.86
61305632846 | FZTRP5N5NXNF064 | OM4 12f Interconnect OFNP MPO F/MPO F Ty |  | PC | 1 | 1 | 1 | 1 | 701.16
61305633362 | FZTRP5N5NYNF064 | OM4 12f Interconnect OFNP MPO F/MPO F Ty |  | PC | 1 | 1 | 1 | 1 | 701.16
07498377284 | FZTRP8NUFSNF006 | OM4,12-Fiber,RndHrnss,PMPOm,1L,PLEM,6ft | OM4 12-fiber round harness cable assembly, plenum (OFNP) rated, PanMPO Male to LC Uniboot, staggered pair, 1 longest, Std IL, Aqua, 6 ft. | PC | 1 | 1 | 1 | 1 | 701.32
07498376926 | FZTRP8NUGSNF006 | OM4,12-Fiber,RndHrnss,PMPOm,1S,PLEM,6ft | OM4 12-fiber round harness cable assembly, plenum (OFNP) rated, PanMPO male to LC Uniboot staggered pair, 1 shortest, Std. IL. Aqua, 6 ft. | PC | 1 | 1 | 1 | 1 | 701.32
07498376492 | FZTRP8NUHSNF006 | OM4,12-Fiber,RndHrn,PMPOm,1-2L,PLEM6ft | OM4 12-fiber round harness cable assembly, plenum (OFNP) rated, PanMPO Male to LC Uniboot staggered pairs, 1 and 2 longest, Std. IL. Aqua, 6 ft. | PC | 1 | 1 | 1 | 1 | 701.32
07498376812 | FZTRP8NUJSNF006 | OM4,12-Fiber,RndHrn,PMPOm,1-2S,PLEM6ft | OM4 12-fiber round harness cable assembly, plenum (OFNP) rated, PanMPO Male to LC Uniboot, staggered pairs, 1 and 2 shortest, Std. IL. Aqua, 6 ft. | PC | 1 | 1 | 1 | 1 | 701.32
07498374786 | FZTRP8NUSSNF006 | OM4,12-Fiber,RndHarnessCbl,PLEM,6ft | OM4 12-fiber, round harness cable assembly, plenum (OFNP) rated, PanMPO Male to LC Uniboot 60cm (24 inch), equal breakout, Std IL, Aqua, 6 ft. | PC | 1 | 1 | 1 | 1 | 701.32
07498391644 | FZTRP5N5NANF051 | OM4,12-Fiber,PLEM,MPO/F-MPO/F,51ft | OM4 12 fiber, interconnect cable assembly, plenum (OFNP) rated, MPO female to MPO female, Method A Std IL, with no pulling eye 51 ft | PC | 1 | 1 | 1 | 1 | 701.78
07498357642 | FZTRP7N7NANF051 | Interconnect,12CT,OM4,MPO-MPO,A,51Ft. | OM4 12 fiber, PanMPO interconnect cable assembly, plenum rated (OFNP), PanMPO Female To PanMPO Female, Method A, Std IL with no pulling eye, Aqua, 51 ft | PC | 1 | 1 | 1 | 1 | 701.78
61305600547 | FZTRP7N7NBNF051 | OM4 12f Interconnect OFNP PanMPO F/PanMP | OM4 12 Fiber Interconnect Plenum PanMPO Female To PanMPO Female Method B Std. IL with no Pulling Eye - 51 Feet | PC | 1 | 1 | 1 | 1 | 701.78
07498399072 | FZ8RL7NUSQNM007 | OM4 8 Fiber Round Harness LSZH PanMPO Fe | OM4 8-fiber round harness cable assembly, low smoke zero halogen (LSZH) rated, PanMPO female To LC Uniboot 60cm (24 inch), equal breakout, Std. IL, 7 meters. | PC | 1 | 1 | 1 | 1 | 701.88
07498399492 | FZ8RP7NUSQNM007 | OM4 8 Fiber Round Harness Plenum PanMPO |  | PC | 1 | 1 | 1 | 1 | 701.88
07498399217 | FZ8RP7NUSQNF023 | 8-fiber OM4 Round Harness Plenum PanMPO | 8-fiber OM4 round harness cable assembly, plenum (OFNP) rated, PanMPO Female to LC Uniboot with 60cm (24 inch) equal breakout, 40G to 10G Std. IL | PC | 1 | 1 | 1 | 1 | 702.02
07498374244 | FXTRP8NUSSNF028 | OM3 12-fiber round harness cable, plenum | OM3 12-fiber round harness cable assembly, plenum (OFNP) rated, PanMPO Male to LC Uniboot, 60cm (24 inch) equal breakout, Std. IL. | PC | 1 | 1 | 1 | 1 | 702.32
07498375132 | FZTRL8NUFSNM002 | OM4,12-Fiber,Rnd,HarnessCbl,LSZH,2M | OM4 12-fiber, round harness cable assembly, low smoke zero halogen (LSZH) rated, PanMPO Male to LC Uniboot staggered pair, 1 longest, Std. IL. Aqua, 2 meters. | PC | 1 | 1 | 1 | 1 | 702.36
07498375947 | FZTRL8NUGSNM002 | OM4,12-Fiber,RndHrnss,PMPOm,LSZH,2M | OM4 12-fiber, round harness cable assembly, low smoke zero halogen (LSZH) rated, PanMPO Male to LC Uniboot staggered pair, 1 shortest Std.IL, Aqua, 2 meters. | PC | 1 | 1 | 1 | 1 | 702.36
07498376055 | FZTRL8NUHSNM002 | OM4,12-Fiber,RndHrn,PMPOm,1-2L,LSZH,2M | OM4 12-fiber round harness cable assembly, low smoke zero halogen (LSZH) rated, PanMPO Male to LC Uniboot, staggered pairs, 1 and 2 Longest, Std. IL. Aqua, 2 meters. | PC | 1 | 1 | 1 | 1 | 702.36
07498376629 | FZTRL8NUJSNM002 | OM4,12-Fiber,RndHrn,PMPOm,1-2S,2M | OM4 12-fiber round harness cable assembly, low smoke zero halogen (LSZH) rated, PanMPO Male to LC Uniboot, staggered pair, 1 and 2 shortest, Std IL, Aqua, 2 meters. | PC | 1 | 1 | 1 | 1 | 702.36
07498375165 | FZTRL8NUSSNM002 | OM4,12-Fiber,RndHarnessCbl,LSZH,2M | OM4 12-fiber round harness cable assembly, low smoke zero halogen (LSZH) rated, PanMPO Male to LC Uniboot, 60cm (24 inch) equal breakout, Std. IL. Aqua, 2 meters. | PC | 1 | 1 | 1 | 1 | 702.36
61305632947 | FZTRP7N7NYNF046 | OM4 12f Interconnect OFNP PanMPO F/PanMP |  | PC | 1 | 1 | 1 | 1 | 702.44
07498311678 | FZ8RL7NQSVNM005 | OM4 8-Fiber Round 4 to 1 Conversion Harn | OM4 8-Fiber Round 4 to 1 Conversion Harness, LSZH, Female PanMPO to LC Push-Pull, 61cm breakout, Optimized IL - 5 meters | PC | 1 | 1 | 1 | 1 | 702.64
07498311970 | FZ8RL8NQSVNM005 | OM4 8-Fiber Round 4 to 1 Conversion Harn | OM4 8-Fiber Round 4 to 1 Conversion Harness, LSZH, Male PanMPO to LC Push-Pull, 61cm breakout, Optimized IL - 5 meters | PC | 1 | 1 | 1 | 1 | 702.64
61305632293 | FZTRP5N5NBNF072 | OM4 12f Interconnect OFNP MPO F/MPO F Ty |  | PC | 1 | 1 | 1 | 1 | 702.76
07498393443 | FZTRP5N5NXNM014 | OM4 12 Fiber Interconnect Plenum MPO Fem |  | PC | 1 | 1 | 1 | 1 | 702.92
07498361128 | FZTRP7N7NXNM014 | OM4,12-Fiber,PLEM,PMPOf-PMPOf,14M | OM4 12 fiber, PanMPO interconnect cable assembly, plenum rated (OFNP), PanMPO Female To PanMPO Female, Method A, Optimized IL, with no pulling eye, Aqua, 14 meters | PC | 1 | 1 | 1 | 1 | 702.92
07498386705 | FZTRP7N7NYNM014 | OM4 12f Interconnect OFNP PanMPO F/PanMP | OM4 12 fiber interconnect cable assembly plenum (OFNP) rated Pan MPO female to Pan MPO female, Method B Optimized IL, with no pulling eye, 14 meters. | PC | 1 | 1 | 1 | 1 | 702.92
61305600651 | FZTRP7N7NXNF046 | OM4 12f Interconnect OFNP PanMPO F/PanMP | OM4 12 Fiber Interconnect Plenum PanMPO Female To PanMPO Female Method A Optimized IL with no Pulling Eye - 46 Feet | PC | 1 | 1 | 1 | 1 | 703.22
61305617552 | FZ8RPJNJNXNF084 | OM48-Fbr,Intrc,PLEM,AQ,84ft,MtdA,EA | OM4 8 fiber, Interconnect, Plenum, PanMPO Female to PanMPO Female, Method A, Optimized IL, 84 Feet, Aqua | PC | 1 | 1 | 1 | 1 | 704.14
61305617650 | FZ8RPJNJNYNF084 | OM48-Fbr,Intrc,PLEM,AQ,84ft,MtdB,EA | OM4 8 fiber, Interconnect, Plenum, PanMPO Female to PanMPO Female, Method B, Optimized IL, 84 Feet, Aqua | PC | 1 | 1 | 1 | 1 | 704.14
61305633363 | FZTRP5N5NYNF065 | OM4 12f Interconnect OFNP MPO F/MPO F Ty |  | PC | 1 | 1 | 1 | 1 | 704.36
61305617693 | FZ8RLJNJNXNM027 | OM48-Fbr,Intrc,LSZH,AQ,27M,MtdA,RL | OM4 8 fiber, Interconnect, LSZH, PanMPO Female to PanMPO Female, Method A, Optimized IL, 27 Meters, Aqua | PC | 1 | 1 | 1 | 1 | 704.58
61305617723 | FZ8RLJNJNYNM027 | OM48-Fbr,Intrc,LSZH,AQ,27M,MtdB,RL | OM4 8 fiber, Interconnect, LSZH, PanMPO Female to PanMPO Female, Method B, Optimized IL, 27 Meters, Aqua | PC | 1 | 1 | 1 | 1 | 704.58
07498310956 | FZ8RP7NQSVNF017 | OM4 8f Harness OFNP PanMPO F/PushPull LC | OM4 8-Fiber Round 4 to 1 Conversion Harness, Plenum, Female PanMPO to LC Push-Pull, 24-inch breakout, Optimized IL - 17 feet | PC | 1 | 1 | 1 | 1 | 705.3
07498310884 | FZ8RP8NQSVNF017 | OM4 8f Harness OFNP PanMPO M/PushPull LC | OM4 8-Fiber Round 4 to 1 Conversion Harness, Plenum, Male PanMPO to LC Push-Pull, 24-inch breakout, Optimized IL - 17 feet | PC | 1 | 1 | 1 | 1 | 705.3
61305626220 | FZTRP7N7NBNF052 | OM4 12f Interconnect OFNP PanMPO F/PanMP |  | PC | 1 | 1 | 1 | 1 | 705.3
07498374922 | FXTRP8NUJSNF029 | OM3,12-Fiber,RndHrnss,1-2Short,PLEM,29ft | OM3 12-fiber, round harness cable assembly, plenum (OFNP), PanMPO Male to LC Uniboot staggered pairs 1 and 2 shortest, Std IL, Aqua, 29 ft. | PC | 1 | 1 | 1 | 1 | 705.48
07498374245 | FXTRP8NUSSNF029 | OM3 12-fiber round harness cable, plenum | OM3 12-fiber round harness cable assembly, plenum (OFNP) rated, PanMPO Male to LC Uniboot, 60cm (24 inch) equal breakout, Std. IL. | PC | 1 | 1 | 1 | 1 | 705.48
61305633182 | FZTRL5N5NXNM021 | OM4 12f Interconnect LSZH MPO F/MPO F Ty |  | PC | 1 | 1 | 1 | 1 | 705.72
61305633227 | FZTRL5N5NYNM021 | OM4 12f Interconnect LSZH MPO F/MPO F Ty |  | PC | 1 | 1 | 1 | 1 | 705.72
07498377285 | FZTRP8NUFSNF007 | OM4,12-Fiber,RndHrnss,PMPOm,1L,PLEM,7ft | OM4 12-fiber round harness cable assembly, plenum (OFNP) rated, PanMPO Male to LC Uniboot, staggered pair, 1 longest, Std IL, Aqua, 7 ft. | PC | 1 | 1 | 1 | 1 | 705.76
07498376927 | FZTRP8NUGSNF007 | OM4,12-Fiber,RndHrnss,PMPOm,1S,PLEM,7ft | OM4 12-fiber round harness cable assembly, plenum (OFNP) rated, PanMPO male to LC Uniboot staggered pair, 1 shortest, Std. IL. Aqua, 7 ft. | PC | 1 | 1 | 1 | 1 | 705.76
07498376493 | FZTRP8NUHSNF007 | OM4,12-Fiber,RndHrn,PMPOm,1-2L,PLEM,7ft | OM4 12-fiber round harness cable assembly, plenum (OFNP) rated, PanMPO Male to LC Uniboot staggered pairs, 1 and 2 longest, Std. IL. Aqua, 7 ft. | PC | 1 | 1 | 1 | 1 | 705.76
07498376813 | FZTRP8NUJSNF007 | OM4,12-Fiber,RndHrn,PMPOm,1-2S,PLEM,7ft | OM4 12-fiber round harness cable assembly, plenum (OFNP) rated, PanMPO Male to LC Uniboot, staggered pairs, 1 and 2 shortest, Std. IL. Aqua, 7 ft. | PC | 1 | 1 | 1 | 1 | 705.76
07498374787 | FZTRP8NUSSNF007 | OM4,12-Fiber,RndHarnessCbl,PLEM,7ft | OM4 12-fiber, round harness cable assembly, plenum (OFNP) rated, PanMPO Male to LC Uniboot 60cm (24 inch), equal breakout, Std IL, Aqua, 7 ft. | PC | 1 | 1 | 1 | 1 | 705.76
61305632294 | FZTRP5N5NBNF073 | OM4 12f Interconnect OFNP MPO F/MPO F Ty |  | PC | 1 | 1 | 1 | 1 | 705.94
07498391645 | FZTRP5N5NANF052 | OM4,12-Fiber,PLEM,MPO/F-MPO/F,52ft | OM4 12 fiber, interconnect cable assembly, plenum (OFNP) rated, MPO female to MPO female, Method A Std IL, with no pulling eye 52 ft | PC | 1 | 1 | 1 | 1 | 706.22
07498357647 | FZTRP7N7NANF052 | Interconnect,12CT,OM4,MPO-MPO,A,52Ft. | OM4 12 fiber, PanMPO interconnect cable assembly, plenum rated (OFNP), PanMPO Female To PanMPO Female, Method A, Std IL with no pulling eye, Aqua, 52 ft | PC | 1 | 1 | 1 | 1 | 706.22
61305633275 | FZTRP5N5NYNM020 | OM4 12f Interconnect OFNP MPO F/MPO F Ty |  | PC | 1 | 1 | 1 | 1 | 706.24
07498399218 | FZ8RP7NUSQNF024 | 8-fiber OM4 Round Harness Plenum PanMPO | 8-fiber OM4 round harness cable assembly, plenum (OFNP) rated, PanMPO Female to LC Uniboot with 60cm (24 inch) equal breakout, 40G to 10G Std. IL | PC | 1 | 1 | 1 | 1 | 706.48
07498369919 | FZTRL7N7NXNM015 | OM4,12-Fiber,LSZH,PMPOf-PMPOf,15M | OM4 12 fiber, optimized interconnect cable assembly, low smoke zero halogen (LSZH) rated, PanMPO female to PanMPO female, Method A, Optimized IL, with no pulling eye, Aqua, 15 meters | PC | 1 | 1 | 1 | 1 | 706.62
07498386724 | FZTRL7N7NYNM015 | OM4 12f Interconnect LSZH PanMPO F/PanMP | OM4 12 fiber interconnect cable assembly Low Smoke Zero Halogen (LSZH) PanMPO female to PanMPO female Method B Optimized IL, with no pulling eye, 15 meters. | PC | 1 | 1 | 1 | 1 | 706.62
61305632948 | FZTRP7N7NYNF047 | OM4 12f Interconnect OFNP PanMPO F/PanMP |  | PC | 1 | 1 | 1 | 1 | 706.86
61305629511 | FZTRP5N5NBNM016 | OM4 12f Interconnect OFNP MPO F/MPO F Ty |  | PC | 1 | 1 | 1 | 1 | 707.42
61305617553 | FZ8RPJNJNXNF085 | OM48-Fbr,Intrc,PLEM,AQ,85ft,MtdA,EA | OM4 8 fiber, Interconnect, Plenum, PanMPO Female to PanMPO Female, Method A, Optimized IL, 85 Feet, Aqua | PC | 1 | 1 | 1 | 1 | 707.5
61305617651 | FZ8RPJNJNYNF085 | OM48-Fbr,Intrc,PLEM,AQ,85ft,MtdB,EA | OM4 8 fiber, Interconnect, Plenum, PanMPO Female to PanMPO Female, Method B, Optimized IL, 85 Feet, Aqua | PC | 1 | 1 | 1 | 1 | 707.5
61305632847 | FZTRP5N5NXNF066 | OM4 12f Interconnect OFNP MPO F/MPO F Ty |  | PC | 1 | 1 | 1 | 1 | 707.52
61305633364 | FZTRP5N5NYNF066 | OM4 12f Interconnect OFNP MPO F/MPO F Ty |  | PC | 1 | 1 | 1 | 1 | 707.52
61305600652 | FZTRP7N7NXNF047 | OM4 12f Interconnect OFNP PanMPO F/PanMP | OM4 12 Fiber Interconnect Plenum PanMPO Female To PanMPO Female Method A Optimized IL with no Pulling Eye - 47 Feet | PC | 1 | 1 | 1 | 1 | 707.68
07498393329 | FZTRP5N5NANM016 | OM4 12 Fiber Interconnect Plenum MPO Fem | OM4 12-fiber, interconnect cable assembly, plenum (OFNP) rated, MPO female to MPO female, Method A Std. IL, with no pulling eye - 16 meters. | PC | 1 | 1 | 1 | 1 | 708.38
07498361024 | FZTRP7N7NANM016 | OM4,12-Fiber,PanMPO/F-PanMPO/F,16M | OM4 12 fiber, PanMPO interconnect cable assembly, plenum rated (OFNP), PanMPO Female To PanMPO Female, Method A, Std IL, with no pulling eye, Aqua, 16 meters | PC | 1 | 1 | 1 | 1 | 708.38
07498387305 | FZTRP7N7NBNM016 | OM4 12f Interconnect OFNP PanMPO F/PanMP | OM4 12 fiber interconnect cable assembly, plenum (OFNP) rated, PanMPO female to PanMPO female, Method B Std IL with no pulling eye, 16 meters. | PC | 1 | 1 | 1 | 1 | 708.38
07498374924 | FXTRP8NUJSNF030 | OM3,12-Fiber,RndHrnss,1-2Short,PLEM,30ft | OM3 12-fiber, round harness cable assembly, plenum (OFNP), PanMPO Male to LC Uniboot staggered pairs 1 and 2 shortest, Std IL, Aqua, 30 ft. | PC | 1 | 1 | 1 | 1 | 708.66
07498374246 | FXTRP8NUSSNF030 | OM3 12-fiber round harness cable, plenum | OM3 12-fiber round harness cable assembly, plenum (OFNP) rated, PanMPO Male to LC Uniboot, 60cm (24 inch) equal breakout, Std. IL. | PC | 1 | 1 | 1 | 1 | 708.66
61305632295 | FZTRP5N5NBNF074 | OM4 12f Interconnect OFNP MPO F/MPO F Ty |  | PC | 1 | 1 | 1 | 1 | 709.1
61305629602 | FZTRL5N5NBNM017 | OM4 12f Interconnect LSZH MPO F/MPO F Ty |  | PC | 1 | 1 | 1 | 1 | 709.62
07498310957 | FZ8RP7NQSVNF018 | OM4 8f Harness OFNP PanMPO F/PushPull LC | OM4 8-Fiber Round 4 to 1 Conversion Harness, Plenum, Female PanMPO to LC Push-Pull, 24-inch breakout, Optimized IL - 18 feet | PC | 1 | 1 | 1 | 1 | 709.76
07498310971 | FZ8RP8NQSVNF018 | OM4 8f Harness OFNP PanMPO M/PushPull LC | OM4 8-Fiber Round 4 to 1 Conversion Harness, Plenum, Male PanMPO to LC Push-Pull, 24-inch breakout, Optimized IL - 18 feet | PC | 1 | 1 | 1 | 1 | 709.76
07498377286 | FZTRP8NUFSNF008 | OM4,12-Fiber,RndHrnss,PMPOm,1L,PLEM,8ft | OM4 12-fiber round harness cable assembly, plenum (OFNP) rated, PanMPO Male to LC Uniboot, staggered pair, 1 longest, Std IL, Aqua, 8 ft. | PC | 1 | 1 | 1 | 1 | 710.22
07498376928 | FZTRP8NUGSNF008 | OM4,12-Fiber,RndHrnss,PMPOm,1S,PLEM,8ft | OM4 12-fiber round harness cable assembly, plenum (OFNP) rated, PanMPO male to LC Uniboot staggered pair, 1 shortest, Std. IL. Aqua, 8 ft. | PC | 1 | 1 | 1 | 1 | 710.22
07498376497 | FZTRP8NUHSNF008 | OM4,12-Fiber,RndHrn,PMPOm,1-2L,PLEM8ft | OM4 12-fiber round harness cable assembly, plenum (OFNP) rated, PanMPO Male to LC Uniboot staggered pairs, 1 and 2 longest, Std. IL. Aqua, 8 ft. | PC | 1 | 1 | 1 | 1 | 710.22
07498376814 | FZTRP8NUJSNF008 | OM4,12-Fiber,RndHrn,PMPOm,1-2S,PLEM8ft | OM4 12-fiber round harness cable assembly, plenum (OFNP) rated, PanMPO Male to LC Uniboot, staggered pairs, 1 and 2 shortest, Std. IL. Aqua, 8 ft. | PC | 1 | 1 | 1 | 1 | 710.22
07498374788 | FZTRP8NUSSNF008 | OM4,12-Fiber,RndHarnessCbl,PLEM,8ft | OM4 12-fiber, round harness cable assembly, plenum (OFNP) rated, PanMPO Male to LC Uniboot 60cm (24 inch), equal breakout, Std IL, Aqua, 8 ft. | PC | 1 | 1 | 1 | 1 | 710.22
61305619026 | FXURPENENXNF003 | OM324-Fbr,Intr,PLEM,A,24mpoF,AQ,3ft,EA | OM3 24 fiber, Interconnect, Plenum, 24F MPO Female to 24F MPO Female, Method A, Optimized IL, 3 ft, Aqua | PC | 1 | 1 | 1 | 1 | 710.48
61305619124 | FXURPENENYNF003 | OM324-Fbr,Intr,PLEM,B,24mpoF,AQ,3ft,EA | OM3 24 fiber, Interconnect, Plenum, 24F MPO Female to 24F MPO Female, Method B, Optimized IL, 3 ft, Aqua | PC | 1 | 1 | 1 | 1 | 710.48
07498389753 | FZTRL5N5NANM017 | OM4,12-Fiber,LSZH,MPO/Fm-MPO/Fm,17M | OM4 12 fiber, interconnect cable assembly, low smoke zero halogen (LSZH) rated, MPO female to MPO female, Method A Std IL with no pulling eye, Aqua, 17 meters | PC | 1 | 1 | 1 | 1 | 710.64
07498359421 | FZTRL7N7NANM017 | OM4,12-Fiber,LSZH,PMPOf-PMPOf,A,17M | OM4 12 fiber, PanMPO interconnect cable assembly, low smoke zero halogen (LSZH), PanMPO Female To PanMPO Female, method A, Std IL with no pulling eye, Aqua, 17 meters | PC | 1 | 1 | 1 | 1 | 710.64
07498387272 | FZTRL7N7NBNM017 | OM4 12f Interconnect LSZH PanMPO F/PanMP | OM4 12 fiber interconnect cable assembly Low Smoke Zero Halogen ( LSZH), PanMPO female to PanMPO female, Method B Std IL with no pulling eye, 17 meters. | PC | 1 | 1 | 1 | 1 | 710.64
07498391646 | FZTRP5N5NANF053 | OM4,12-Fiber,PLEM,MPO/F-MPO/F,53ft | OM4 12 fiber, interconnect cable assembly, plenum (OFNP) rated, MPO female to MPO female, Method A Std IL, with no pulling eye 53 ft | PC | 1 | 1 | 1 | 1 | 710.66
07498357648 | FZTRP7N7NANF053 | Interconnect,12CT,OM4,MPO-MPO,A,53Ft. | OM4 12 fiber, PanMPO interconnect cable assembly, plenum rated (OFNP), PanMPO Female To PanMPO Female, Method A, Std IL with no pulling eye, Aqua, 53 ft | PC | 1 | 1 | 1 | 1 | 710.66
61305600548 | FZTRP7N7NBNF053 | OM4 12f Interconnect OFNP PanMPO F/PanMP | OM4 12 Fiber Interconnect Plenum PanMPO Female To PanMPO Female Method B Std. IL with no Pulling Eye - 53 Feet | PC | 1 | 1 | 1 | 1 | 710.66
61305632848 | FZTRP5N5NXNF067 | OM4 12f Interconnect OFNP MPO F/MPO F Ty |  | PC | 1 | 1 | 1 | 1 | 710.68
61305633365 | FZTRP5N5NYNF067 | OM4 12f Interconnect OFNP MPO F/MPO F Ty |  | PC | 1 | 1 | 1 | 1 | 710.68
61305617554 | FZ8RPJNJNXNF086 | OM48-Fbr,Intrc,PLEM,AQ,86ft,MtdA,EA | OM4 8 fiber, Interconnect, Plenum, PanMPO Female to PanMPO Female, Method A, Optimized IL, 86 Feet, Aqua | PC | 1 | 1 | 1 | 1 | 710.82
61305617652 | FZ8RPJNJNYNF086 | OM48-Fbr,Intrc,PLEM,AQ,86ft,MtdB,EA | OM4 8 fiber, Interconnect, Plenum, PanMPO Female to PanMPO Female, Method B, Optimized IL, 86 Feet, Aqua | PC | 1 | 1 | 1 | 1 | 710.82
07498399219 | FZ8RP7NUSQNF025 | 8-fiber OM4 Round Harness Plenum PanMPO | 8-fiber OM4 round harness cable assembly, plenum (OFNP) rated, PanMPO Female to LC Uniboot with 60cm (24 inch) equal breakout, 40G to 10G Std. IL | PC | 1 | 1 | 1 | 1 | 710.94
61305619422 | FXURLENENXNM001 | OM324-Fbr,Intr,LSZH,A,24mpoF,AQ,1M,RL | OM3 24 fiber, Interconnect, LSZH, 24F MPO Female to 24F MPO Female, Method A, Optimized IL, 1 m, Aqua | PC | 1 | 1 | 1 | 1 | 711.14
61305619452 | FXURLENENYNM001 | OM324-Fbr,Intr,LSZH,B,24mpoF,AQ,1M,RL | OM3 24 fiber, Interconnect, LSZH, 24F MPO Female to 24F MPO Female, Method B, Optimized IL, 1 m, Aqua | PC | 1 | 1 | 1 | 1 | 711.14
61305632949 | FZTRP7N7NYNF048 | OM4 12f Interconnect OFNP PanMPO F/PanMP |  | PC | 1 | 1 | 1 | 1 | 711.3
07498374925 | FXTRP8NUJSNF031 | OM3,12-Fiber,RndHrnss,1-2Short,PLEM,31ft | OM3 12-fiber, round harness cable assembly, plenum (OFNP), PanMPO Male to LC Uniboot staggered pairs 1 and 2 shortest, Std IL, Aqua, 31 ft. | PC | 1 | 1 | 1 | 1 | 711.84
07498374247 | FXTRP8NUSSNF031 | OM3 12-fiber round harness cable, plenum | OM3 12-fiber round harness cable assembly, plenum (OFNP) rated, PanMPO Male to LC Uniboot, 60cm (24 inch) equal breakout, Std. IL. | PC | 1 | 1 | 1 | 1 | 711.84
61305600653 | FZTRP7N7NXNF048 | OM4 12f Interconnect OFNP PanMPO F/PanMP | OM4 12 Fiber Interconnect Plenum PanMPO Female To PanMPO Female Method A Optimized IL with no Pulling Eye - 48 Feet | PC | 1 | 1 | 1 | 1 | 712.12
61305632296 | FZTRP5N5NBNF075 | OM4 12f Interconnect OFNP MPO F/MPO F Ty |  | PC | 1 | 1 | 1 | 1 | 712.28
61305632849 | FZTRP5N5NXNF068 | OM4 12f Interconnect OFNP MPO F/MPO F Ty |  | PC | 1 | 1 | 1 | 1 | 713.84
61305633366 | FZTRP5N5NYNF068 | OM4 12f Interconnect OFNP MPO F/MPO F Ty |  | PC | 1 | 1 | 1 | 1 | 713.84
61305617555 | FZ8RPJNJNXNF087 | OM48-Fbr,Intrc,PLEM,AQ,87ft,MtdA,EA | OM4 8 fiber, Interconnect, Plenum, PanMPO Female to PanMPO Female, Method A, Optimized IL, 87 Feet, Aqua | PC | 1 | 1 | 1 | 1 | 714.16
61305617653 | FZ8RPJNJNYNF087 | OM48-Fbr,Intrc,PLEM,AQ,87ft,MtdB,EA | OM4 8 fiber, Interconnect, Plenum, PanMPO Female to PanMPO Female, Method B, Optimized IL, 87 Feet, Aqua | PC | 1 | 1 | 1 | 1 | 714.16
07498310958 | FZ8RP7NQSVNF019 | OM4 8f Harness OFNP PanMPO F/PushPull LC | OM4 8-Fiber Round 4 to 1 Conversion Harness, Plenum, Female PanMPO to LC Push-Pull, 24-inch breakout, Optimized IL - 19 feet | PC | 1 | 1 | 1 | 1 | 714.2
07498310985 | FZ8RP8NQSVNF019 | OM4 8f Harness OFNP PanMPO M/PushPull LC | OM4 8-Fiber Round 4 to 1 Conversion Harness, Plenum, Male PanMPO to LC Push-Pull, 24-inch breakout, Optimized IL - 19 feet | PC | 1 | 1 | 1 | 1 | 714.2
07498377287 | FZTRP8NUFSNF009 | OM4,12-Fiber,RndHrnss,PMPOm,1L,PLEM,9ft | OM4 12-fiber round harness cable assembly, plenum (OFNP) rated, PanMPO Male to LC Uniboot, staggered pair, 1 longest, Std IL, Aqua, 9 ft. | PC | 1 | 1 | 1 | 1 | 714.64
07498376929 | FZTRP8NUGSNF009 | OM4,12-Fiber,RndHrnss,PMPOm,1S,PLEM,9ft | OM4 12-fiber round harness cable assembly, plenum (OFNP) rated, PanMPO male to LC Uniboot staggered pair, 1 shortest, Std. IL. Aqua, 9 ft. | PC | 1 | 1 | 1 | 1 | 714.64
07498376498 | FZTRP8NUHSNF009 | OM4,12-Fiber,RndHrn,PMPOm,1-2L,PLEM,9ft | OM4 12-fiber round harness cable assembly, plenum (OFNP) rated, PanMPO Male to LC Uniboot staggered pairs, 1 and 2 longest, Std. IL. Aqua, 9 ft. | PC | 1 | 1 | 1 | 1 | 714.64
07498376815 | FZTRP8NUJSNF009 | OM4,12-Fiber,RndHrn,PMPOm,1-2S,PLEM,9ft | OM4 12-fiber round harness cable assembly, plenum (OFNP) rated, PanMPO Male to LC Uniboot, staggered pairs, 1 and 2 shortest, Std. IL. Aqua, 9 ft. | PC | 1 | 1 | 1 | 1 | 714.64
07498374789 | FZTRP8NUSSNF009 | OM4,12-Fiber,RndHarnessCbl,PLEM,9ft | OM4 12-fiber, round harness cable assembly, plenum (OFNP) rated, PanMPO Male to LC Uniboot 60cm (24 inch), equal breakout, Std IL, Aqua, 9 ft. | PC | 1 | 1 | 1 | 1 | 714.64
61305617694 | FZ8RLJNJNXNM028 | OM48-Fbr,Intrc,LSZH,AQ,28M,MtdA,RL | OM4 8 fiber, Interconnect, LSZH, PanMPO Female to PanMPO Female, Method A, Optimized IL, 28 Meters, Aqua | PC | 1 | 1 | 1 | 1 | 715
61305617724 | FZ8RLJNJNYNM028 | OM48-Fbr,Intrc,LSZH,AQ,28M,MtdB,RL | OM4 8 fiber, Interconnect, LSZH, PanMPO Female to PanMPO Female, Method B, Optimized IL, 28 Meters, Aqua | PC | 1 | 1 | 1 | 1 | 715
07498374940 | FXTRP8NUJSNF032 | OM3,12-Fiber,RndHrnss,1-2Short,PLEM,32ft | OM3 12-fiber, round harness cable assembly, plenum (OFNP), PanMPO Male to LC Uniboot staggered pairs 1 and 2 shortest, Std IL, Aqua, 32 ft. | PC | 1 | 1 | 1 | 1 | 715.02
07498374248 | FXTRP8NUSSNF032 | OM3 12-fiber round harness cable, plenum | OM3 12-fiber round harness cable assembly, plenum (OFNP) rated, PanMPO Male to LC Uniboot, 60cm (24 inch) equal breakout, Std. IL. | PC | 1 | 1 | 1 | 1 | 715.02
07498391647 | FZTRP5N5NANF054 | OM4,12-Fiber,PLEM,MPO/F-MPO/F,54ft | OM4 12 fiber, interconnect cable assembly, plenum (OFNP) rated, MPO female to MPO female, Method A Std IL, with no pulling eye 54 ft | PC | 1 | 1 | 1 | 1 | 715.1
07498357652 | FZTRP7N7NANF054 | Interconnect,12CT,OM4,MPO-MPO,A,54Ft. | OM4 12 fiber, PanMPO interconnect cable assembly, plenum rated (OFNP), PanMPO Female To PanMPO Female, Method A, Std IL with no pulling eye, Aqua, 54 ft | PC | 1 | 1 | 1 | 1 | 715.1
61305600549 | FZTRP7N7NBNF054 | OM4 12f Interconnect OFNP PanMPO F/PanMP | OM4 12 Fiber Interconnect Plenum PanMPO Female To PanMPO Female Method B Std IL with no Pulling Eye - 54 Feet | PC | 1 | 1 | 1 | 1 | 715.1
07498399220 | FZ8RP7NUSQNF026 | 8-fiber OM4 Round Harness Plenum PanMPO | 8-fiber OM4 round harness cable assembly, plenum (OFNP) rated, PanMPO Female to LC Uniboot with 60cm (24 inch) equal breakout, 40G to 10G Std. IL | PC | 1 | 1 | 1 | 1 | 715.4
61305632297 | FZTRP5N5NBNF076 | OM4 12f Interconnect OFNP MPO F/MPO F Ty |  | PC | 1 | 1 | 1 | 1 | 715.44
61305633183 | FZTRL5N5NXNM022 | OM4 12f Interconnect LSZH MPO F/MPO F Ty |  | PC | 1 | 1 | 1 | 1 | 715.58
61305633228 | FZTRL5N5NYNM022 | OM4 12f Interconnect LSZH MPO F/MPO F Ty |  | PC | 1 | 1 | 1 | 1 | 715.58
61305632950 | FZTRP7N7NYNF049 | OM4 12f Interconnect OFNP PanMPO F/PanMP |  | PC | 1 | 1 | 1 | 1 | 715.74
61305619027 | FXURPENENXNF004 | OM324-Fbr,Intr,PLEM,A,24mpoF,AQ,4ft,EA | OM3 24 fiber, Interconnect, Plenum, 24F MPO Female to 24F MPO Female, Method A, Optimized IL, 4 ft, Aqua | PC | 1 | 1 | 1 | 1 | 716.2
61305619125 | FXURPENENYNF004 | OM324-Fbr,Intr,PLEM,B,24mpoF,AQ,4ft,EA | OM3 24 fiber, Interconnect, Plenum, 24F MPO Female to 24F MPO Female, Method B, Optimized IL, 4 ft, Aqua | PC | 1 | 1 | 1 | 1 | 716.2
07498375133 | FZTRL8NUFSNM003 | OM4,12-Fiber,Rnd,HarnessCbl,LSZH,3M | OM4 12-fiber, round harness cable assembly, low smoke zero halogen (LSZH) rated, PanMPO Male to LC Uniboot staggered pair, 1 longest, Std. IL. Aqua, 3 meters. | PC | 1 | 1 | 1 | 1 | 716.22
07498375948 | FZTRL8NUGSNM003 | OM4,12-Fiber,RndHrnss,PMPOm,LSZH,3M | OM4 12-fiber, round harness cable assembly, low smoke zero halogen (LSZH) rated, PanMPO Male to LC Uniboot staggered pair, 1 shortest Std.IL, Aqua, 3 meters. | PC | 1 | 1 | 1 | 1 | 716.22
07498376056 | FZTRL8NUHSNM003 | OM4,12-Fiber,RndHrn,PMPOm,1-2L,LSZH,3M | OM4 12-fiber round harness cable assembly, low smoke zero halogen (LSZH) rated, PanMPO Male to LC Uniboot, staggered pairs, 1 and 2 Longest, Std. IL. Aqua, 3 meters. | PC | 1 | 1 | 1 | 1 | 716.22
07498376630 | FZTRL8NUJSNM003 | OM4,12-Fiber,RndHrn,PMPOm,1-2S,3M | OM4 12-fiber round harness cable assembly, low smoke zero halogen (LSZH) rated, PanMPO Male to LC Uniboot, staggered pair, 1 and 2 shortest, Std IL, Aqua, 3 meters. | PC | 1 | 1 | 1 | 1 | 716.22
07498375166 | FZTRL8NUSSNM003 | OM4,12-Fiber,RndHarnessCbl,LSZH,3M | OM4 12-fiber round harness cable assembly, low smoke zero halogen (LSZH) rated, PanMPO Male to LC Uniboot, 60cm (24 inch) equal breakout, Std. IL. Aqua, 3 meters. | PC | 1 | 1 | 1 | 1 | 716.22
07498399073 | FZ8RL7NUSQNM008 | OM4 8 Fiber Round Harness LSZH PanMPO Fe | OM4 8-fiber round harness cable assembly, low smoke zero halogen (LSZH) rated, PanMPO female To LC Uniboot 60cm (24 inch), equal breakout, Std. IL, 8 meters. | PC | 1 | 1 | 1 | 1 | 716.48
07498398988 | FZ8RP7NUSQNM008 | 8-fiber OM4 Round Harness Plenum PanMPO | 8-fiber OM4 Round Harness Plenum PanMPO Female to LC Uniboot 60cm (24 inch) equal breakout 40G to 10G Std. IL - 8m | PC | 1 | 1 | 1 | 1 | 716.48
61305600654 | FZTRP7N7NXNF049 | OM4 12f Interconnect OFNP PanMPO F/PanMP | OM4 12 Fiber Interconnect Plenum PanMPO Female To PanMPO Female Method A Optimized IL with no Pulling Eye - 49 Feet | PC | 1 | 1 | 1 | 1 | 716.6
61305633276 | FZTRP5N5NYNM021 | OM4 12f Interconnect OFNP MPO F/MPO F Ty |  | PC | 1 | 1 | 1 | 1 | 716.64
61305632850 | FZTRP5N5NXNF069 | OM4 12f Interconnect OFNP MPO F/MPO F Ty |  | PC | 1 | 1 | 1 | 1 | 717.02
61305633367 | FZTRP5N5NYNF069 | OM4 12f Interconnect OFNP MPO F/MPO F Ty |  | PC | 1 | 1 | 1 | 1 | 717.02
07498311679 | FZ8RL7NQSVNM006 | OM4 8-Fiber Round 4 to 1 Conversion Harn | OM4 8-Fiber Round 4 to 1 Conversion Harness, LSZH, Female PanMPO to LC Push-Pull, 61cm breakout, Optimized IL - 6 meters | PC | 1 | 1 | 1 | 1 | 717.24
07498311971 | FZ8RL8NQSVNM006 | OM4 8-Fiber Round 4 to 1 Conversion Harn | OM4 8-Fiber Round 4 to 1 Conversion Harness, LSZH, Male PanMPO to LC Push-Pull, 61cm breakout, Optimized IL - 6 meters | PC | 1 | 1 | 1 | 1 | 717.24
61305617556 | FZ8RPJNJNXNF088 | OM48-Fbr,Intrc,PLEM,AQ,88ft,MtdA,EA | OM4 8 fiber, Interconnect, Plenum, PanMPO Female to PanMPO Female, Method A, Optimized IL, 88 Feet, Aqua | PC | 1 | 1 | 1 | 1 | 717.52
61305617654 | FZ8RPJNJNYNF088 | OM48-Fbr,Intrc,PLEM,AQ,88ft,MtdB,EA | OM4 8 fiber, Interconnect, Plenum, PanMPO Female to PanMPO Female, Method B, Optimized IL, 88 Feet, Aqua | PC | 1 | 1 | 1 | 1 | 717.52
07498393909 | FZTRP5N5NXNM015 | OM4 12 Fiber Interconnect Plenum MPO Fem | OM4 12 fiber interconnect plenum MPO female to MPO female, method A opt IL., with no pulling eye - 15 meters. | PC | 1 | 1 | 1 | 1 | 717.52
07498361129 | FZTRP7N7NXNM015 | OM4,12-Fiber,PLEM,PMPOf-PMPOf,15M | OM4 12 fiber, PanMPO interconnect cable assembly, plenum rated (OFNP), PanMPO Female To PanMPO Female, Method A, Optimized IL, with no pulling eye, Aqua, 15 meters | PC | 1 | 1 | 1 | 1 | 717.52
07498386706 | FZTRP7N7NYNM015 | OM4 12f Interconnect OFNP PanMPO F/PanMP | OM4 12 fiber interconnect cable assembly plenum (OFNP) rated Pan MPO female to Pan MPO female, Method B Optimized IL, with no pulling eye, 15 meters. | PC | 1 | 1 | 1 | 1 | 717.52
07498374959 | FXTRP8NUJSNF033 | OM3,12-Fiber,RndHrnss,1-2Short,PLEM,33ft | OM3 12-fiber, round harness cable assembly, plenum (OFNP), PanMPO Male to LC Uniboot staggered pairs 1 and 2 shortest, Std IL, Aqua, 33 ft. | PC | 1 | 1 | 1 | 1 | 718.2
07498374249 | FXTRP8NUSSNF033 | OM3 12-fiber round harness cable, plenum | OM3 12-fiber round harness cable assembly, plenum (OFNP) rated, PanMPO Male to LC Uniboot, 60cm (24 inch) equal breakout, Std. IL. | PC | 1 | 1 | 1 | 1 | 718.2
61305632298 | FZTRP5N5NBNF077 | OM4 12f Interconnect OFNP MPO F/MPO F Ty |  | PC | 1 | 1 | 1 | 1 | 718.6
07498310959 | FZ8RP7NQSVNF020 | OM4 8f Harness OFNP PanMPO F/PushPull LC | OM4 8-Fiber Round 4 to 1 Conversion Harness, Plenum, Female PanMPO to LC Push-Pull, 24-inch breakout, Optimized IL - 20 feet | PC | 1 | 1 | 1 | 1 | 718.64
07498310999 | FZ8RP8NQSVNF020 | OM4 8f Harness OFNP PanMPO M/PushPull LC | OM4 8-Fiber Round 4 to 1 Conversion Harness, Plenum, Male PanMPO to LC Push-Pull, 24-inch breakout, Optimized IL - 20 feet | PC | 1 | 1 | 1 | 1 | 718.64
07498377288 | FZTRP8NUFSNF010 | OM4,12-Fiber,RndHrnss,PMPOm,1L,PLEM,10ft | OM4 12-fiber round harness cable assembly, plenum (OFNP) rated, PanMPO Male to LC Uniboot, staggered pair, 1 longest, Std IL, Aqua, 10 ft. | PC | 1 | 1 | 1 | 1 | 719.1
07498376930 | FZTRP8NUGSNF010 | OM4,12-Fiber,RndHrnss,PMPOm,1S,PLEM,10ft | OM4 12-fiber round harness cable assembly, plenum (OFNP) rated, PanMPO male to LC Uniboot staggered pair, 1 shortest, Std. IL. Aqua, 10 ft. | PC | 1 | 1 | 1 | 1 | 719.1
07498376500 | FZTRP8NUHSNF010 | OM4,12-Fiber,RndHrn,PMPOm,1-2L,PLEM,10ft | OM4 12-fiber round harness cable assembly, plenum (OFNP) rated, PanMPO Male to LC Uniboot staggered pairs, 1 and 2 longest, Std. IL. Aqua, 10 ft. | PC | 1 | 1 | 1 | 1 | 719.1
07498376816 | FZTRP8NUJSNF010 | OM4,12-Fiber,RndHrn,PMPOm,1-2S,PLEM,10ft | OM4 12-fiber round harness cable assembly, plenum (OFNP) rated, PanMPO Male to LC Uniboot, staggered pairs, 1 and 2 shortest, Std. IL. Aqua, 10 ft. | PC | 1 | 1 | 1 | 1 | 719.1
07498374790 | FZTRP8NUSSNF010 | OM4,12-Fiber,RndHarnessCbl,PLEM,10ft | OM4 12-fiber, round harness cable assembly, plenum (OFNP) rated, PanMPO Male to LC Uniboot 60cm (24 inch), equal breakout, Std IL, Aqua, 10 ft. | PC | 1 | 1 | 1 | 1 | 719.1
07498391648 | FZTRP5N5NANF055 | OM4,12-Fiber,PLEM,MPO/F-MPO/F,55ft | OM4 12 fiber, interconnect cable assembly, plenum (OFNP) rated, MPO female to MPO female, Method A Std IL, with no pulling eye 55 ft | PC | 1 | 1 | 1 | 1 | 719.56
07498357653 | FZTRP7N7NANF055 | Interconnect,12CT,OM4,MPO-MPO,A,55Ft. | OM4 12 fiber, PanMPO interconnect cable assembly, plenum rated (OFNP), PanMPO Female To PanMPO Female, Method A, Std IL with no pulling eye, Aqua, 55 ft | PC | 1 | 1 | 1 | 1 | 719.56
61305600550 | FZTRP7N7NBNF055 | OM4 12f Interconnect OFNP PanMPO F/PanMP | OM4 12 Fiber Interconnect Plenum PanMPO Female To PanMPO Female Method B Std. IL with no Pulling Eye - 55 Feet | PC | 1 | 1 | 1 | 1 | 719.56
07498399221 | FZ8RP7NUSQNF027 | 8-fiber OM4 Round Harness Plenum PanMPO | 8-fiber OM4 round harness cable assembly, plenum (OFNP) rated, PanMPO Female to LC Uniboot with 60cm (24 inch) equal breakout, 40G to 10G Std. IL | PC | 1 | 1 | 1 | 1 | 719.84
61305629475 | FZTRP5N5NXNF050 | OM4 12f Interconnect OFNP MPO F/MPO F Ty |  | PC | 1 | 1 | 1 | 1 | 720.18
61305632851 | FZTRP5N5NXNF070 | OM4 12f Interconnect OFNP MPO F/MPO F Ty |  | PC | 1 | 1 | 1 | 1 | 720.18
61305633368 | FZTRP5N5NYNF070 | OM4 12f Interconnect OFNP MPO F/MPO F Ty |  | PC | 1 | 1 | 1 | 1 | 720.18
07498369978 | FZTRL7N7NXNM016 | OM4,12-Fiber,LSZH,PMPOf-PMPOf,16M | OM4 12 fiber, optimized interconnect cable assembly, low smoke zero halogen (LSZH) rated, PanMPO female to PanMPO female, Method A, Optimized IL, with no pulling eye, Aqua, 16 meters | PC | 1 | 1 | 1 | 1 | 720.52
07498386726 | FZTRL7N7NYNM016 | OM4 12f Interconnect LSZH PanMPO F/PanMP | OM4 12 fiber interconnect cable assembly Low Smoke Zero Halogen (LSZH) PanMPO female to PanMPO female Method B Optimized IL, with no pulling eye, 16 meters. | PC | 1 | 1 | 1 | 1 | 720.52
61305617557 | FZ8RPJNJNXNF089 | OM48-Fbr,Intrc,PLEM,AQ,89ft,MtdA,EA | OM4 8 fiber, Interconnect, Plenum, PanMPO Female to PanMPO Female, Method A, Optimized IL, 89 Feet, Aqua | PC | 1 | 1 | 1 | 1 | 720.84
61305617655 | FZ8RPJNJNYNF089 | OM48-Fbr,Intrc,PLEM,AQ,89ft,MtdB,EA | OM4 8 fiber, Interconnect, Plenum, PanMPO Female to PanMPO Female, Method B, Optimized IL, 89 Feet, Aqua | PC | 1 | 1 | 1 | 1 | 720.84
61305600655 | FZTRP7N7NXNF050 | OM4 12f Interconnect OFNP PanMPO F/PanMP | OM4 12 Fiber Interconnect Plenum PanMPO Female To PanMPO Female Method A Optimized IL with no Pulling Eye - 50 Feet | PC | 1 | 1 | 1 | 1 | 721.06
61305600705 | FZTRP7N7NYNF050 | OM4 12f Interconnect OFNP PanMPO F/PanMP | OM4 12 Fiber Interconnect Plenum PanMPO Female To PanMPO Female Method B Optimized IL with no Pulling Eye - 50 Feet | PC | 1 | 1 | 1 | 1 | 721.06
07498374986 | FXTRP8NUJSNF034 | OM3,12-Fiber,RndHrnss,1-2Short,PLEM,34ft | OM3 12-fiber, round harness cable assembly, plenum (OFNP), PanMPO Male to LC Uniboot staggered pairs 1 and 2 shortest, Std IL, Aqua, 34 ft. | PC | 1 | 1 | 1 | 1 | 721.38
07498374250 | FXTRP8NUSSNF034 | OM3 12-fiber round harness cable, plenum | OM3 12-fiber round harness cable assembly, plenum (OFNP) rated, PanMPO Male to LC Uniboot, 60cm (24 inch) equal breakout, Std. IL. | PC | 1 | 1 | 1 | 1 | 721.38
07498308514 | FZTRP7NQSONF003 | OM4,12-Fiber,RndHarness,PLEM,3ft | OM4, 12-fiber, harness cable assembly, plenum rated, Female PanMPO to LC duplex with 61cm (24 Inch) equal breakout, Optimized IL, 3 feet | PC | 1 | 1 | 1 | 1 | 721.68
07498308553 | FZTRP8NQSONF003 | OM4 12f Harness OFNP PanMPO M/PushPull L | OM4 12-Fiber Round Harness, Plenum, Male PanMPO to LC Push-Pull, 24-inch breakout, Optimized IL - 3 feet | PC | 1 | 1 | 1 | 1 | 721.68
61305632299 | FZTRP5N5NBNF078 | OM4 12f Interconnect OFNP MPO F/MPO F Ty |  | PC | 1 | 1 | 1 | 1 | 721.76
61305619028 | FXURPENENXNF005 | OM324-Fbr,Intr,PLEM,A,24mpoF,AQ,5ft,EA | OM3 24 fiber, Interconnect, Plenum, 24F MPO Female to 24F MPO Female, Method A, Optimized IL, 5 ft, Aqua | PC | 1 | 1 | 1 | 1 | 721.92
61305619126 | FXURPENENYNF005 | OM324-Fbr,Intr,PLEM,B,24mpoF,AQ,5ft,EA | OM3 24 fiber, Interconnect, Plenum, 24F MPO Female to 24F MPO Female, Method B, Optimized IL, 5 ft, Aqua | PC | 1 | 1 | 1 | 1 | 721.92
61305629509 | FZTRP5N5NBNM017 | OM4 12f Interconnect OFNP MPO F/MPO F Ty |  | PC | 1 | 1 | 1 | 1 | 721.96
07498309309 | FZTRL7NQSONM001 | OM4,12-Fiber,RndHarness,LSZH,1M | OM4, 12-fiber, harness cable assembly, LSZH rated, Female PanMPO to LC duplex with 61cm (24 Inch) equal breakout, Optimized IL, 1m. | PC | 1 | 1 | 1 | 1 | 722.2
07498309323 | FZTRL8NQSONM001 | OM4 12-Fiber Round Harness, LSZH, Male P | OM4 12-Fiber Round Harness, LSZH, Male PanMPO to LC Push-Pull, 61cm breakout, Optimized IL - 1 meters | PC | 1 | 1 | 1 | 1 | 722.2
07498393330 | FZTRP5N5NANM017 | OM4 12 Fiber Interconnect Plenum MPO Fem | OM4 12-fiber, interconnect cable assembly, plenum (OFNP) rated, MPO female to MPO female, Method A Std. IL, with no pulling eye - 17 meters. | PC | 1 | 1 | 1 | 1 | 722.98
07498361025 | FZTRP7N7NANM017 | OM4,12-Fiber,PanMPO/F-PanMPO/F,17M | OM4 12 fiber, PanMPO interconnect cable assembly, plenum rated (OFNP), PanMPO Female To PanMPO Female, Method A, Std IL, with no pulling eye, Aqua, 17 meters | PC | 1 | 1 | 1 | 1 | 722.98
07498387306 | FZTRP7N7NBNM017 | OM4 12f Interconnect OFNP PanMPO F/PanMP | OM4 12 fiber interconnect cable assembly, plenum (OFNP) rated, PanMPO female to PanMPO female, Method B Std IL with no pulling eye, 17 meters. | PC | 1 | 1 | 1 | 1 | 722.98
07498310964 | FZ8RP7NQSVNF021 | OM4 8f Harness OFNP PanMPO F/PushPull LC | OM4 8-Fiber Round 4 to 1 Conversion Harness, Plenum, Female PanMPO to LC Push-Pull, 24-inch breakout, Optimized IL - 21 feet | PC | 1 | 1 | 1 | 1 | 723.1
07498311010 | FZ8RP8NQSVNF021 | OM4 8f Harness OFNP PanMPO M/PushPull LC | OM4 8-Fiber Round 4 to 1 Conversion Harness, Plenum, Male PanMPO to LC Push-Pull, 24-inch breakout, Optimized IL - 21 feet | PC | 1 | 1 | 1 | 1 | 723.1
61305632852 | FZTRP5N5NXNF071 | OM4 12f Interconnect OFNP MPO F/MPO F Ty |  | PC | 1 | 1 | 1 | 1 | 723.34
61305633369 | FZTRP5N5NYNF071 | OM4 12f Interconnect OFNP MPO F/MPO F Ty |  | PC | 1 | 1 | 1 | 1 | 723.34
61305629599 | FZTRL5N5NBNM018 | OM4 12f Interconnect LSZH MPO F/MPO F Ty |  | PC | 1 | 1 | 1 | 1 | 723.42
07498377289 | FZTRP8NUFSNF011 | OM4,12-Fiber,RndHarnessPLEM,11ft | OM4 12-fiber round harness cable assembly, plenum (OFNP) rated, PanMPO Male to LC Uniboot, staggered pair, 1 longest, Std IL, Aqua, 11 ft. | PC | 1 | 1 | 1 | 1 | 723.56
07498377044 | FZTRP8NUGSNF011 | OM4,12-Fiber,RndHrnss,PMPOm,1S,PLEM,11ft | OM4 12-fiber round harness cable assembly, plenum (OFNP) rated, PanMPO male to LC Uniboot staggered pair, 1 shortest, Std. IL. Aqua, 11 ft. | PC | 1 | 1 | 1 | 1 | 723.56
07498376501 | FZTRP8NUHSNF011 | OM4,12-Fiber,RndHrn,PMPOm,1-2L,PLEM,11ft | OM4 12-fiber round harness cable assembly, plenum (OFNP) rated, PanMPO Male to LC Uniboot staggered pairs, 1 and 2 longest, Std. IL. Aqua, 11 ft. | PC | 1 | 1 | 1 | 1 | 723.56
07498376817 | FZTRP8NUJSNF011 | OM4,12-Fiber,RndHrn,PMPOm,1-2S,PLEM,11ft | OM4 12-fiber round harness cable assembly, plenum (OFNP) rated, PanMPO Male to LC Uniboot, staggered pairs, 1 and 2 shortest, Std. IL. Aqua, 11 ft. | PC | 1 | 1 | 1 | 1 | 723.56
07498374791 | FZTRP8NUSSNF011 | OM4,12-Fiber,RndHarnessCbl,PLEM,11ft | OM4 12-fiber, round harness cable assembly, plenum (OFNP) rated, PanMPO Male to LC Uniboot 60cm (24 inch), equal breakout, Std IL, Aqua, 11 ft. | PC | 1 | 1 | 1 | 1 | 723.56
07498391649 | FZTRP5N5NANF056 | OM4,12-Fiber,PLEM,MPO/F-MPO/F,56ft | OM4 12 fiber, interconnect cable assembly, plenum (OFNP) rated, MPO female to MPO female, Method A Std IL, with no pulling eye 56 ft | PC | 1 | 1 | 1 | 1 | 724.02
07498357654 | FZTRP7N7NANF056 | Interconnect,12CT,OM4,MPO-MPO,A,56Ft. | OM4 12 fiber, PanMPO interconnect cable assembly, plenum rated (OFNP), PanMPO Female To PanMPO Female, Method A, Std IL with no pulling eye, Aqua, 56 ft | PC | 1 | 1 | 1 | 1 | 724.02
61305600551 | FZTRP7N7NBNF056 | OM4 12f Interconnect OFNP PanMPO F/PanMP | OM4 12 Fiber Interconnect Plenum PanMPO Female To PanMPO Female Method B Std. IL with no Pulling Eye - 56 Feet | PC | 1 | 1 | 1 | 1 | 724.02
61305633939 | FZTRP5N5NBNM024 | OM4 12f Interconnect OFNP MPO F/MPO F Ty |  | PC | 1 | 1 | 1 | 1 | 724.06
61305617558 | FZ8RPJNJNXNF090 | OM48-Fbr,Intrc,PLEM,AQ,90ft,MtdA,EA | OM4 8 fiber, Interconnect, Plenum, PanMPO Female to PanMPO Female, Method A, Optimized IL, 90 Feet, Aqua | PC | 1 | 1 | 1 | 1 | 724.18
61305617656 | FZ8RPJNJNYNF090 | OM48-Fbr,Intrc,PLEM,AQ,90ft,MtdB,EA | OM4 8 fiber, Interconnect, Plenum, PanMPO Female to PanMPO Female, Method B, Optimized IL, 90 Feet, Aqua | PC | 1 | 1 | 1 | 1 | 724.18
07498399222 | FZ8RP7NUSQNF028 | 8-fiber OM4 Round Harness Plenum PanMPO | 8-fiber OM4 round harness cable assembly, plenum (OFNP) rated, PanMPO Female to LC Uniboot with 60cm (24 inch) equal breakout, 40G to 10G Std. IL | PC | 1 | 1 | 1 | 1 | 724.28
07498389754 | FZTRL5N5NANM018 | OM4,12-Fiber,LSZH,MPO/Fm-MPO/Fm,18M | OM4 12 fiber, interconnect cable assembly, low smoke zero halogen (LSZH) rated, MPO female to MPO female, Method A Std IL with no pulling eye, Aqua, 18 meters | PC | 1 | 1 | 1 | 1 | 724.52
07498359422 | FZTRL7N7NANM018 | OM4,12-Fiber,LSZH,PMPOf-PMPOf,A,18M | OM4 12 fiber, PanMPO interconnect cable assembly, low smoke zero halogen (LSZH), PanMPO Female To PanMPO Female, method A, Std IL with no pulling eye, Aqua, 18 meters | PC | 1 | 1 | 1 | 1 | 724.52
07498387275 | FZTRL7N7NBNM018 | OM4 12f Interconnect LSZH PanMPO F/PanMP | OM4 12 fiber interconnect cable assembly Low Smoke Zero Halogen ( LSZH), PanMPO female to PanMPO female, Method B Std IL with no pulling eye, 18 meters. | PC | 1 | 1 | 1 | 1 | 724.52
07498374989 | FXTRP8NUJSNF035 | OM3,12-Fiber,RndHrnss,1-2Short,PLEM,35ft | OM3 12-fiber, round harness cable assembly, plenum (OFNP), PanMPO Male to LC Uniboot staggered pairs 1 and 2 shortest, Std IL, Aqua, 35 ft. | PC | 1 | 1 | 1 | 1 | 724.56
07498374251 | FXTRP8NUSSNF035 | OM3 12-fiber round harness cable, plenum | OM3 12-fiber round harness cable assembly, plenum (OFNP) rated, PanMPO Male to LC Uniboot, 60cm (24 inch) equal breakout, Std. IL. | PC | 1 | 1 | 1 | 1 | 724.56
61305632951 | FZTRP7N7NYNF051 | OM4 12f Interconnect OFNP PanMPO F/PanMP |  | PC | 1 | 1 | 1 | 1 | 724.6
61305632300 | FZTRP5N5NBNF079 | OM4 12f Interconnect OFNP MPO F/MPO F Ty |  | PC | 1 | 1 | 1 | 1 | 724.94
61305617695 | FZ8RLJNJNXNM029 | OM48-Fbr,Intrc,LSZH,AQ,29M,MtdA,RL | OM4 8 fiber, Interconnect, LSZH, PanMPO Female to PanMPO Female, Method A, Optimized IL, 29 Meters, Aqua | PC | 1 | 1 | 1 | 1 | 725.4
61305617725 | FZ8RLJNJNYNM029 | OM48-Fbr,Intrc,LSZH,AQ,29M,MtdB,RL | OM4 8 fiber, Interconnect, LSZH, PanMPO Female to PanMPO Female, Method B, Optimized IL, 29 Meters, Aqua | PC | 1 | 1 | 1 | 1 | 725.4
61305633184 | FZTRL5N5NXNM023 | OM4 12f Interconnect LSZH MPO F/MPO F Ty |  | PC | 1 | 1 | 1 | 1 | 725.46
61305633229 | FZTRL5N5NYNM023 | OM4 12f Interconnect LSZH MPO F/MPO F Ty |  | PC | 1 | 1 | 1 | 1 | 725.46
61305600656 | FZTRP7N7NXNF051 | OM4 12f Interconnect OFNP PanMPO F/PanMP | OM4 12 Fiber Interconnect Plenum PanMPO Female To PanMPO Female Method A Optimized IL with no Pulling Eye - 51 Feet | PC | 1 | 1 | 1 | 1 | 725.5
07498308524 | FZTRP7NQSONF004 | OM4,12-Fiber,RndHarness,PLEM,4ft | OM4, 12-fiber, harness cable assembly, plenum rated, Female PanMPO to LC duplex with 61cm (24 Inch) equal breakout, Optimized IL,4 feet | PC | 1 | 1 | 1 | 1 | 726.12
07498308554 | FZTRP8NQSONF004 | OM4 12f Harness OFNP PanMPO M/PushPull L | OM4 12-Fiber Round Harness, Plenum, Male PanMPO to LC Push-Pull, 24-inch breakout, Optimized IL - 4 feet | PC | 1 | 1 | 1 | 1 | 726.12
61305632853 | FZTRP5N5NXNF072 | OM4 12f Interconnect OFNP MPO F/MPO F Ty |  | PC | 1 | 1 | 1 | 1 | 726.5
61305633370 | FZTRP5N5NYNF072 | OM4 12f Interconnect OFNP MPO F/MPO F Ty |  | PC | 1 | 1 | 1 | 1 | 726.5
61305633277 | FZTRP5N5NYNM022 | OM4 12f Interconnect OFNP MPO F/MPO F Ty |  | PC | 1 | 1 | 1 | 1 | 727
61305617559 | FZ8RPJNJNXNF091 | OM48-Fbr,Intrc,PLEM,AQ,91ft,MtdA,EA | OM4 8 fiber, Interconnect, Plenum, PanMPO Female to PanMPO Female, Method A, Optimized IL, 91 Feet, Aqua | PC | 1 | 1 | 1 | 1 | 727.52
61305617657 | FZ8RPJNJNYNF091 | OM48-Fbr,Intrc,PLEM,AQ,91ft,MtdB,EA | OM4 8 fiber, Interconnect, Plenum, PanMPO Female to PanMPO Female, Method B, Optimized IL, 91 Feet, Aqua | PC | 1 | 1 | 1 | 1 | 727.52
07498310965 | FZ8RP7NQSVNF022 | OM4 8f Harness OFNP PanMPO F/PushPull LC | OM4 8-Fiber Round 4 to 1 Conversion Harness, Plenum, Female PanMPO to LC Push-Pull, 24-inch breakout, Optimized IL - 22 feet | PC | 1 | 1 | 1 | 1 | 727.56
07498311014 | FZ8RP8NQSVNF022 | OM4 8f Harness OFNP PanMPO M/PushPull LC | OM4 8-Fiber Round 4 to 1 Conversion Harness, Plenum, Male PanMPO to LC Push-Pull, 24-inch breakout, Optimized IL - 22 feet | PC | 1 | 1 | 1 | 1 | 727.56
61305619029 | FXURPENENXNF006 | OM324-Fbr,Intr,PLEM,A,24mpoF,AQ,6ft,EA | OM3 24 fiber, Interconnect, Plenum, 24F MPO Female to 24F MPO Female, Method A, Optimized IL, 6 ft, Aqua | PC | 1 | 1 | 1 | 1 | 727.64
61305619127 | FXURPENENYNF006 | OM324-Fbr,Intr,PLEM,B,24mpoF,AQ,6ft,EA | OM3 24 fiber, Interconnect, Plenum, 24F MPO Female to 24F MPO Female, Method B, Optimized IL, 6 ft, Aqua | PC | 1 | 1 | 1 | 1 | 727.64
07498374992 | FXTRP8NUJSNF036 | OM3,12-Fiber,RndHrnss,1-2Short,PLEM,36ft | OM3 12-fiber, round harness cable assembly, plenum (OFNP), PanMPO Male to LC Uniboot staggered pairs 1 and 2 shortest, Std IL, Aqua, 36 ft. | PC | 1 | 1 | 1 | 1 | 727.72
07498374252 | FXTRP8NUSSNF036 | OM3 12-fiber round harness cable, plenum | OM3 12-fiber round harness cable assembly, plenum (OFNP) rated, PanMPO Male to LC Uniboot, 60cm (24 inch) equal breakout, Std. IL. | PC | 1 | 1 | 1 | 1 | 727.72
07498377290 | FZTRP8NUFSNF012 | OM4,12-Fiber,RndHrnss,PMPOm,1L,PLEM,12ft | OM4 12-fiber round harness cable assembly, plenum (OFNP) rated, PanMPO Male to LC Uniboot, staggered pair, 1 longest, Std IL, Aqua, 12 ft. | PC | 1 | 1 | 1 | 1 | 728.02
07498377050 | FZTRP8NUGSNF012 | OM4,12-Fiber,RndHrnss,PMPOm,1S,PLEM,12ft | OM4 12-fiber round harness cable assembly, plenum (OFNP) rated, PanMPO male to LC Uniboot staggered pair, 1 shortest, Std. IL. Aqua, 12 ft. | PC | 1 | 1 | 1 | 1 | 728.02
07498376502 | FZTRP8NUHSNF012 | OM4,12-Fiber,RndHrn,PMPOm,1-2L,PLEM,12ft | OM4 12-fiber round harness cable assembly, plenum (OFNP) rated, PanMPO Male to LC Uniboot staggered pairs, 1 and 2 longest, Std. IL. Aqua, 12 ft. | PC | 1 | 1 | 1 | 1 | 728.02
07498376818 | FZTRP8NUJSNF012 | OM4,12-Fiber,RndHrn,PMPOm,1-2S,PLEM,12ft | OM4 12-fiber round harness cable assembly, plenum (OFNP) rated, PanMPO Male to LC Uniboot, staggered pairs, 1 and 2 shortest, Std. IL. Aqua, 12 ft. | PC | 1 | 1 | 1 | 1 | 728.02
07498374793 | FZTRP8NUSSNF012 | OM4,12-Fiber,RndHarnessCbl,PLEM,12ft | OM4 12-fiber, round harness cable assembly, plenum (OFNP) rated, PanMPO Male to LC Uniboot 60cm (24 inch), equal breakout, Std IL, Aqua, 12 ft. | PC | 1 | 1 | 1 | 1 | 728.02
61305632301 | FZTRP5N5NBNF080 | OM4 12f Interconnect OFNP MPO F/MPO F Ty |  | PC | 1 | 1 | 1 | 1 | 728.1
07498391650 | FZTRP5N5NANF057 | OM4,12-Fiber,PLEM,MPO/F-MPO/F,57ft | OM4 12 fiber, interconnect cable assembly, plenum (OFNP) rated, MPO female to MPO female, Method A Std IL, with no pulling eye 57 ft | PC | 1 | 1 | 1 | 1 | 728.48
07498357655 | FZTRP7N7NANF057 | Interconnect,12CT,OM4,MPO-MPO,A,57Ft. | OM4 12 fiber, PanMPO interconnect cable assembly, plenum rated (OFNP), PanMPO Female To PanMPO Female, Method A, Std IL with no pulling eye, Aqua, 57 ft | PC | 1 | 1 | 1 | 1 | 728.48
61305600552 | FZTRP7N7NBNF057 | OM4 12f Interconnect OFNP PanMPO F/PanMP | OM4 12 Fiber Interconnect Plenum PanMPO Female To PanMPO Female Method B Std IL with no Pulling Eye - 57 Feet | PC | 1 | 1 | 1 | 1 | 728.48
07498399223 | FZ8RP7NUSQNF029 | 8-fiber OM4 Round Harness Plenum PanMPO | 8-fiber OM4 round harness cable assembly, plenum (OFNP) rated, PanMPO Female to LC Uniboot with 60cm (24 inch) equal breakout, 40G to 10G Std. IL | PC | 1 | 1 | 1 | 1 | 728.72
61305619423 | FXURLENENXNM002 | OM324-Fbr,Intr,LSZH,A,24mpoF,AQ,2M,RL | OM3 24 fiber, Interconnect, LSZH, 24F MPO Female to 24F MPO Female, Method A, Optimized IL, 2 m, Aqua | PC | 1 | 1 | 1 | 1 | 728.98
61305619453 | FXURLENENYNM002 | OM324-Fbr,Intr,LSZH,B,24mpoF,AQ,2M,RL | OM3 24 fiber, Interconnect, LSZH, 24F MPO Female to 24F MPO Female, Method B, Optimized IL, 2 m, Aqua | PC | 1 | 1 | 1 | 1 | 728.98
61305632952 | FZTRP7N7NYNF052 | OM4 12f Interconnect OFNP PanMPO F/PanMP |  | PC | 1 | 1 | 1 | 1 | 729.04
07498309310 | FZTRL7NQSONM1.5 | OM4,12-Fiber,RndHarness,LSZH,1.5M | OM4, 12-fiber, harness cable assembly, LSZH rated, Female PanMPO to LC duplex with 61cm (24 Inch) equal breakout, Optimized IL, 1.5m. | PC | 1 | 1 | 1 | 1 | 729.14
07498309324 | FZTRL8NQSONM1.5 | OM4 12-Fiber Round Harness, LSZH, Male P | OM4 12-Fiber Round Harness, LSZH, Male PanMPO to LC Push-Pull, 61cm breakout, Optimized IL - 1.5 meters | PC | 1 | 1 | 1 | 1 | 729.14
61305632854 | FZTRP5N5NXNF073 | OM4 12f Interconnect OFNP MPO F/MPO F Ty |  | PC | 1 | 1 | 1 | 1 | 729.68
61305633371 | FZTRP5N5NYNF073 | OM4 12f Interconnect OFNP MPO F/MPO F Ty |  | PC | 1 | 1 | 1 | 1 | 729.68
61305600657 | FZTRP7N7NXNF052 | OM4 12f Interconnect OFNP PanMPO F/PanMP | OM4 12 Fiber Interconnect Plenum PanMPO Female To PanMPO Female Method A Optimized IL with no Pulling Eye - 52 Feet | PC | 1 | 1 | 1 | 1 | 729.94
07498375137 | FZTRL8NUFSNM004 | OM4,12-Fiber,Rnd,HarnessCbl,LSZH,4M | OM4 12-fiber, round harness cable assembly, low smoke zero halogen (LSZH) rated, PanMPO Male to LC Uniboot staggered pair, 1 longest, Std. IL. Aqua, 4 meters. | PC | 1 | 1 | 1 | 1 | 730.12
07498375956 | FZTRL8NUGSNM004 | OM4,12-Fiber,RndHrnss,PMPOm,LSZH,4M | OM4 12-fiber, round harness cable assembly, low smoke zero halogen (LSZH) rated, PanMPO Male to LC Uniboot staggered pair, 1 shortest Std.IL, Aqua, 4 meters. | PC | 1 | 1 | 1 | 1 | 730.12
07498376057 | FZTRL8NUHSNM004 | OM4,12-Fiber,RndHrn,PMPOm,1-2L,LSZH,4M | OM4 12-fiber round harness cable assembly, low smoke zero halogen (LSZH) rated, PanMPO Male to LC Uniboot, staggered pairs, 1 and 2 Longest, Std. IL. Aqua, 4 meters. | PC | 1 | 1 | 1 | 1 | 730.12
07498376631 | FZTRL8NUJSNM004 | OM4,12-Fiber,RndHrn,PMPOm,1-2S,4M | OM4 12-fiber round harness cable assembly, low smoke zero halogen (LSZH) rated, PanMPO Male to LC Uniboot, staggered pair, 1 and 2 shortest, Std IL, Aqua, 4 meters. | PC | 1 | 1 | 1 | 1 | 730.12
07498375167 | FZTRL8NUSSNM004 | OM4,12-Fiber,RndHarnessCbl,LSZH,4M | OM4 12-fiber round harness cable assembly, low smoke zero halogen (LSZH) rated, PanMPO Male to LC Uniboot, 60cm (24 inch) equal breakout, Std. IL. Aqua, 4 meters. | PC | 1 | 1 | 1 | 1 | 730.12
07498308525 | FZTRP7NQSONF005 | OM4,12-Fiber,RndHarness,PLEM,5ft | OM4, 12-fiber, harness cable assembly, plenum rated, Female PanMPO to LC duplex with 61cm (24 Inch) equal breakout, Optimized IL,5 feet | PC | 1 | 1 | 1 | 1 | 730.58
07498308555 | FZTRP8NQSONF005 | OM4 12f Harness OFNP PanMPO M/PushPull L | OM4 12-Fiber Round Harness, Plenum, Male PanMPO to LC Push-Pull, 24-inch breakout, Optimized IL - 5 feet | PC | 1 | 1 | 1 | 1 | 730.58
61305617560 | FZ8RPJNJNXNF092 | OM48-Fbr,Intrc,PLEM,AQ,92ft,MtdA,EA | OM4 8 fiber, Interconnect, Plenum, PanMPO Female to PanMPO Female, Method A, Optimized IL, 92 Feet, Aqua | PC | 1 | 1 | 1 | 1 | 730.84
61305617658 | FZ8RPJNJNYNF092 | OM48-Fbr,Intrc,PLEM,AQ,92ft,MtdB,EA | OM4 8 fiber, Interconnect, Plenum, PanMPO Female to PanMPO Female, Method B, Optimized IL, 92 Feet, Aqua | PC | 1 | 1 | 1 | 1 | 730.84
07498374994 | FXTRP8NUJSNF037 | OM3,12-Fiber,RndHrnss,1-2Short,PLEM,37ft | OM3 12-fiber, round harness cable assembly, plenum (OFNP), PanMPO Male to LC Uniboot staggered pairs 1 and 2 shortest, Std IL, Aqua, 37 ft. | PC | 1 | 1 | 1 | 1 | 730.92
07498374253 | FXTRP8NUSSNF037 | OM3 12-fiber round harness cable, plenum | OM3 12-fiber round harness cable assembly, plenum (OFNP) rated, PanMPO Male to LC Uniboot, 60cm (24 inch) equal breakout, Std. IL. | PC | 1 | 1 | 1 | 1 | 730.92
07498399077 | FZ8RL7NUSQNM009 | OM4 8 Fiber Round Harness LSZH PanMPO Fe | OM4 8-fiber round harness cable assembly, low smoke zero halogen (LSZH) rated, PanMPO female To LC Uniboot 60cm (24 inch), equal breakout, Std. IL, 9 meters. | PC | 1 | 1 | 1 | 1 | 731.08
07498398991 | FZ8RP7NUSQNM009 | 8-fiber OM4 Round Harness Plenum PanMPO | 8-fiber OM4 Round Harness Plenum PanMPO Female to LC Uniboot 60cm (24 inch) equal breakout 40G to 10G Std. IL - 9m | PC | 1 | 1 | 1 | 1 | 731.08
61305632302 | FZTRP5N5NBNF081 | OM4 12f Interconnect OFNP MPO F/MPO F Ty |  | PC | 1 | 1 | 1 | 1 | 731.26
07498311690 | FZ8RL7NQSVNM007 | OM4 8-Fiber Round 4 to 1 Conversion Harn | OM4 8-Fiber Round 4 to 1 Conversion Harness, LSZH, Female PanMPO to LC Push-Pull, 61cm breakout, Optimized IL - 7 meters | PC | 1 | 1 | 1 | 1 | 731.86
07498311972 | FZ8RL8NQSVNM007 | OM4 8-Fiber Round 4 to 1 Conversion Harn | OM4 8-Fiber Round 4 to 1 Conversion Harness, LSZH, Male PanMPO to LC Push-Pull, 61cm breakout, Optimized IL - 7 meters | PC | 1 | 1 | 1 | 1 | 731.86
61305626221 | FZTRP7N7NBNF058 | OM4 12f Interconnect OFNP PanMPO F/PanMP |  | PC | 1 | 1 | 1 | 1 | 731.92
07498310966 | FZ8RP7NQSVNF023 | OM4 8f Harness OFNP PanMPO F/PushPull LC | OM4 8-Fiber Round 4 to 1 Conversion Harness, Plenum, Female PanMPO to LC Push-Pull, 24-inch breakout, Optimized IL - 23 feet | PC | 1 | 1 | 1 | 1 | 732.02
07498311016 | FZ8RP8NQSVNF023 | OM4 8f Harness OFNP PanMPO M/PushPull LC | OM4 8-Fiber Round 4 to 1 Conversion Harness, Plenum, Male PanMPO to LC Push-Pull, 24-inch breakout, Optimized IL - 23 feet | PC | 1 | 1 | 1 | 1 | 732.02
07498393444 | FZTRP5N5NXNM016 | OM4 12 Fiber Interconnect Plenum MPO Fem | OM4 12 fiber interconnect plenum MPO female to MPO female, method A opt IL., with no pulling eye - 16 meters. | PC | 1 | 1 | 1 | 1 | 732.12
07498361130 | FZTRP7N7NXNM016 | OM4,12-Fiber,PLEM,PMPOf-PMPOf,16M | OM4 12 fiber, PanMPO interconnect cable assembly, plenum rated (OFNP), PanMPO Female To PanMPO Female, Method A, Optimized IL, with no pulling eye, Aqua, 16 meters | PC | 1 | 1 | 1 | 1 | 732.12
07498386707 | FZTRP7N7NYNM016 | OM4 12f Interconnect OFNP PanMPO F/PanMP | OM4 12 fiber interconnect cable assembly plenum (OFNP) rated Pan MPO female to Pan MPO female, Method B Optimized IL, with no pulling eye, 16 meters. | PC | 1 | 1 | 1 | 1 | 732.12
07498377291 | FZTRP8NUFSNF013 | OM4,12-Fiber,RndHrnss,PMPOm,1L,PLEM,13ft | OM4 12-fiber round harness cable assembly, plenum (OFNP) rated, PanMPO Male to LC Uniboot, staggered pair, 1 longest, Std IL, Aqua, 13 ft. | PC | 1 | 1 | 1 | 1 | 732.48
07498377053 | FZTRP8NUGSNF013 | OM4,12-Fiber,RndHrnss,PMPOm,1S,PLEM,13ft | OM4 12-fiber round harness cable assembly, plenum (OFNP) rated, PanMPO male to LC Uniboot staggered pair, 1 shortest, Std. IL. Aqua, 13 ft. | PC | 1 | 1 | 1 | 1 | 732.48
07498376503 | FZTRP8NUHSNF013 | OM4,12-Fiber,RndHrn,PMPOm,1-2L,PLEM,13ft | OM4 12-fiber round harness cable assembly, plenum (OFNP) rated, PanMPO Male to LC Uniboot staggered pairs, 1 and 2 longest, Std. IL. Aqua, 13 ft. | PC | 1 | 1 | 1 | 1 | 732.48
07498376819 | FZTRP8NUJSNF013 | OM4,12-Fiber,RndHrn,PMPOm,1-2S,PLEM,13ft | OM4 12-fiber round harness cable assembly, plenum (OFNP) rated, PanMPO Male to LC Uniboot, staggered pairs, 1 and 2 shortest, Std. IL. Aqua, 13 ft. | PC | 1 | 1 | 1 | 1 | 732.48
07498374795 | FZTRP8NUSSNF013 | OM4,12-Fiber,RndHarnessCbl,PLEM,13ft | OM4 12-fiber, round harness cable assembly, plenum (OFNP) rated, PanMPO Male to LC Uniboot 60cm (24 inch), equal breakout, Std IL, Aqua, 13 ft. | PC | 1 | 1 | 1 | 1 | 732.48
61305632855 | FZTRP5N5NXNF074 | OM4 12f Interconnect OFNP MPO F/MPO F Ty |  | PC | 1 | 1 | 1 | 1 | 732.84
61305633372 | FZTRP5N5NYNF074 | OM4 12f Interconnect OFNP MPO F/MPO F Ty |  | PC | 1 | 1 | 1 | 1 | 732.84
07498391651 | FZTRP5N5NANF058 | OM4,12-Fiber,PLEM,MPO/F-MPO/F,58ft | OM4 12 fiber, interconnect cable assembly, plenum (OFNP) rated, MPO female to MPO female, Method A Std IL, with no pulling eye 58 ft | PC | 1 | 1 | 1 | 1 | 732.92
07498357660 | FZTRP7N7NANF058 | Interconnect,12CT,OM4,MPO-MPO,A,58Ft. | OM4 12 fiber, PanMPO interconnect cable assembly, plenum rated (OFNP), PanMPO Female To PanMPO Female, Method A, Std IL with no pulling eye, Aqua, 58 ft | PC | 1 | 1 | 1 | 1 | 732.92
07498399224 | FZ8RP7NUSQNF030 | 8-fiber OM4 Round Harness Plenum PanMPO | 8-fiber OM4 round harness cable assembly, plenum (OFNP) rated, PanMPO Female to LC Uniboot with 60cm (24 inch) equal breakout, 40G to 10G Std. IL | PC | 1 | 1 | 1 | 1 | 733.2
61305619030 | FXURPENENXNF007 | OM324-Fbr,Intr,PLEM,A,24mpoF,AQ,7ft,EA | OM3 24 fiber, Interconnect, Plenum, 24F MPO Female to 24F MPO Female, Method A, Optimized IL, 7 ft, Aqua | PC | 1 | 1 | 1 | 1 | 733.36
61305619128 | FXURPENENYNF007 | OM324-Fbr,Intr,PLEM,B,24mpoF,AQ,7ft,EA | OM3 24 fiber, Interconnect, Plenum, 24F MPO Female to 24F MPO Female, Method B, Optimized IL, 7 ft, Aqua | PC | 1 | 1 | 1 | 1 | 733.36
61305632953 | FZTRP7N7NYNF053 | OM4 12f Interconnect OFNP PanMPO F/PanMP |  | PC | 1 | 1 | 1 | 1 | 733.48
07498374995 | FXTRP8NUJSNF038 | OM3,12-Fiber,RndHrnss,1-2Short,PLEM,38ft | OM3 12-fiber, round harness cable assembly, plenum (OFNP), PanMPO Male to LC Uniboot staggered pairs 1 and 2 shortest, Std IL, Aqua, 38 ft. | PC | 1 | 1 | 1 | 1 | 734.12
07498374254 | FXTRP8NUSSNF038 | OM3 12-fiber round harness cable, plenum | OM3 12-fiber round harness cable assembly, plenum (OFNP) rated, PanMPO Male to LC Uniboot, 60cm (24 inch) equal breakout, Std. IL. | PC | 1 | 1 | 1 | 1 | 734.12
61305617561 | FZ8RPJNJNXNF093 | OM48-Fbr,Intrc,PLEM,AQ,93ft,MtdA,EA | OM4 8 fiber, Interconnect, Plenum, PanMPO Female to PanMPO Female, Method A, Optimized IL, 93 Feet, Aqua | PC | 1 | 1 | 1 | 1 | 734.2
61305617659 | FZ8RPJNJNYNF093 | OM48-Fbr,Intrc,PLEM,AQ,93ft,MtdB,EA | OM4 8 fiber, Interconnect, Plenum, PanMPO Female to PanMPO Female, Method B, Optimized IL, 93 Feet, Aqua | PC | 1 | 1 | 1 | 1 | 734.2
07498369979 | FZTRL7N7NXNM017 | OM4,12-Fiber,LSZH,PMPOf-PMPOf,17M | OM4 12 fiber, optimized interconnect cable assembly, low smoke zero halogen (LSZH) rated, PanMPO female to PanMPO female, Method A, Optimized IL, with no pulling eye, Aqua, 17 meters | PC | 1 | 1 | 1 | 1 | 734.36
07498386729 | FZTRL7N7NYNM017 | OM4 12f Interconnect LSZH PanMPO F/PanMP | OM4 12 fiber interconnect cable assembly Low Smoke Zero Halogen (LSZH) PanMPO female to PanMPO female Method B Optimized IL, with no pulling eye, 17 meters. | PC | 1 | 1 | 1 | 1 | 734.36
61305600658 | FZTRP7N7NXNF053 | OM4 12f Interconnect OFNP PanMPO F/PanMP | OM4 12 Fiber Interconnect Plenum PanMPO Female To PanMPO Female Method A Optimized IL with no Pulling Eye - 53 Feet | PC | 1 | 1 | 1 | 1 | 734.38
61305632237 | FZTRP5N5NBNF082 | OM4 12f Interconnect OFNP MPO F/MPO F Ty |  | PC | 1 | 1 | 1 | 1 | 734.42
61305633940 | FZTRP5N5NBNM025 | OM4 12f Interconnect OFNP MPO F/MPO F Ty |  | PC | 1 | 1 | 1 | 1 | 734.42
07498308526 | FZTRP7NQSONF006 | OM4,12-Fiber,RndHarness,PLEM,6ft | OM4, 12-fiber, harness cable assembly, plenum rated, Female PanMPO to LC duplex with 61cm (24 Inch) equal breakout, Optimized IL,6 feet | PC | 1 | 1 | 1 | 1 | 735.04
07498308556 | FZTRP8NQSONF006 | OM4 12f Harness OFNP PanMPO M/PushPull L | OM4 12-Fiber Round Harness, Plenum, Male PanMPO to LC Push-Pull, 24-inch breakout, Optimized IL - 6 feet | PC | 1 | 1 | 1 | 1 | 735.04
61305633185 | FZTRL5N5NXNM024 | OM4 12f Interconnect LSZH MPO F/MPO F Ty |  | PC | 1 | 1 | 1 | 1 | 735.32
61305633230 | FZTRL5N5NYNM024 | OM4 12f Interconnect LSZH MPO F/MPO F Ty |  | PC | 1 | 1 | 1 | 1 | 735.32
61305617696 | FZ8RLJNJNXNM030 | OM48-Fbr,Intrc,LSZH,AQ,30M,MtdA,RL | OM4 8 fiber, Interconnect, LSZH, PanMPO Female to PanMPO Female, Method A, Optimized IL, 30 Meters, Aqua | PC | 1 | 1 | 1 | 1 | 735.8
61305617726 | FZ8RLJNJNYNM030 | OM48-Fbr,Intrc,LSZH,AQ,30M,MtdB,RL | OM4 8 fiber, Interconnect, LSZH, PanMPO Female to PanMPO Female, Method B, Optimized IL, 30 Meters, Aqua | PC | 1 | 1 | 1 | 1 | 735.8
61305633373 | FZTRP5N5NYNF075 | OM4 12f Interconnect OFNP MPO F/MPO F Ty |  | PC | 1 | 1 | 1 | 1 | 736
07498309311 | FZTRL7NQSONM002 | OM4,12-Fiber,RndHarness,LSZH,2M | OM4, 12-fiber, harness cable assembly, LSZH rated, Female PanMPO to LC duplex with 61cm (24 Inch) equal breakout, Optimized IL, 2m. | PC | 1 | 1 | 1 | 1 | 736.08
07498309325 | FZTRL8NQSONM002 | OM4 12-Fiber Round Harness, LSZH, Male P | OM4 12-Fiber Round Harness, LSZH, Male PanMPO to LC Push-Pull, 61cm breakout, Optimized IL - 2 meters | PC | 1 | 1 | 1 | 1 | 736.08
07498310967 | FZ8RP7NQSVNF024 | OM4 8f Harness OFNP PanMPO F/PushPull LC | OM4 8-Fiber Round 4 to 1 Conversion Harness, Plenum, Female PanMPO to LC Push-Pull, 24-inch breakout, Optimized IL - 24 feet | PC | 1 | 1 | 1 | 1 | 736.46
07498311017 | FZ8RP8NQSVNF024 | OM4 8f Harness OFNP PanMPO M/PushPull LC | OM4 8-Fiber Round 4 to 1 Conversion Harness, Plenum, Male PanMPO to LC Push-Pull, 24-inch breakout, Optimized IL - 24 feet | PC | 1 | 1 | 1 | 1 | 736.46
61305629506 | FZTRP5N5NBNM018 | OM4 12f Interconnect OFNP MPO F/MPO F Ty |  | PC | 1 | 1 | 1 | 1 | 736.5
07498377294 | FZTRP8NUFSNF014 | OM4,12-Fiber,RndHrnss,PMPOm,1L,PLEM,14ft | OM4 12-fiber round harness cable assembly, plenum (OFNP) rated, PanMPO Male to LC Uniboot, staggered pair, 1 longest, Std IL, Aqua, 14 ft. | PC | 1 | 1 | 1 | 1 | 736.92
07498377054 | FZTRP8NUGSNF014 | OM4,12-Fiber,RndHrnss,PMPOm,1S,PLEM,14ft | OM4 12-fiber round harness cable assembly, plenum (OFNP) rated, PanMPO male to LC Uniboot staggered pair, 1 shortest, Std. IL. Aqua, 14 ft. | PC | 1 | 1 | 1 | 1 | 736.92
07498376504 | FZTRP8NUHSNF014 | OM4,12-Fiber,RndHrn,PMPOm,1-2L,PLEM,14ft | OM4 12-fiber round harness cable assembly, plenum (OFNP) rated, PanMPO Male to LC Uniboot staggered pairs, 1 and 2 longest, Std. IL. Aqua, 14 ft. | PC | 1 | 1 | 1 | 1 | 736.92
07498376820 | FZTRP8NUJSNF014 | OM4,12-Fiber,RndHrn,PMPOm,1-2S,PLEM,14ft | OM4 12-fiber round harness cable assembly, plenum (OFNP) rated, PanMPO Male to LC Uniboot, staggered pairs, 1 and 2 shortest, Std. IL. Aqua, 14 ft. | PC | 1 | 1 | 1 | 1 | 736.92
07498374796 | FZTRP8NUSSNF014 | OM4,12-Fiber,RndHarnessCbl,PLEM,14ft | OM4 12-fiber, round harness cable assembly, plenum (OFNP) rated, PanMPO Male to LC Uniboot 60cm (24 inch), equal breakout, Std IL, Aqua, 14 ft. | PC | 1 | 1 | 1 | 1 | 736.92
61305629597 | FZTRL5N5NBNM019 | OM4 12f Interconnect LSZH MPO F/MPO F Ty |  | PC | 1 | 1 | 1 | 1 | 737.24
07498374996 | FXTRP8NUJSNF039 | OM3,12-Fiber,RndHrnss,1-2Short,PLEM,39ft | OM3 12-fiber, round harness cable assembly, plenum (OFNP), PanMPO Male to LC Uniboot staggered pairs 1 and 2 shortest, Std IL, Aqua, 39 ft. | PC | 1 | 1 | 1 | 1 | 737.28
07498374255 | FXTRP8NUSSNF039 | OM3 12-fiber round harness cable, plenum | OM3 12-fiber round harness cable assembly, plenum (OFNP) rated, PanMPO Male to LC Uniboot, 60cm (24 inch) equal breakout, Std. IL. | PC | 1 | 1 | 1 | 1 | 737.28
07498391652 | FZTRP5N5NANF059 | OM4,12-Fiber,PLEM,MPO/F-MPO/F,59ft | OM4 12 fiber, interconnect cable assembly, plenum (OFNP) rated, MPO female to MPO female, Method A Std IL, with no pulling eye 59 ft | PC | 1 | 1 | 1 | 1 | 737.36
07498357661 | FZTRP7N7NANF059 | Interconnect,12CT,OM4,MPO-MPO,A,59Ft. | OM4 12 fiber, PanMPO interconnect cable assembly, plenum rated (OFNP), PanMPO Female To PanMPO Female, Method A, Std IL with no pulling eye, Aqua, 59 ft | PC | 1 | 1 | 1 | 1 | 737.36
61305600553 | FZTRP7N7NBNF059 | OM4 12f Interconnect OFNP PanMPO F/PanMP | OM4 12 Fiber Interconnect Plenum PanMPO Female To PanMPO Female Method B Std. IL with no Pulling Eye - 59 Feet | PC | 1 | 1 | 1 | 1 | 737.36
61305633278 | FZTRP5N5NYNM023 | OM4 12f Interconnect OFNP MPO F/MPO F Ty |  | PC | 1 | 1 | 1 | 1 | 737.4
61305617562 | FZ8RPJNJNXNF094 | OM48-Fbr,Intrc,PLEM,AQ,94ft,MtdA,EA | OM4 8 fiber, Interconnect, Plenum, PanMPO Female to PanMPO Female, Method A, Optimized IL, 94 Feet, Aqua | PC | 1 | 1 | 1 | 1 | 737.54
61305617660 | FZ8RPJNJNYNF094 | OM48-Fbr,Intrc,PLEM,AQ,94ft,MtdB,EA | OM4 8 fiber, Interconnect, Plenum, PanMPO Female to PanMPO Female, Method B, Optimized IL, 94 Feet, Aqua | PC | 1 | 1 | 1 | 1 | 737.54
07498393331 | FZTRP5N5NANM018 | OM4 12 Fiber Interconnect Plenum MPO Fem | OM4 12-fiber, interconnect cable assembly, plenum (OFNP) rated, MPO female to MPO female, Method A Std. IL, with no pulling eye - 18 meters. | PC | 1 | 1 | 1 | 1 | 737.6
61305632303 | FZTRP5N5NBNF083 | OM4 12f Interconnect OFNP MPO F/MPO F Ty |  | PC | 1 | 1 | 1 | 1 | 737.6
07498361026 | FZTRP7N7NANM018 | OM4,12-Fiber,PanMPO/F-PanMPO/F,18M | OM4 12 fiber, PanMPO interconnect cable assembly, plenum rated (OFNP), PanMPO Female To PanMPO Female, Method A, Std IL, with no pulling eye, Aqua, 18 meters | PC | 1 | 1 | 1 | 1 | 737.6
07498387308 | FZTRP7N7NBNM018 | OM4 12f Interconnect OFNP PanMPO F/PanMP | OM4 12 fiber interconnect cable assembly, plenum (OFNP) rated, PanMPO female to PanMPO female, Method B Std IL with no pulling eye, 18 meters. | PC | 1 | 1 | 1 | 1 | 737.6
07498399225 | FZ8RP7NUSQNF031 | 8-fiber OM4 Round Harness Plenum PanMPO | 8-fiber OM4 round harness cable assembly, plenum (OFNP) rated, PanMPO Female to LC Uniboot with 60cm (24 inch) equal breakout, 40G to 10G Std. IL | PC | 1 | 1 | 1 | 1 | 737.66
61305632955 | FZTRP7N7NYNF054 | OM4 12f Interconnect OFNP PanMPO F/PanMP |  | PC | 1 | 1 | 1 | 1 | 737.9
07498389755 | FZTRL5N5NANM019 | OM4,12-Fiber,LSZH,MPO/Fm-MPO/Fm,19M | OM4 12 fiber, interconnect cable assembly, low smoke zero halogen (LSZH) rated, MPO female to MPO female, Method A Std IL with no pulling eye, Aqua, 19 meters | PC | 1 | 1 | 1 | 1 | 738.38
07498359423 | FZTRL7N7NANM019 | OM4,12-Fiber,LSZH,PMPOf-PMPOf,A,19M | OM4 12 fiber, PanMPO interconnect cable assembly, low smoke zero halogen (LSZH), PanMPO Female To PanMPO Female, method A, Std IL with no pulling eye, Aqua, 19 meters | PC | 1 | 1 | 1 | 1 | 738.38
07498387277 | FZTRL7N7NBNM019 | OM4 12f Interconnect LSZH PanMPO F/PanMP | OM4 12 fiber interconnect cable assembly Low Smoke Zero Halogen ( LSZH), PanMPO female to PanMPO female, Method B Std IL with no pulling eye, 19 meters. | PC | 1 | 1 | 1 | 1 | 738.38
61305600659 | FZTRP7N7NXNF054 | OM4 12f Interconnect OFNP PanMPO F/PanMP | OM4 12 Fiber Interconnect Plenum PanMPO Female To PanMPO Female Method A Optimized IL with no Pulling Eye - 54 Feet | PC | 1 | 1 | 1 | 1 | 738.86
61305619031 | FXURPENENXNF008 | OM324-Fbr,Intr,PLEM,A,24mpoF,AQ,8ft,EA | OM3 24 fiber, Interconnect, Plenum, 24F MPO Female to 24F MPO Female, Method A, Optimized IL, 8 ft, Aqua | PC | 1 | 1 | 1 | 1 | 739.08
61305619129 | FXURPENENYNF008 | OM324-Fbr,Intr,PLEM,B,24mpoF,AQ,8ft,EA | OM3 24 fiber, Interconnect, Plenum, 24F MPO Female to 24F MPO Female, Method B, Optimized IL, 8 ft, Aqua | PC | 1 | 1 | 1 | 1 | 739.08
61305632856 | FZTRP5N5NXNF076 | OM4 12f Interconnect OFNP MPO F/MPO F Ty |  | PC | 1 | 1 | 1 | 1 | 739.16
61305633374 | FZTRP5N5NYNF076 | OM4 12f Interconnect OFNP MPO F/MPO F Ty |  | PC | 1 | 1 | 1 | 1 | 739.16
07498308527 | FZTRP7NQSONF007 | OM4,12-Fiber,RndHarness,PLEM,7ft | OM4, 12-fiber, harness cable assembly, plenum rated, Female PanMPO to LC duplex with 61cm (24 Inch) equal breakout, Optimized IL, 3 feet | PC | 1 | 1 | 1 | 1 | 739.48
07498308557 | FZTRP8NQSONF007 | OM4 12f Harness OFNP PanMPO M/PushPull L | OM4 12-Fiber Round Harness, Plenum, Male PanMPO to LC Push-Pull, 24-inch breakout, Optimized IL - 7 feet | PC | 1 | 1 | 1 | 1 | 739.48
07498374997 | FXTRP8NUJSNF040 | OM3,12-Fiber,RndHrnss,1-2Short,PLEM,40ft | OM3 12-fiber, round harness cable assembly, plenum (OFNP), PanMPO Male to LC Uniboot staggered pairs 1 and 2 shortest, Std IL, Aqua, 40 ft. | PC | 1 | 1 | 1 | 1 | 740.46
07498374256 | FXTRP8NUSSNF040 | OM3 12-fiber round harness cable, plenum | OM3 12-fiber round harness cable assembly, plenum (OFNP) rated, PanMPO Male to LC Uniboot, 60cm (24 inch) equal breakout, Std. IL. | PC | 1 | 1 | 1 | 1 | 740.46
61305632304 | FZTRP5N5NBNF084 | OM4 12f Interconnect OFNP MPO F/MPO F Ty |  | PC | 1 | 1 | 1 | 1 | 740.78
61305617563 | FZ8RPJNJNXNF095 | OM48-Fbr,Intrc,PLEM,AQ,95ft,MtdA,EA | OM4 8 fiber, Interconnect, Plenum, PanMPO Female to PanMPO Female, Method A, Optimized IL, 95 Feet, Aqua | PC | 1 | 1 | 1 | 1 | 740.88
61305617661 | FZ8RPJNJNYNF095 | OM48-Fbr,Intrc,PLEM,AQ,95ft,MtdB,EA | OM4 8 fiber, Interconnect, Plenum, PanMPO Female to PanMPO Female, Method B, Optimized IL, 95 Feet, Aqua | PC | 1 | 1 | 1 | 1 | 740.88
07498311048 | FZ8RP7NQSVNF025 | OM4 8f Harness OFNP PanMPO F/PushPull LC | OM4 8-Fiber Round 4 to 1 Conversion Harness, Plenum, Female PanMPO to LC Push-Pull, 24-inch breakout, Optimized IL - 25 feet | PC | 1 | 1 | 1 | 1 | 740.92
07498311018 | FZ8RP8NQSVNF025 | OM4 8f Harness OFNP PanMPO M/PushPull LC | OM4 8-Fiber Round 4 to 1 Conversion Harness, Plenum, Male PanMPO to LC Push-Pull, 24-inch breakout, Optimized IL - 25 feet | PC | 1 | 1 | 1 | 1 | 740.92
61305633137 | FZTRL5N5NBNM027 | OM4 12f Interconnect LSZH MPO F/MPO F Ty |  | PC | 1 | 1 | 1 | 1 | 741.18
07498377295 | FZTRP8NUFSNF015 | OM4,12-Fiber,RndHarnessPLEM,15ft | OM4 12-fiber round harness cable assembly, plenum (OFNP) rated, PanMPO Male to LC Uniboot, staggered pair, 1 longest, Std IL, Aqua, 15 ft. | PC | 1 | 1 | 1 | 1 | 741.36
07498377055 | FZTRP8NUGSNF015 | OM4,12-Fiber,RndHrnss,PMPOm,1S,PLEM,15ft | OM4 12-fiber round harness cable assembly, plenum (OFNP) rated, PanMPO male to LC Uniboot staggered pair, 1 shortest, Std. IL. Aqua, 15 ft. | PC | 1 | 1 | 1 | 1 | 741.36
07498376505 | FZTRP8NUHSNF015 | OM4,12-Fiber,RndHrn,PMPOm,1-2L,PLEM,15ft | OM4 12-fiber round harness cable assembly, plenum (OFNP) rated, PanMPO Male to LC Uniboot staggered pairs, 1 and 2 longest, Std. IL. Aqua, 15 ft. | PC | 1 | 1 | 1 | 1 | 741.36
07498376821 | FZTRP8NUJSNF015 | OM4,12-Fiber,RndHrn,PMPOm,1-2S,PLEM,15ft | OM4 12-fiber round harness cable assembly, plenum (OFNP) rated, PanMPO Male to LC Uniboot, staggered pairs, 1 and 2 shortest, Std. IL. Aqua, 15 ft. | PC | 1 | 1 | 1 | 1 | 741.36
07498374797 | FZTRP8NUSSNF015 | OM4,12-Fiber,RndHarnessCbl,PLEM,15ft | OM4 12-fiber, round harness cable assembly, plenum (OFNP) rated, PanMPO Male to LC Uniboot 60cm (24 inch), equal breakout, Std IL, Aqua, 15 ft. | PC | 1 | 1 | 1 | 1 | 741.36
07498391653 | FZTRP5N5NANF060 | OM4,12-Fiber,PLEM,MPO/F-MPO/F,60ft | OM4 12 fiber, interconnect cable assembly, plenum (OFNP) rated, MPO female to MPO female, Method A Std IL, with no pulling eye 60 ft | PC | 1 | 1 | 1 | 1 | 741.82
07498357663 | FZTRP7N7NANF060 | Interconnect,12CT,OM4,MPO-MPO,A,60Ft. | OM4 12 fiber, PanMPO interconnect cable assembly, plenum rated (OFNP), PanMPO Female To PanMPO Female, Method A, Std IL with no pulling eye, Aqua, 60 ft | PC | 1 | 1 | 1 | 1 | 741.82
61305600554 | FZTRP7N7NBNF060 | OM4 12f Interconnect OFNP PanMPO F/PanMP | OM4 12 Fiber Interconnect Plenum PanMPO Female To PanMPO Female Method B Std. IL with no Pulling Eye - 60 Feet | PC | 1 | 1 | 1 | 1 | 741.82
07498399245 | FZ8RP7NUSQNF032 | 8-fiber OM4 Round Harness Plenum PanMPO | 8-fiber OM4 round harness cable assembly, plenum (OFNP) rated, PanMPO Female to LC Uniboot with 60cm (24 inch) equal breakout, 40G to 10G Std. IL | PC | 1 | 1 | 1 | 1 | 742.1
61305629473 | FZTRP5N5NXNF055 | OM4 12f Interconnect OFNP MPO F/MPO F Ty |  | PC | 1 | 1 | 1 | 1 | 742.36
61305632857 | FZTRP5N5NXNF077 | OM4 12f Interconnect OFNP MPO F/MPO F Ty |  | PC | 1 | 1 | 1 | 1 | 742.36
61305633375 | FZTRP5N5NYNF077 | OM4 12f Interconnect OFNP MPO F/MPO F Ty |  | PC | 1 | 1 | 1 | 1 | 742.36
61305632956 | FZTRP7N7NYNF055 | OM4 12f Interconnect OFNP PanMPO F/PanMP |  | PC | 1 | 1 | 1 | 1 | 742.36
07498309312 | FZTRL7NQSONM2.5 | OM4,12-Fiber,RndHarness,LSZH,2.5M | OM4, 12-fiber, harness cable assembly, LSZH rated, Female PanMPO to LC duplex with 61cm (24 Inch) equal breakout, Optimized IL, 2.5m. | PC | 1 | 1 | 1 | 1 | 743.02
07498309326 | FZTRL8NQSONM2.5 | OM4 12-Fiber Round Harness, LSZH, Male P | OM4 12-Fiber Round Harness, LSZH, Male PanMPO to LC Push-Pull, 61cm breakout, Optimized IL - 2.5 meters | PC | 1 | 1 | 1 | 1 | 743.02
61305600660 | FZTRP7N7NXNF055 | OM4 12f Interconnect OFNP PanMPO F/PanMP | OM4 12 Fiber Interconnect Plenum PanMPO Female To PanMPO Female Method A Optimized IL with no Pulling Eye - 55 Feet | PC | 1 | 1 | 1 | 1 | 743.3
07498374998 | FXTRP8NUJSNF041 | OM3,12-Fiber,RndHrnss,1-2Short,PLEM,41ft | OM3 12-fiber, round harness cable assembly, plenum (OFNP), PanMPO Male to LC Uniboot staggered pairs 1 and 2 shortest, Std IL, Aqua, 41 ft. | PC | 1 | 1 | 1 | 1 | 743.62
07498374257 | FXTRP8NUSSNF041 | OM3 12-fiber round harness cable, plenum | OM3 12-fiber round harness cable assembly, plenum (OFNP) rated, PanMPO Male to LC Uniboot, 60cm (24 inch) equal breakout, Std. IL. | PC | 1 | 1 | 1 | 1 | 743.62
61305632305 | FZTRP5N5NBNF085 | OM4 12f Interconnect OFNP MPO F/MPO F Ty |  | PC | 1 | 1 | 1 | 1 | 743.94
07498308528 | FZTRP7NQSONF008 | OM4,12-Fiber,RndHarness,PLEM,8ft | OM4, 12-fiber, harness cable assembly, plenum rated, Female PanMPO to LC duplex with 61cm (24 Inch) equal breakout, Optimized IL,8 feet | PC | 1 | 1 | 1 | 1 | 743.94
07498308558 | FZTRP8NQSONF008 | OM4 12f Harness OFNP PanMPO M/PushPull L | OM4 12-Fiber Round Harness, Plenum, Male PanMPO to LC Push-Pull, 24-inch breakout, Optimized IL - 8 feet | PC | 1 | 1 | 1 | 1 | 743.94
07498375138 | FZTRL8NUFSNM005 | OM4,12-Fiber,Rnd,HarnessCbl,LSZH,5M | OM4 12-fiber, round harness cable assembly, low smoke zero halogen (LSZH) rated, PanMPO Male to LC Uniboot staggered pair, 1 longest, Std. IL. Aqua, 5 meters. | PC | 1 | 1 | 1 | 1 | 743.98
07498375957 | FZTRL8NUGSNM005 | OM4,12-Fiber,RndHrnss,PMPOm,LSZH,5M | OM4 12-fiber, round harness cable assembly, low smoke zero halogen (LSZH) rated, PanMPO Male to LC Uniboot staggered pair, 1 shortest Std.IL, Aqua, 5 meters. | PC | 1 | 1 | 1 | 1 | 743.98
07498376058 | FZTRL8NUHSNM005 | OM4,12-Fiber,RndHrn,PMPOm,1-2L,LSZH,5M | OM4 12-fiber round harness cable assembly, low smoke zero halogen (LSZH) rated, PanMPO Male to LC Uniboot, staggered pairs, 1 and 2 Longest, Std. IL. Aqua, 5 meters. | PC | 1 | 1 | 1 | 1 | 743.98
07498376632 | FZTRL8NUJSNM005 | OM4,12-Fiber,RndHrn,PMPOm,1-2S,5M | OM4 12-fiber round harness cable assembly, low smoke zero halogen (LSZH) rated, PanMPO Male to LC Uniboot, staggered pair, 1 and 2 shortest, Std IL, Aqua, 5 meters. | PC | 1 | 1 | 1 | 1 | 743.98
07498375168 | FZTRL8NUSSNM005 | OM4,12-Fiber,RndHarnessCbl,LSZH,5M | OM4 12-fiber round harness cable assembly, low smoke zero halogen (LSZH) rated, PanMPO Male to LC Uniboot, 60cm (24 inch) equal breakout, Std. IL. Aqua, 5 meters. | PC | 1 | 1 | 1 | 1 | 743.98
61305617564 | FZ8RPJNJNXNF096 | OM48-Fbr,Intrc,PLEM,AQ,96ft,MtdA,EA | OM4 8 fiber, Interconnect, Plenum, PanMPO Female to PanMPO Female, Method A, Optimized IL, 96 Feet, Aqua | PC | 1 | 1 | 1 | 1 | 744.22
61305617662 | FZ8RPJNJNYNF096 | OM48-Fbr,Intrc,PLEM,AQ,96ft,MtdB,EA | OM4 8 fiber, Interconnect, Plenum, PanMPO Female to PanMPO Female, Method B, Optimized IL, 96 Feet, Aqua | PC | 1 | 1 | 1 | 1 | 744.22
61305619032 | FXURPENENXNF009 | OM324-Fbr,Intr,PLEM,A,24mpoF,AQ,9ft,EA | OM3 24 fiber, Interconnect, Plenum, 24F MPO Female to 24F MPO Female, Method A, Optimized IL, 9 ft, Aqua | PC | 1 | 1 | 1 | 1 | 744.82
61305619130 | FXURPENENYNF009 | OM324-Fbr,Intr,PLEM,B,24mpoF,AQ,9ft,EA | OM3 24 fiber, Interconnect, Plenum, 24F MPO Female to 24F MPO Female, Method B, Optimized IL, 9 ft, Aqua | PC | 1 | 1 | 1 | 1 | 744.82
61305633941 | FZTRP5N5NBNM026 | OM4 12f Interconnect OFNP MPO F/MPO F Ty |  | PC | 1 | 1 | 1 | 1 | 744.82
61305633231 | FZTRL5N5NYNM025 | OM4 12f Interconnect LSZH MPO F/MPO F Ty |  | PC | 1 | 1 | 1 | 1 | 745.2
07498311052 | FZ8RP7NQSVNF026 | OM4 8f Harness OFNP PanMPO F/PushPull LC | OM4 8-Fiber Round 4 to 1 Conversion Harness, Plenum, Female PanMPO to LC Push-Pull, 24-inch breakout, Optimized IL - 26 feet | PC | 1 | 1 | 1 | 1 | 745.36
07498311019 | FZ8RP8NQSVNF026 | OM4 8f Harness OFNP PanMPO M/PushPull LC | OM4 8-Fiber Round 4 to 1 Conversion Harness, Plenum, Male PanMPO to LC Push-Pull, 24-inch breakout, Optimized IL - 26 feet | PC | 1 | 1 | 1 | 1 | 745.36
61305632858 | FZTRP5N5NXNF078 | OM4 12f Interconnect OFNP MPO F/MPO F Ty |  | PC | 1 | 1 | 1 | 1 | 745.52
61305633376 | FZTRP5N5NYNF078 | OM4 12f Interconnect OFNP MPO F/MPO F Ty |  | PC | 1 | 1 | 1 | 1 | 745.52
07498399082 | FZ8RL7NUSQNM010 | OM4 8 Fiber Round Harness LSZH PanMPO Fe | OM4 8-fiber round harness cable assembly, low smoke zero halogen (LSZH) rated,PanMPO female To LC Uniboot 60cm (24 inch), equal breakout, Std. IL, 10 meters. | PC | 1 | 1 | 1 | 1 | 745.68
07498399493 | FZ8RP7NUSQNM010 | OM4 8 Fiber Round Harness Plenum PanMPO |  | PC | 1 | 1 | 1 | 1 | 745.68
07498377308 | FZTRP8NUFSNF016 | OM4,12-Fiber,RndHrnss,PMPOm,1L,PLEM,16ft | OM4 12-fiber round harness cable assembly, plenum (OFNP) rated, PanMPO Male to LC Uniboot, staggered pair, 1 longest, Std IL, Aqua, 16 ft. | PC | 1 | 1 | 1 | 1 | 745.8
07498377056 | FZTRP8NUGSNF016 | OM4,12-Fiber,RndHrnss,PMPOm,1S,PLEM,16ft | OM4 12-fiber round harness cable assembly, plenum (OFNP) rated, PanMPO male to LC Uniboot staggered pair, 1 shortest, Std. IL. Aqua, 16 ft. | PC | 1 | 1 | 1 | 1 | 745.8
07498376506 | FZTRP8NUHSNF016 | OM4,12-Fiber,RndHrn,PMPOm,1-2L,PLEM,16ft | OM4 12-fiber round harness cable assembly, plenum (OFNP) rated, PanMPO Male to LC Uniboot staggered pairs, 1 and 2 longest, Std. IL. Aqua, 16 ft. | PC | 1 | 1 | 1 | 1 | 745.8
07498376822 | FZTRP8NUJSNF016 | OM4,12-Fiber,RndHrn,PMPOm,1-2S,PLEM,16ft | OM4 12-fiber round harness cable assembly, plenum (OFNP) rated, PanMPO Male to LC Uniboot, staggered pairs, 1 and 2 shortest, Std. IL. Aqua, 16 ft. | PC | 1 | 1 | 1 | 1 | 745.8
07498374798 | FZTRP8NUSSNF016 | OM4,12-Fiber,RndHarnessCbl,PLEM,16ft | OM4 12-fiber, round harness cable assembly, plenum (OFNP) rated, PanMPO Male to LC Uniboot 60cm (24 inch), equal breakout, Std IL, Aqua, 16 ft. | PC | 1 | 1 | 1 | 1 | 745.8
07498391654 | FZTRP5N5NANF061 | OM4,12-Fiber,PLEM,MPO/F-MPO/F,61ft | OM4 12 fiber, interconnect cable assembly, plenum (OFNP) rated, MPO female to MPO female, Method A Std IL, with no pulling eye 61 ft | PC | 1 | 1 | 1 | 1 | 746.28
07498357665 | FZTRP7N7NANF061 | Interconnect,12CT,OM4,MPO-MPO,A,61Ft. | OM4 12 fiber, PanMPO interconnect cable assembly, plenum rated (OFNP), PanMPO Female To PanMPO Female, Method A, Std IL with no pulling eye, Aqua, 61 ft | PC | 1 | 1 | 1 | 1 | 746.28
61305600555 | FZTRP7N7NBNF061 | OM4 12f Interconnect OFNP PanMPO F/PanMP | OM4 12 Fiber Interconnect Plenum PanMPO Female To PanMPO Female Method B Std. IL with no Pulling Eye - 61 Feet | PC | 1 | 1 | 1 | 1 | 746.28
07498311704 | FZ8RL7NQSVNM008 | OM4 8-Fiber Round 4 to 1 Conversion Harn | OM4 8-Fiber Round 4 to 1 Conversion Harness, LSZH, Female PanMPO to LC Push-Pull, 61cm breakout, Optimized IL - 8 meters | PC | 1 | 1 | 1 | 1 | 746.44
07498311973 | FZ8RL8NQSVNM008 | OM4 8-Fiber Round 4 to 1 Conversion Harn | OM4 8-Fiber Round 4 to 1 Conversion Harness, LSZH, Male PanMPO to LC Push-Pull, 61cm breakout, Optimized IL - 8 meters | PC | 1 | 1 | 1 | 1 | 746.44
07498399244 | FZ8RP7NUSQNF033 | 8-fiber OM4 Round Harness Plenum PanMPO | 8-fiber OM4 round harness cable assembly, plenum (OFNP) rated, PanMPO Female to LC Uniboot with 60cm (24 inch) equal breakout, 40G to 10G Std. IL | PC | 1 | 1 | 1 | 1 | 746.56
07498393445 | FZTRP5N5NXNM017 | OM4 12 Fiber Interconnect Plenum MPO Fem | OM4 12 fiber interconnect plenum MPO female to MPO female, method A opt IL., with no pulling eye - 17 meters. | PC | 1 | 1 | 1 | 1 | 746.74
07498361131 | FZTRP7N7NXNM017 | OM4,12-Fiber,PLEM,PMPOf-PMPOf,17M | OM4 12 fiber, PanMPO interconnect cable assembly, plenum rated (OFNP), PanMPO Female To PanMPO Female, Method A, Optimized IL, with no pulling eye, Aqua, 17 meters | PC | 1 | 1 | 1 | 1 | 746.74
07498386708 | FZTRP7N7NYNM017 | OM4 12f Interconnect OFNP PanMPO F/PanMP | OM4 12 fiber interconnect cable assembly plenum (OFNP) rated Pan MPO female to Pan MPO female, Method B Optimized IL, with no pulling eye, 17 meters. | PC | 1 | 1 | 1 | 1 | 746.74
61305632957 | FZTRP7N7NYNF056 | OM4 12f Interconnect OFNP PanMPO F/PanMP |  | PC | 1 | 1 | 1 | 1 | 746.78
61305619424 | FXURLENENXNM003 | OM324-Fbr,Intr,LSZH,A,24mpoF,AQ,3M,RL | OM3 24 fiber, Interconnect, LSZH, 24F MPO Female to 24F MPO Female, Method A, Optimized IL, 3 m, Aqua | PC | 1 | 1 | 1 | 1 | 746.8
61305619454 | FXURLENENYNM003 | OM324-Fbr,Intr,LSZH,B,24mpoF,AQ,3M,RL | OM3 24 fiber, Interconnect, LSZH, 24F MPO Female to 24F MPO Female, Method B, Optimized IL, 3 m, Aqua | PC | 1 | 1 | 1 | 1 | 746.8
07498374999 | FXTRP8NUJSNF042 | OM3,12-Fiber,RndHrnss,1-2Short,PLEM,42ft | OM3 12-fiber, round harness cable assembly, plenum (OFNP), PanMPO Male to LC Uniboot staggered pairs 1 and 2 shortest, Std IL, Aqua, 42 ft. | PC | 1 | 1 | 1 | 1 | 746.82
07498374258 | FXTRP8NUSSNF042 | OM3 12-fiber round harness cable, plenum | OM3 12-fiber round harness cable assembly, plenum (OFNP) rated, PanMPO Male to LC Uniboot, 60cm (24 inch) equal breakout, Std. IL. | PC | 1 | 1 | 1 | 1 | 746.82
61305632306 | FZTRP5N5NBNF086 | OM4 12f Interconnect OFNP MPO F/MPO F Ty |  | PC | 1 | 1 | 1 | 1 | 747.1
61305617565 | FZ8RPJNJNXNF097 | OM48-Fbr,Intrc,PLEM,AQ,97ft,MtdA,EA | OM4 8 fiber, Interconnect, Plenum, PanMPO Female to PanMPO Female, Method A, Optimized IL, 97 Feet, Aqua | PC | 1 | 1 | 1 | 1 | 747.56
61305617663 | FZ8RPJNJNYNF097 | OM48-Fbr,Intrc,PLEM,AQ,97ft,MtdB,EA | OM4 8 fiber, Interconnect, Plenum, PanMPO Female to PanMPO Female, Method B, Optimized IL, 97 Feet, Aqua | PC | 1 | 1 | 1 | 1 | 747.56
61305600661 | FZTRP7N7NXNF056 | OM4 12f Interconnect OFNP PanMPO F/PanMP | OM4 12 Fiber Interconnect Plenum PanMPO Female To PanMPO Female Method A Optimized IL with no Pulling Eye - 56 Feet | PC | 1 | 1 | 1 | 1 | 747.76
61305633279 | FZTRP5N5NYNM024 | OM4 12f Interconnect OFNP MPO F/MPO F Ty |  | PC | 1 | 1 | 1 | 1 | 747.8
07498369982 | FZTRL7N7NXNM018 | OM4,12-Fiber,LSZH,PMPOf-PMPOf,18M | OM4 12 fiber, optimized interconnect cable assembly, low smoke zero halogen (LSZH) rated, PanMPO female to PanMPO female, Method A, Optimized IL, with no pulling eye, Aqua, 18 meters | PC | 1 | 1 | 1 | 1 | 748.26
07498386735 | FZTRL7N7NYNM018 | OM4 12f Interconnect LSZH PanMPO F/PanMP | OM4 12 fiber interconnect cable assembly Low Smoke Zero Halogen (LSZH) PanMPO female to PanMPO female Method B Optimized IL, with no pulling eye, 18 meters. | PC | 1 | 1 | 1 | 1 | 748.26
07498308529 | FZTRP7NQSONF009 | OM4,12-Fiber,RndHarness,PLEM,9ft | OM4, 12-fiber, harness cable assembly, plenum rated, Female PanMPO to LC duplex with 61cm (24 Inch) equal breakout, Optimized IL,9 feet | PC | 1 | 1 | 1 | 1 | 748.38
07498308559 | FZTRP8NQSONF009 | OM4 12f Harness OFNP PanMPO M/PushPull L | OM4 12-Fiber Round Harness, Plenum, Male PanMPO to LC Push-Pull, 24-inch breakout, Optimized IL - 9 feet | PC | 1 | 1 | 1 | 1 | 748.38
61305632859 | FZTRP5N5NXNF079 | OM4 12f Interconnect OFNP MPO F/MPO F Ty |  | PC | 1 | 1 | 1 | 1 | 748.68
61305633377 | FZTRP5N5NYNF079 | OM4 12f Interconnect OFNP MPO F/MPO F Ty |  | PC | 1 | 1 | 1 | 1 | 748.68
07498311054 | FZ8RP7NQSVNF027 | OM4 8f Harness OFNP PanMPO F/PushPull LC | OM4 8-Fiber Round 4 to 1 Conversion Harness, Plenum, Female PanMPO to LC Push-Pull, 24-inch breakout, Optimized IL - 27 feet | PC | 1 | 1 | 1 | 1 | 749.82
07498311022 | FZ8RP8NQSVNF027 | OM4 8f Harness OFNP PanMPO M/PushPull LC | OM4 8-Fiber Round 4 to 1 Conversion Harness, Plenum, Male PanMPO to LC Push-Pull, 24-inch breakout, Optimized IL - 27 feet | PC | 1 | 1 | 1 | 1 | 749.82
07498309313 | FZTRL7NQSONM003 | OM4,12-Fiber,RndHarness,LSZH,3M | OM4, 12-fiber, harness cable assembly, LSZH rated, Female PanMPO to LC duplex with 61cm (24 Inch) equal breakout, Optimized IL, 3m. | PC | 1 | 1 | 1 | 1 | 749.96
07498309327 | FZTRL8NQSONM003 | OM4 12-Fiber Round Harness, LSZH, Male P | OM4 12-Fiber Round Harness, LSZH, Male PanMPO to LC Push-Pull, 61cm breakout, Optimized IL - 3 meters | PC | 1 | 1 | 1 | 1 | 749.96
07498375001 | FXTRP8NUJSNF043 | OM3,12-Fiber,RndHrnss,1-2Short,PLEM,43ft | OM3 12-fiber, round harness cable assembly, plenum (OFNP), PanMPO Male to LC Uniboot staggered pairs 1 and 2 shortest, Std IL, Aqua, 43 ft. | PC | 1 | 1 | 1 | 1 | 750
07498374259 | FXTRP8NUSSNF043 | OM3 12-fiber round harness cable, plenum | OM3 12-fiber round harness cable assembly, plenum (OFNP) rated, PanMPO Male to LC Uniboot, 60cm (24 inch) equal breakout, Std. IL. | PC | 1 | 1 | 1 | 1 | 750
61305632307 | FZTRP5N5NBNF087 | OM4 12f Interconnect OFNP MPO F/MPO F Ty |  | PC | 1 | 1 | 1 | 1 | 750.28
07498377318 | FZTRP8NUFSNF017 | OM4,12-Fiber,RndHrnss,PMPOm,1L,PLEM,17ft | OM4 12-fiber round harness cable assembly, plenum (OFNP) rated, PanMPO Male to LC Uniboot, staggered pair, 1 longest, Std IL, Aqua, 17 ft. | PC | 1 | 1 | 1 | 1 | 750.28
07498377057 | FZTRP8NUGSNF017 | OM4,12-Fiber,RndHrnss,PMPOm,1S,PLEM,17ft | OM4 12-fiber round harness cable assembly, plenum (OFNP) rated, PanMPO male to LC Uniboot staggered pair, 1 shortest, Std. IL. Aqua, 17 ft. | PC | 1 | 1 | 1 | 1 | 750.28
07498376507 | FZTRP8NUHSNF017 | OM4,12-Fiber,RndHrn,PMPOm,1-2L,PLEM,17ft | OM4 12-fiber round harness cable assembly, plenum (OFNP) rated, PanMPO Male to LC Uniboot staggered pairs, 1 and 2 longest, Std. IL. Aqua, 17 ft. | PC | 1 | 1 | 1 | 1 | 750.28
07498376823 | FZTRP8NUJSNF017 | OM4,12-Fiber,RndHrn,PMPOm,1-2S,PLEM,17ft | OM4 12-fiber round harness cable assembly, plenum (OFNP) rated, PanMPO Male to LC Uniboot, staggered pairs, 1 and 2 shortest, Std. IL. Aqua, 17 ft. | PC | 1 | 1 | 1 | 1 | 750.28
07498374799 | FZTRP8NUSSNF017 | OM4,12-Fiber,RndHarnessCbl,PLEM,17ft | OM4 12-fiber, round harness cable assembly, plenum (OFNP) rated, PanMPO Male to LC Uniboot 60cm (24 inch), equal breakout, Std IL, Aqua, 17 ft. | PC | 1 | 1 | 1 | 1 | 750.28
61305619033 | FXURPENENXNF010 | OM324-Fbr,Intr,PLEM,A,24mpoF,AQ,10f,EA | OM3 24 fiber, Interconnect, Plenum, 24F MPO Female to 24F MPO Female, Method A, Optimized IL, 10 ft, Aqua | PC | 1 | 1 | 1 | 1 | 750.54
61305619131 | FXURPENENYNF010 | OM324-Fbr,Intr,PLEM,B,24mpoF,AQ,10f,EA | OM3 24 fiber, Interconnect, Plenum, 24F MPO Female to 24F MPO Female, Method B, Optimized IL, 10 ft, Aqua | PC | 1 | 1 | 1 | 1 | 750.54
07498391655 | FZTRP5N5NANF062 | OM4,12-Fiber,PLEM,MPO/F-MPO/F,62ft | OM4 12 fiber, interconnect cable assembly, plenum (OFNP) rated, MPO female to MPO female, Method A Std IL, with no pulling eye 62 ft | PC | 1 | 1 | 1 | 1 | 750.74
07498357668 | FZTRP7N7NANF062 | Interconnect,12CT,OM4,MPO-MPO,A,62Ft. | OM4 12 fiber, PanMPO interconnect cable assembly, plenum rated (OFNP), PanMPO Female To PanMPO Female, Method A, Std IL with no pulling eye, Aqua, 62 ft | PC | 1 | 1 | 1 | 1 | 750.74
61305600556 | FZTRP7N7NBNF062 | OM4 12f Interconnect OFNP PanMPO F/PanMP | OM4 12 Fiber Interconnect Plenum PanMPO Female To PanMPO Female Method B Std. IL with no Pulling Eye - 62 Feet | PC | 1 | 1 | 1 | 1 | 750.74
61305617566 | FZ8RPJNJNXNF098 | OM48-Fbr,Intrc,PLEM,AQ,98ft,MtdA,EA | OM4 8 fiber, Interconnect, Plenum, PanMPO Female to PanMPO Female, Method A, Optimized IL, 98 Feet, Aqua | PC | 1 | 1 | 1 | 1 | 750.88
61305617664 | FZ8RPJNJNYNF098 | OM48-Fbr,Intrc,PLEM,AQ,98ft,MtdB,EA | OM4 8 fiber, Interconnect, Plenum, PanMPO Female to PanMPO Female, Method B, Optimized IL, 98 Feet, Aqua | PC | 1 | 1 | 1 | 1 | 750.88
07498399246 | FZ8RP7NUSQNF034 | 8-fiber OM4 Round Harness Plenum PanMPO | 8-fiber OM4 round harness cable assembly, plenum (OFNP) rated, PanMPO Female to LC Uniboot with 60cm (24 inch) equal breakout, 40G to 10G Std. IL | PC | 1 | 1 | 1 | 1 | 750.98
61305629594 | FZTRL5N5NBNM020 | OM4 12f Interconnect LSZH MPO F/MPO F Ty |  | PC | 1 | 1 | 1 | 1 | 751.04
61305629504 | FZTRP5N5NBNM019 | OM4 12f Interconnect OFNP MPO F/MPO F Ty |  | PC | 1 | 1 | 1 | 1 | 751.04
61305632958 | FZTRP7N7NYNF057 | OM4 12f Interconnect OFNP PanMPO F/PanMP |  | PC | 1 | 1 | 1 | 1 | 751.22
61305632860 | FZTRP5N5NXNF080 | OM4 12f Interconnect OFNP MPO F/MPO F Ty |  | PC | 1 | 1 | 1 | 1 | 751.84
61305633378 | FZTRP5N5NYNF080 | OM4 12f Interconnect OFNP MPO F/MPO F Ty |  | PC | 1 | 1 | 1 | 1 | 751.84
07498393332 | FZTRP5N5NANM019 | OM4 12 Fiber Interconnect Plenum MPO Fem | OM4 12-fiber, interconnect cable assembly, plenum (OFNP) rated, MPO female to MPO female, Method A Std. IL, with no pulling eye - 19 meters. | PC | 1 | 1 | 1 | 1 | 752.22
07498361027 | FZTRP7N7NANM019 | OM4,12-Fiber,PanMPO/F-PanMPO/F,19M | OM4 12 fiber, PanMPO interconnect cable assembly, plenum rated (OFNP), PanMPO Female To PanMPO Female, Method A, Std IL, with no pulling eye, Aqua, 19 meters | PC | 1 | 1 | 1 | 1 | 752.22
07498387310 | FZTRP7N7NBNM019 | OM4 12f Interconnect OFNP PanMPO F/PanMP | OM4 12 fiber interconnect cable assembly, plenum (OFNP) rated, PanMPO female to PanMPO female, Method B Std IL with no pulling eye, 19 meters. | PC | 1 | 1 | 1 | 1 | 752.22
61305600662 | FZTRP7N7NXNF057 | OM4 12f Interconnect OFNP PanMPO F/PanMP | OM4 12 Fiber Interconnect Plenum PanMPO Female To PanMPO Female Method A Optimized IL with no Pulling Eye - 57 Feet | PC | 1 | 1 | 1 | 1 | 752.22
07498389756 | FZTRL5N5NANM020 | OM4,12-Fiber,LSZH,MPO/Fm-MPO/Fm,20M | OM4 12 fiber, interconnect cable assembly, low smoke zero halogen (LSZH) rated, MPO female to MPO female, Method A Std IL with no pulling eye, Aqua, 20 meters | PC | 1 | 1 | 1 | 1 | 752.28
07498359424 | FZTRL7N7NANM020 | OM4,12-Fiber,LSZH,PMPOf-PMPOf,A,20M | This 12 fiber cable assembly is an OM4 interconnect cable assembly. It is Low Smoke Zero Halogen (LSZH) rated and features PanMPO Female to PanMPO Female connectors. It is aqua, 20 meters in length and has Method A standard insertion loss with no pulling | PC | 1 | 1 | 1 | 1 | 752.28
07498387279 | FZTRL7N7NBNM020 | OM4 12f Interconnect LSZH PanMPO F/PanMP | OM4 12 fiber interconnect cable assembly Low Smoke Zero Halogen ( LSZH), PanMPO female to PanMPO female, Method B Std IL with no pulling eye, 20 meters. | PC | 1 | 1 | 1 | 1 | 752.28
07498308530 | FZTRP7NQSONF010 | OM4,12-Fiber,RndHarness,PLEM,10ft | OM4, 12-fiber, harness cable assembly, plenum rated, Female PanMPO to LC duplex with 61cm (24 Inch) equal breakout, Optimized IL,10 feet | PC | 1 | 1 | 1 | 1 | 752.86
07498308570 | FZTRP8NQSONF010 | OM4 12f Harness OFNP PanMPO M/PushPull L | OM4 12-Fiber Round Harness, Plenum, Male PanMPO to LC Push-Pull, 24-inch breakout, Optimized IL - 10 feet | PC | 1 | 1 | 1 | 1 | 752.86
07498375003 | FXTRP8NUJSNF044 | OM3,12-Fiber,RndHrnss,1-2Short,PLEM,44ft | OM3 12-fiber, round harness cable assembly, plenum (OFNP), PanMPO Male to LC Uniboot staggered pairs 1 and 2 shortest, Std IL, Aqua, 44 ft. | PC | 1 | 1 | 1 | 1 | 753.16
07498374260 | FXTRP8NUSSNF044 | OM3 12-fiber round harness cable, plenum | OM3 12-fiber round harness cable assembly, plenum (OFNP) rated, PanMPO Male to LC Uniboot, 60cm (24 inch) equal breakout, Std. IL. | PC | 1 | 1 | 1 | 1 | 753.16
61305632308 | FZTRP5N5NBNF088 | OM4 12f Interconnect OFNP MPO F/MPO F Ty |  | PC | 1 | 1 | 1 | 1 | 753.44
61305626222 | FZTRP7N7NBNF063 | OM4 12f Interconnect OFNP PanMPO F/PanMP |  | PC | 1 | 1 | 1 | 1 | 754.06
61305617567 | FZ8RPJNJNXNF099 | OM48-Fbr,Intrc,PLEM,AQ,99ft,MtdA,EA | OM4 8 fiber, Interconnect, Plenum, PanMPO Female to PanMPO Female, Method A, Optimized IL, 99 Feet, Aqua | PC | 1 | 1 | 1 | 1 | 754.22
61305617665 | FZ8RPJNJNYNF099 | OM48-Fbr,Intrc,PLEM,AQ,99ft,MtdB,EA | OM4 8 fiber, Interconnect, Plenum, PanMPO Female to PanMPO Female, Method B, Optimized IL, 99 Feet, Aqua | PC | 1 | 1 | 1 | 1 | 754.22
07498311056 | FZ8RP7NQSVNF028 | OM4 8f Harness OFNP PanMPO F/PushPull LC | OM4 8-Fiber Round 4 to 1 Conversion Harness, Plenum, Female PanMPO to LC Push-Pull, 24-inch breakout, Optimized IL - 28 feet | PC | 1 | 1 | 1 | 1 | 754.28
07498311027 | FZ8RP8NQSVNF028 | OM4 8f Harness OFNP PanMPO M/PushPull LC | OM4 8-Fiber Round 4 to 1 Conversion Harness, Plenum, Male PanMPO to LC Push-Pull, 24-inch breakout, Optimized IL - 28 feet | PC | 1 | 1 | 1 | 1 | 754.28
07498377323 | FZTRP8NUFSNF018 | OM4,12-Fiber,RndHrnss,PMPOm,1L,PLEM,18ft | OM4 12-fiber round harness cable assembly, plenum (OFNP) rated, PanMPO Male to LC Uniboot, staggered pair, 1 longest, Std IL, Aqua, 18 ft. | PC | 1 | 1 | 1 | 1 | 754.72
07498377058 | FZTRP8NUGSNF018 | OM4,12-Fiber,RndHrnss,PMPOm,1S,PLEM,18ft | OM4 12-fiber round harness cable assembly, plenum (OFNP) rated, PanMPO male to LC Uniboot staggered pair, 1 shortest, Std. IL. Aqua, 18 ft. | PC | 1 | 1 | 1 | 1 | 754.72
07498376508 | FZTRP8NUHSNF018 | OM4,12-Fiber,RndHrn,PMPOm,1-2L,PLEM,18ft | OM4 12-fiber round harness cable assembly, plenum (OFNP) rated, PanMPO Male to LC Uniboot staggered pairs, 1 and 2 longest, Std. IL. Aqua, 18 ft. | PC | 1 | 1 | 1 | 1 | 754.72
07498376824 | FZTRP8NUJSNF018 | OM4,12-Fiber,RndHrn,PMPOm,1-2S,PLEM,18ft | OM4 12-fiber round harness cable assembly, plenum (OFNP) rated, PanMPO Male to LC Uniboot, staggered pairs, 1 and 2 shortest, Std. IL. Aqua, 18 ft. | PC | 1 | 1 | 1 | 1 | 754.72
07498374800 | FZTRP8NUSSNF018 | OM4,12-Fiber,RndHarnessCbl,PLEM,18ft | OM4 12-fiber, round harness cable assembly, plenum (OFNP) rated, PanMPO Male to LC Uniboot 60cm (24 inch), equal breakout, Std IL, Aqua, 18 ft. | PC | 1 | 1 | 1 | 1 | 754.72
61305632861 | FZTRP5N5NXNF081 | OM4 12f Interconnect OFNP MPO F/MPO F Ty |  | PC | 1 | 1 | 1 | 1 | 755.02
61305633379 | FZTRP5N5NYNF081 | OM4 12f Interconnect OFNP MPO F/MPO F Ty |  | PC | 1 | 1 | 1 | 1 | 755.02
61305633186 | FZTRL5N5NXNM026 | OM4 12f Interconnect LSZH MPO F/MPO F Ty |  | PC | 1 | 1 | 1 | 1 | 755.06
61305633232 | FZTRL5N5NYNM026 | OM4 12f Interconnect LSZH MPO F/MPO F Ty |  | PC | 1 | 1 | 1 | 1 | 755.06
07498391656 | FZTRP5N5NANF063 | OM4,12-Fiber,PLEM,MPO/F-MPO/F,63ft | OM4 12 fiber, interconnect cable assembly, plenum (OFNP) rated, MPO female to MPO female, Method A Std IL, with no pulling eye 63 ft | PC | 1 | 1 | 1 | 1 | 755.18
07498357670 | FZTRP7N7NANF063 | Interconnect,12CT,OM4,MPO-MPO,A,63Ft. | OM4 12 fiber, PanMPO interconnect cable assembly, plenum rated (OFNP), PanMPO Female To PanMPO Female, Method A, Std IL with no pulling eye, Aqua, 63 ft | PC | 1 | 1 | 1 | 1 | 755.18
61305633942 | FZTRP5N5NBNM027 | OM4 12f Interconnect OFNP MPO F/MPO F Ty |  | PC | 1 | 1 | 1 | 1 | 755.2
07498399247 | FZ8RP7NUSQNF035 | 8-fiber OM4 Round Harness Plenum PanMPO | 8-fiber OM4 round harness cable assembly, plenum (OFNP) rated, PanMPO Female to LC Uniboot with 60cm (24 inch) equal breakout, 40G to 10G Std. IL | PC | 1 | 1 | 1 | 1 | 755.46
61305632959 | FZTRP7N7NYNF058 | OM4 12f Interconnect OFNP PanMPO F/PanMP |  | PC | 1 | 1 | 1 | 1 | 755.64
61305619034 | FXURPENENXNF011 | OM324-Fbr,Intr,PLEM,A,24mpoF,AQ,11f,EA | OM3 24 fiber, Interconnect, Plenum, 24F MPO Female to 24F MPO Female, Method A, Optimized IL, 11 ft, Aqua | PC | 1 | 1 | 1 | 1 | 756.26
61305619132 | FXURPENENYNF011 | OM324-Fbr,Intr,PLEM,B,24mpoF,AQ,11f,EA | OM3 24 fiber, Interconnect, Plenum, 24F MPO Female to 24F MPO Female, Method B, Optimized IL, 11 ft, Aqua | PC | 1 | 1 | 1 | 1 | 756.26
07498375004 | FXTRP8NUJSNF045 | OM3,12-Fiber,RndHrnss,1-2Short,PLEM,45ft | OM3 12-fiber, round harness cable assembly, plenum (OFNP), PanMPO Male to LC Uniboot staggered pairs 1 and 2 shortest, Std IL, Aqua, 45 ft. | PC | 1 | 1 | 1 | 1 | 756.38
07498374261 | FXTRP8NUSSNF045 | OM3 12-fiber round harness cable, plenum | OM3 12-fiber round harness cable assembly, plenum (OFNP) rated, PanMPO Male to LC Uniboot, 60cm (24 inch) equal breakout, Std. IL. | PC | 1 | 1 | 1 | 1 | 756.38
61305632309 | FZTRP5N5NBNF089 | OM4 12f Interconnect OFNP MPO F/MPO F Ty |  | PC | 1 | 1 | 1 | 1 | 756.6
61305600663 | FZTRP7N7NXNF058 | OM4 12f Interconnect OFNP PanMPO F/PanMP | OM4 12 Fiber Interconnect Plenum PanMPO Female To PanMPO Female Method A Optimized IL with no Pulling Eye - 58 Feet | PC | 1 | 1 | 1 | 1 | 756.64
07498309314 | FZTRL7NQSONM3.5 | OM4,12-Fiber,RndHarness,LSZH,3.5M | OM4, 12-fiber, harness cable assembly, LSZH rated, Female PanMPO to LC duplex with 61cm (24 Inch) equal breakout, Optimized IL, 3.5m. | PC | 1 | 1 | 1 | 1 | 756.92
07498309328 | FZTRL8NQSONM3.5 | OM4 12-Fiber Round Harness, LSZH, Male P | OM4 12-Fiber Round Harness, LSZH, Male PanMPO to LC Push-Pull, 61cm breakout, Optimized IL - 3.5 meters | PC | 1 | 1 | 1 | 1 | 756.92
07498308531 | FZTRP7NQSONF011 | OM4,12-Fiber,RndHarness,PLEM,11ft | OM4, 12-fiber, harness cable assembly, plenum rated, Female PanMPO to LC duplex with 61cm (24 Inch) equal breakout, Optimized IL,11 feet | PC | 1 | 1 | 1 | 1 | 757.28
07498308571 | FZTRP8NQSONF011 | OM4 12f Harness OFNP PanMPO M/PushPull L | OM4 12-Fiber Round Harness, Plenum, Male PanMPO to LC Push-Pull, 24-inch breakout, Optimized IL - 11 feet | PC | 1 | 1 | 1 | 1 | 757.28
61305617568 | FZ8RPJNJNXNF100 | OM48-Fbr,Intrc,PLEM,AQ,100ft,MtdA,EA | OM4 8 fiber, Interconnect, Plenum, PanMPO Female to PanMPO Female, Method A, Optimized IL, 100 Feet, Aqua | PC | 1 | 1 | 1 | 1 | 757.56
61305617666 | FZ8RPJNJNYNF100 | OM48-Fbr,Intrc,PLEM,AQ,100ft,MtdB,EA | OM4 8 fiber, Interconnect, Plenum, PanMPO Female to PanMPO Female, Method B, Optimized IL, 100 Feet, Aqua | PC | 1 | 1 | 1 | 1 | 757.56
07498375139 | FZTRL8NUFSNM006 | OM4,12-Fiber,Rnd,HarnessCbl,LSZH,6M | OM4 12-fiber, round harness cable assembly, low smoke zero halogen (LSZH) rated, PanMPO Male to LC Uniboot staggered pair, 1 longest, Std. IL. Aqua, 6 meters. | PC | 1 | 1 | 1 | 1 | 757.86
07498375958 | FZTRL8NUGSNM006 | OM4,12-Fiber,RndHrnss,PMPOm,LSZH,6M | OM4 12-fiber, round harness cable assembly, low smoke zero halogen (LSZH) rated, PanMPO Male to LC Uniboot staggered pair, 1 shortest Std.IL, Aqua, 6 meters. | PC | 1 | 1 | 1 | 1 | 757.86
07498376059 | FZTRL8NUHSNM006 | OM4,12-Fiber,RndHrn,PMPOm,1-2L,LSZH,6M | OM4 12-fiber round harness cable assembly, low smoke zero halogen (LSZH) rated, PanMPO Male to LC Uniboot, staggered pairs, 1 and 2 Longest, Std. IL. Aqua, 6 meters. | PC | 1 | 1 | 1 | 1 | 757.86
07498376633 | FZTRL8NUJSNM006 | OM4,12-Fiber,RndHrn,PMPOm,1-2S,6M | OM4 12-fiber round harness cable assembly, low smoke zero halogen (LSZH) rated, PanMPO Male to LC Uniboot, staggered pair, 1 and 2 shortest, Std IL, Aqua, 6 meters. | PC | 1 | 1 | 1 | 1 | 757.86
07498375169 | FZTRL8NUSSNM006 | OM4,12-Fiber,RndHarnessCbl,LSZH,6M | OM4 12-fiber round harness cable assembly, low smoke zero halogen (LSZH) rated, PanMPO Male to LC Uniboot, 60cm (24 inch) equal breakout, Std. IL. Aqua, 6 meters. | PC | 1 | 1 | 1 | 1 | 757.86
61305632862 | FZTRP5N5NXNF082 | OM4 12f Interconnect OFNP MPO F/MPO F Ty |  | PC | 1 | 1 | 1 | 1 | 758.18
61305633380 | FZTRP5N5NYNF082 | OM4 12f Interconnect OFNP MPO F/MPO F Ty |  | PC | 1 | 1 | 1 | 1 | 758.18
07498311066 | FZ8RP7NQSVNF029 | OM4 8f Harness OFNP PanMPO F/PushPull LC | OM4 8-Fiber Round 4 to 1 Conversion Harness, Plenum, Female PanMPO to LC Push-Pull, 24-inch breakout, Optimized IL - 29 feet | PC | 1 | 1 | 1 | 1 | 758.72
07498311028 | FZ8RP8NQSVNF029 | OM4 8f Harness OFNP PanMPO M/PushPull LC | OM4 8-Fiber Round 4 to 1 Conversion Harness, Plenum, Male PanMPO to LC Push-Pull, 24-inch breakout, Optimized IL - 29 feet | PC | 1 | 1 | 1 | 1 | 758.72
07498377342 | FZTRP8NUFSNF019 | OM4,12-Fiber,RndHrnss,PMPOm,1L,PLEM,19ft | OM4 12-fiber round harness cable assembly, plenum (OFNP) rated, PanMPO Male to LC Uniboot, staggered pair, 1 longest, Std IL, Aqua, 19 ft. | PC | 1 | 1 | 1 | 1 | 759.18
07498377144 | FZTRP8NUGSNF019 | OM4,12-Fiber,RndHrnss,PMPOm,1S,PLEM,19ft | OM4 12-fiber round harness cable assembly, plenum (OFNP) rated, PanMPO male to LC Uniboot staggered pair, 1 shortest, Std. IL. Aqua, 19 ft. | PC | 1 | 1 | 1 | 1 | 759.18
07498376509 | FZTRP8NUHSNF019 | OM4,12-Fiber,RndHrn,PMPOm,1-2L,PLEM,19ft | OM4 12-fiber round harness cable assembly, plenum (OFNP) rated, PanMPO Male to LC Uniboot staggered pairs, 1 and 2 longest, Std. IL. Aqua, 19 ft. | PC | 1 | 1 | 1 | 1 | 759.18
07498376825 | FZTRP8NUJSNF019 | OM4,12-Fiber,RndHrn,PMPOm,1-2S,PLEM,19ft | OM4 12-fiber round harness cable assembly, plenum (OFNP) rated, PanMPO Male to LC Uniboot, staggered pairs, 1 and 2 shortest, Std. IL. Aqua, 19 ft. | PC | 1 | 1 | 1 | 1 | 759.18
07498374801 | FZTRP8NUSSNF019 | OM4,12-Fiber,RndHarnessCbl,PLEM,19ft | OM4 12-fiber, round harness cable assembly, plenum (OFNP) rated, PanMPO Male to LC Uniboot 60cm (24 inch), equal breakout, Std IL, Aqua, 19 ft. | PC | 1 | 1 | 1 | 1 | 759.18
07498375006 | FXTRP8NUJSNF046 | OM3,12-Fiber,RndHrnss,1-2Short,PLEM,46ft | OM3 12-fiber, round harness cable assembly, plenum (OFNP), PanMPO Male to LC Uniboot staggered pairs 1 and 2 shortest, Std IL, Aqua, 46 ft. | PC | 1 | 1 | 1 | 1 | 759.54
07498374262 | FXTRP8NUSSNF046 | OM3 12-fiber round harness cable, plenum | OM3 12-fiber round harness cable assembly, plenum (OFNP) rated, PanMPO Male to LC Uniboot, 60cm (24 inch) equal breakout, Std. IL. | PC | 1 | 1 | 1 | 1 | 759.54
07498391658 | FZTRP5N5NANF064 | OM4,12-Fiber,PLEM,MPO/F-MPO/F,64ft | OM4 12 fiber, interconnect cable assembly, plenum (OFNP) rated, MPO female to MPO female, Method A Std IL, with no pulling eye 64 ft | PC | 1 | 1 | 1 | 1 | 759.64
07498357671 | FZTRP7N7NANF064 | Interconnect,12CT,OM4,MPO-MPO,A,64Ft. | OM4 12 fiber, PanMPO interconnect cable assembly, plenum rated (OFNP), PanMPO Female To PanMPO Female, Method A, Std IL with no pulling eye, Aqua, 64 ft | PC | 1 | 1 | 1 | 1 | 759.64
61305600557 | FZTRP7N7NBNF064 | OM4 12f Interconnect OFNP PanMPO F/PanMP | OM4 12 Fiber Interconnect Plenum PanMPO Female To PanMPO Female Method B Std. IL with no Pulling Eye - 64 Feet | PC | 1 | 1 | 1 | 1 | 759.64
61305632310 | FZTRP5N5NBNF090 | OM4 12f Interconnect OFNP MPO F/MPO F Ty |  | PC | 1 | 1 | 1 | 1 | 759.76
07498399248 | FZ8RP7NUSQNF036 | 8-fiber OM4 Round Harness Plenum PanMPO | 8-fiber OM4 round harness cable assembly, plenum (OFNP) rated, PanMPO Female to LC Uniboot with 60cm (24 inch) equal breakout, 40G to 10G Std. IL | PC | 1 | 1 | 1 | 1 | 759.9
61305632960 | FZTRP7N7NYNF059 | OM4 12f Interconnect OFNP PanMPO F/PanMP |  | PC | 1 | 1 | 1 | 1 | 760.08
07498399065 | FZ8RL7NUSQNM011 | OM4 8 Fiber Round Harness LSZH PanMPO Fe | OM4 8-fiber round harness cable assembly, low smoke zero halogen (LSZH) rated,PanMPO female To LC Uniboot 60cm (24 inch), equal breakout, Std. IL, 11 meters. | PC | 1 | 1 | 1 | 1 | 760.3
07498398994 | FZ8RP7NUSQNM011 | 8-fiber OM4 Round Harness Plenum PanMPO | 8-fiber OM4 Round Harness Plenum PanMPO Female to LC Uniboot 60cm (24 inch) equal breakout 40G to 10G Std. IL - 11m | PC | 1 | 1 | 1 | 1 | 760.3
07498311706 | FZ8RL7NQSVNM009 | OM4 8-Fiber Round 4 to 1 Conversion Harn | OM4 8-Fiber Round 4 to 1 Conversion Harness, LSZH, Female PanMPO to LC Push-Pull, 61cm breakout, Optimized IL - 9 meters | PC | 1 | 1 | 1 | 1 | 761.06
07498311974 | FZ8RL8NQSVNM009 | OM4 8-Fiber Round 4 to 1 Conversion Harn | OM4 8-Fiber Round 4 to 1 Conversion Harness, LSZH, Male PanMPO to LC Push-Pull, 61cm breakout, Optimized IL - 9 meters | PC | 1 | 1 | 1 | 1 | 761.06
61305600664 | FZTRP7N7NXNF059 | OM4 12f Interconnect OFNP PanMPO F/PanMP | OM4 12 Fiber Interconnect Plenum PanMPO Female To PanMPO Female Method A Optimized IL with no Pulling Eye - 59 Feet | PC | 1 | 1 | 1 | 1 | 761.1
61305632863 | FZTRP5N5NXNF083 | OM4 12f Interconnect OFNP MPO F/MPO F Ty |  | PC | 1 | 1 | 1 | 1 | 761.34
07498393446 | FZTRP5N5NXNM018 | OM4 12 Fiber Interconnect Plenum MPO Fem | OM4 12 fiber interconnect plenum MPO female to MPO female, method A opt IL., with no pulling eye - 18 meters. | PC | 1 | 1 | 1 | 1 | 761.34
61305633381 | FZTRP5N5NYNF083 | OM4 12f Interconnect OFNP MPO F/MPO F Ty |  | PC | 1 | 1 | 1 | 1 | 761.34
07498361132 | FZTRP7N7NXNM018 | OM4,12-Fiber,PLEM,PMPOf-PMPOf,18M | OM4 12 fiber, PanMPO interconnect cable assembly, plenum rated (OFNP), PanMPO Female To PanMPO Female, Method A, Optimized IL, with no pulling eye, Aqua, 18 meters | PC | 1 | 1 | 1 | 1 | 761.34
07498386712 | FZTRP7N7NYNM018 | OM4 12f Interconnect OFNP PanMPO F/PanMP | OM4 12 fiber interconnect cable assembly plenum (OFNP) rated Pan MPO female to Pan MPO female, Method B Optimized IL, with no pulling eye, 18 meters. | PC | 1 | 1 | 1 | 1 | 761.34
07498308532 | FZTRP7NQSONF012 | OM4,12-Fiber,RndHarness,PLEM,12ft | OM4, 12-fiber, harness cable assembly, plenum rated, Female PanMPO to LC duplex with 61cm (24 Inch) equal breakout, Optimized IL,12 feet | PC | 1 | 1 | 1 | 1 | 761.74
07498308603 | FZTRP8NQSONF012 | OM4 12f Harness OFNP PanMPO M/PushPull L | OM4 12-Fiber Round Harness, Plenum, Male PanMPO to LC Push-Pull, 24-inch breakout, Optimized IL - 12 feet | PC | 1 | 1 | 1 | 1 | 761.74
61305619035 | FXURPENENXNF012 | OM324-Fbr,Intr,PLEM,A,24mpoF,AQ,12f,EA | OM3 24 fiber, Interconnect, Plenum, 24F MPO Female to 24F MPO Female, Method A, Optimized IL, 12 ft, Aqua | PC | 1 | 1 | 1 | 1 | 762
61305619133 | FXURPENENYNF012 | OM324-Fbr,Intr,PLEM,B,24mpoF,AQ,12f,EA | OM3 24 fiber, Interconnect, Plenum, 24F MPO Female to 24F MPO Female, Method B, Optimized IL, 12 ft, Aqua | PC | 1 | 1 | 1 | 1 | 762
07498369983 | FZTRL7N7NXNM019 | OM4,12-Fiber,LSZH,PMPOf-PMPOf,19M | OM4 12 fiber, optimized interconnect cable assembly, low smoke zero halogen (LSZH) rated, PanMPO female to PanMPO female, Method A, Optimized IL, with no pulling eye, Aqua, 19 meters | PC | 1 | 1 | 1 | 1 | 762.14
07498386737 | FZTRL7N7NYNM019 | OM4 12f Interconnect LSZH PanMPO F/PanMP | OM4 12 fiber interconnect cable assembly Low Smoke Zero Halogen (LSZH) PanMPO female to PanMPO female Method B Optimized IL, with no pulling eye, 19 meters. | PC | 1 | 1 | 1 | 1 | 762.14
07498375007 | FXTRP8NUJSNF047 | OM3,12-Fiber,RndHrnss,1-2Short,PLEM,47ft | OM3 12-fiber, round harness cable assembly, plenum (OFNP), PanMPO Male to LC Uniboot staggered pairs 1 and 2 shortest, Std IL, Aqua, 47 ft. | PC | 1 | 1 | 1 | 1 | 762.72
07498374263 | FXTRP8NUSSNF047 | OM3 12-fiber round harness cable, plenum | OM3 12-fiber round harness cable assembly, plenum (OFNP) rated, PanMPO Male to LC Uniboot, 60cm (24 inch) equal breakout, Std. IL. | PC | 1 | 1 | 1 | 1 | 762.72
61305632311 | FZTRP5N5NBNF091 | OM4 12f Interconnect OFNP MPO F/MPO F Ty |  | PC | 1 | 1 | 1 | 1 | 762.94
07498311068 | FZ8RP7NQSVNF030 | OM4 8f Harness OFNP PanMPO F/PushPull LC | OM4 8-Fiber Round 4 to 1 Conversion Harness, Plenum, Female PanMPO to LC Push-Pull, 24-inch breakout, Optimized IL - 30 feet | PC | 1 | 1 | 1 | 1 | 763.18
07498311047 | FZ8RP8NQSVNF030 | OM4 8f Harness OFNP PanMPO M/PushPull LC | OM4 8-Fiber Round 4 to 1 Conversion Harness, Plenum, Male PanMPO to LC Push-Pull, 24-inch breakout, Optimized IL - 30 feet | PC | 1 | 1 | 1 | 1 | 763.18
07498377347 | FZTRP8NUFSNF020 | OM4,12-Fiber,RndHrnss,PMPOm,1L,PLEM,20ft | OM4 12-fiber round harness cable assembly, plenum (OFNP) rated, PanMPO Male to LC Uniboot, staggered pair, 1 longest, Std IL, Aqua, 20 ft. | PC | 1 | 1 | 1 | 1 | 763.64
07498377145 | FZTRP8NUGSNF020 | OM4,12-Fiber,RndHrnss,PMPOm,1S,PLEM,20ft | OM4 12-fiber round harness cable assembly, plenum (OFNP) rated, PanMPO male to LC Uniboot staggered pair, 1 shortest, Std. IL. Aqua, 20 ft. | PC | 1 | 1 | 1 | 1 | 763.64
07498376520 | FZTRP8NUHSNF020 | OM4,12-Fiber,RndHrn,PMPOm,1-2L,PLEM,20ft | OM4 12-fiber round harness cable assembly, plenum (OFNP) rated, PanMPO Male to LC Uniboot staggered pairs, 1 and 2 longest, Std. IL. Aqua, 20 ft. | PC | 1 | 1 | 1 | 1 | 763.64
07498376826 | FZTRP8NUJSNF020 | OM4,12-Fiber,RndHrn,PMPOm,1-2S,PLEM,20ft | OM4 12-fiber round harness cable assembly, plenum (OFNP) rated, PanMPO Male to LC Uniboot, staggered pairs, 1 and 2 shortest, Std. IL. Aqua, 20 ft. | PC | 1 | 1 | 1 | 1 | 763.64
07498374802 | FZTRP8NUSSNF020 | OM4,12-Fiber,RndHarnessCbl,PLEM,20ft | OM4 12-fiber, round harness cable assembly, plenum (OFNP) rated, PanMPO Male to LC Uniboot 60cm (24 inch), equal breakout, Std IL, Aqua, 20 ft. | PC | 1 | 1 | 1 | 1 | 763.64
07498309315 | FZTRL7NQSONM004 | OM4,12-Fiber,RndHarness,LSZH,4M | OM4, 12-fiber, harness cable assembly, LSZH rated, Female PanMPO to LC duplex with 61cm (24 Inch) equal breakout, Optimized IL, 4m. | PC | 1 | 1 | 1 | 1 | 763.84
07498309330 | FZTRL8NQSONM004 | OM4 12-Fiber Round Harness, LSZH, Male P | OM4 12-Fiber Round Harness, LSZH, Male PanMPO to LC Push-Pull, 61cm breakout, Optimized IL - 4 meters | PC | 1 | 1 | 1 | 1 | 763.84
07498391659 | FZTRP5N5NANF065 | OM4,12-Fiber,PLEM,MPO/F-MPO/F,65ft | OM4 12 fiber, interconnect cable assembly, plenum (OFNP) rated, MPO female to MPO female, Method A Std IL, with no pulling eye 65 ft | PC | 1 | 1 | 1 | 1 | 764.06
07498357674 | FZTRP7N7NANF065 | Interconnect,12CT,OM4,MPO-MPO,A,65Ft. | OM4 12 fiber, PanMPO interconnect cable assembly, plenum rated (OFNP), PanMPO Female To PanMPO Female, Method A, Std IL with no pulling eye, Aqua, 65 ft | PC | 1 | 1 | 1 | 1 | 764.06
61305600558 | FZTRP7N7NBNF065 | OM4 12f Interconnect OFNP PanMPO F/PanMP | OM4 12 Fiber Interconnect Plenum PanMPO Female To PanMPO Female Method B Std. IL with no Pulling Eye - 65 Feet | PC | 1 | 1 | 1 | 1 | 764.06
07498399249 | FZ8RP7NUSQNF037 | 8-fiber OM4 Round Harness Plenum PanMPO | 8-fiber OM4 round harness cable assembly, plenum (OFNP) rated, PanMPO Female to LC Uniboot with 60cm (24 inch) equal breakout, 40G to 10G Std. IL | PC | 1 | 1 | 1 | 1 | 764.36
61305629470 | FZTRP5N5NXNF060 | OM4 12f Interconnect OFNP MPO F/MPO F Ty |  | PC | 1 | 1 | 1 | 1 | 764.5
61305632864 | FZTRP5N5NXNF084 | OM4 12f Interconnect OFNP MPO F/MPO F Ty |  | PC | 1 | 1 | 1 | 1 | 764.5
61305633382 | FZTRP5N5NYNF084 | OM4 12f Interconnect OFNP MPO F/MPO F Ty |  | PC | 1 | 1 | 1 | 1 | 764.5
61305619425 | FXURLENENXNM004 | OM324-Fbr,Intr,LSZH,A,24mpoF,AQ,4M,RL | OM3 24 fiber, Interconnect, LSZH, 24F MPO Female to 24F MPO Female, Method A, Optimized IL, 4 m, Aqua | PC | 1 | 1 | 1 | 1 | 764.62
61305619455 | FXURLENENYNM004 | OM324-Fbr,Intr,LSZH,B,24mpoF,AQ,4M,RL | OM3 24 fiber, Interconnect, LSZH, 24F MPO Female to 24F MPO Female, Method B, Optimized IL, 4 m, Aqua | PC | 1 | 1 | 1 | 1 | 764.62
61305629591 | FZTRL5N5NBNM021 | OM4 12f Interconnect LSZH MPO F/MPO F Ty |  | PC | 1 | 1 | 1 | 1 | 764.86
61305633187 | FZTRL5N5NXNM027 | OM4 12f Interconnect LSZH MPO F/MPO F Ty |  | PC | 1 | 1 | 1 | 1 | 764.92
61305633233 | FZTRL5N5NYNM027 | OM4 12f Interconnect LSZH MPO F/MPO F Ty |  | PC | 1 | 1 | 1 | 1 | 764.92
61305600665 | FZTRP7N7NXNF060 | OM4 12f Interconnect OFNP PanMPO F/PanMP | OM4 12 Fiber Interconnect Plenum PanMPO Female To PanMPO Female Method A Optimized IL with no Pulling Eye - 60 Feet | PC | 1 | 1 | 1 | 1 | 765.56
61305600706 | FZTRP7N7NYNF060 | OM4 12f Interconnect OFNP PanMPO F/PanMP | OM4 12 Fiber Interconnect Plenum PanMPO Female To PanMPO Female Method B Optimized IL with no Pulling Eye - 60 Feet | PC | 1 | 1 | 1 | 1 | 765.56
61305629501 | FZTRP5N5NBNM020 | OM4 12f Interconnect OFNP MPO F/MPO F Ty |  | PC | 1 | 1 | 1 | 1 | 765.6
61305633943 | FZTRP5N5NBNM028 | OM4 12f Interconnect OFNP MPO F/MPO F Ty |  | PC | 1 | 1 | 1 | 1 | 765.6
07498375008 | FXTRP8NUJSNF048 | OM3,12-Fiber,RndHrnss,1-2Short,PLEM,48ft | OM3 12-fiber, round harness cable assembly, plenum (OFNP), PanMPO Male to LC Uniboot staggered pairs 1 and 2 shortest, Std IL, Aqua, 48 ft. | PC | 1 | 1 | 1 | 1 | 765.9
07498374264 | FXTRP8NUSSNF048 | OM3 12-fiber round harness cable, plenum | OM3 12-fiber round harness cable assembly, plenum (OFNP) rated, PanMPO Male to LC Uniboot, 60cm (24 inch) equal breakout, Std. IL. | PC | 1 | 1 | 1 | 1 | 765.9
61305632312 | FZTRP5N5NBNF092 | OM4 12f Interconnect OFNP MPO F/MPO F Ty |  | PC | 1 | 1 | 1 | 1 | 766.1
07498389757 | FZTRL5N5NANM021 | OM4,12-Fiber,LSZH,MPO/Fm-MPO/Fm,21M | OM4 12 fiber, interconnect cable assembly, low smoke zero halogen (LSZH) rated, MPO female to MPO female, Method A Std IL with no pulling eye, Aqua, 21 meters | PC | 1 | 1 | 1 | 1 | 766.14
07498359425 | FZTRL7N7NANM021 | OM4,12-Fiber,LSZH,PMPOf-PMPOf,A,21M | OM4 12 fiber, PanMPO interconnect cable assembly, low smoke zero halogen (LSZH), PanMPO Female To PanMPO Female, method A, Std IL with no pulling eye, Aqua, 21 meters | PC | 1 | 1 | 1 | 1 | 766.14
07498387282 | FZTRL7N7NBNM021 | OM4 12f Interconnect LSZH PanMPO F/PanMP | OM4 12 fiber interconnect cable assembly Low Smoke Zero Halogen ( LSZH), PanMPO female to PanMPO female, Method B Std IL with no pulling eye, 21 meters. | PC | 1 | 1 | 1 | 1 | 766.14
07498308516 | FZTRP7NQSONF013 | OM4,12-Fiber,RndHarness,PLEM,13ft | OM4, 12-fiber, harness cable assembly, plenum rated, Female PanMPO to LC duplex with 61cm (24 Inch) equal breakout, Optimized IL,13 feet | PC | 1 | 1 | 1 | 1 | 766.18
07498308605 | FZTRP8NQSONF013 | OM4 12f Harness OFNP PanMPO M/PushPull L | OM4 12-Fiber Round Harness, Plenum, Male PanMPO to LC Push-Pull, 24-inch breakout, Optimized IL - 13 feet | PC | 1 | 1 | 1 | 1 | 766.18
07498393333 | FZTRP5N5NANM020 | OM4 12 Fiber Interconnect Plenum MPO Fem | OM4 12-fiber, interconnect cable assembly, plenum (OFNP) rated, MPO female to MPO female, Method A Std. IL, with no pulling eye - 20 meters. | PC | 1 | 1 | 1 | 1 | 766.82
07498361028 | FZTRP7N7NANM020 | OM4,12-Fiber,PanMPO/F-PanMPO/F,20M | This 12 fiber cable assembly is an OM4 interconnect cable assembly. It is Plenum (OFNP) rated and features PanMPO female to PanMPO female connectors. It is aqua, 20 meters in length and has Method A standard insertion loss with no pulling eye. | PC | 1 | 1 | 1 | 1 | 766.82
07498387311 | FZTRP7N7NBNM020 | OM4 12f Interconnect OFNP PanMPO F/PanMP | OM4 12 fiber interconnect cable assembly, plenum (OFNP) rated, PanMPO female to PanMPO female, Method B Std IL with no pulling eye, 20 meters. | PC | 1 | 1 | 1 | 1 | 766.82
61305633383 | FZTRP5N5NYNF085 | OM4 12f Interconnect OFNP MPO F/MPO F Ty |  | PC | 1 | 1 | 1 | 1 | 767.68
61305619036 | FXURPENENXNF013 | OM324-Fbr,Intr,PLEM,A,24mpoF,AQ,13f,EA | OM3 24 fiber, Interconnect, Plenum, 24F MPO Female to 24F MPO Female, Method A, Optimized IL, 13 ft, Aqua | PC | 1 | 1 | 1 | 1 | 767.72
61305619134 | FXURPENENYNF013 | OM324-Fbr,Intr,PLEM,B,24mpoF,AQ,13f,EA | OM3 24 fiber, Interconnect, Plenum, 24F MPO Female to 24F MPO Female, Method B, Optimized IL, 13 ft, Aqua | PC | 1 | 1 | 1 | 1 | 767.72
07498377362 | FZTRP8NUFSNF021 | OM4,12-Fiber,RndHrnss,PMPOm,1L,PLEM,21ft | OM4 12-fiber round harness cable assembly, plenum (OFNP) rated, PanMPO Male to LC Uniboot, staggered pair, 1 longest, Std IL, Aqua, 21 ft. | PC | 1 | 1 | 1 | 1 | 768.08
07498377146 | FZTRP8NUGSNF021 | OM4,12-Fiber,RndHrnss,PMPOm,1S,PLEM,21ft | OM4 12-fiber round harness cable assembly, plenum (OFNP) rated, PanMPO male to LC Uniboot staggered pair, 1 shortest, Std. IL. Aqua, 21 ft. | PC | 1 | 1 | 1 | 1 | 768.08
07498376521 | FZTRP8NUHSNF021 | OM4,12-Fiber,RndHrn,PMPOm,1-2L,PLEM,21ft | OM4 12-fiber round harness cable assembly, plenum (OFNP) rated, PanMPO Male to LC Uniboot staggered pairs, 1 and 2 longest, Std. IL. Aqua, 21 ft. | PC | 1 | 1 | 1 | 1 | 768.08
07498376827 | FZTRP8NUJSNF021 | OM4,12-Fiber,RndHrn,PMPOm,1-2S,PLEM,21ft | OM4 12-fiber round harness cable assembly, plenum (OFNP) rated, PanMPO Male to LC Uniboot, staggered pairs, 1 and 2 shortest, Std. IL. Aqua, 21 ft. | PC | 1 | 1 | 1 | 1 | 768.08
07498374803 | FZTRP8NUSSNF021 | OM4,12-Fiber,RndHarnessCbl,PLEM,21ft | OM4 12-fiber, round harness cable assembly, plenum (OFNP) rated, PanMPO Male to LC Uniboot 60cm (24 inch), equal breakout, Std IL, Aqua, 21 ft. | PC | 1 | 1 | 1 | 1 | 768.08
07498391662 | FZTRP5N5NANF066 | OM4,12-Fiber,PLEM,MPO/F-MPO/F,66ft | OM4 12 fiber, interconnect cable assembly, plenum (OFNP) rated, MPO female to MPO female, Method A Std IL, with no pulling eye 66 ft | PC | 1 | 1 | 1 | 1 | 768.52
07498357675 | FZTRP7N7NANF066 | Interconnect,12CT,OM4,MPO-MPO,A,66Ft. | OM4 12 fiber, PanMPO interconnect cable assembly, plenum rated (OFNP), PanMPO Female To PanMPO Female, Method A, Std IL with no pulling eye, Aqua, 66 ft | PC | 1 | 1 | 1 | 1 | 768.52
61305600559 | FZTRP7N7NBNF066 | OM4 12f Interconnect OFNP PanMPO F/PanMP | OM4 12 Fiber Interconnect Plenum PanMPO Female To PanMPO Female Method B Std. IL with no Pulling Eye - 66 Feet | PC | 1 | 1 | 1 | 1 | 768.52
61305633280 | FZTRP5N5NYNM026 | OM4 12f Interconnect OFNP MPO F/MPO F Ty |  | PC | 1 | 1 | 1 | 1 | 768.58
07498399250 | FZ8RP7NUSQNF038 | 8-fiber OM4 Round Harness Plenum PanMPO | 8-fiber OM4 round harness cable assembly, plenum (OFNP) rated, PanMPO Female to LC Uniboot with 60cm (24 inch) equal breakout, 40G to 10G Std. IL | PC | 1 | 1 | 1 | 1 | 768.8
61305632961 | FZTRP7N7NYNF061 | OM4 12f Interconnect OFNP PanMPO F/PanMP |  | PC | 1 | 1 | 1 | 1 | 768.94
07498375009 | FXTRP8NUJSNF049 | OM3,12-Fiber,RndHrnss,1-2Short,PLEM,49ft | OM3 12-fiber, round harness cable assembly, plenum (OFNP), PanMPO Male to LC Uniboot staggered pairs 1 and 2 shortest, Std IL, Aqua, 49 ft. | PC | 1 | 1 | 1 | 1 | 769.08
07498374266 | FXTRP8NUSSNF049 | OM3 12-fiber round harness cable, plenum | OM3 12-fiber round harness cable assembly, plenum (OFNP) rated, PanMPO Male to LC Uniboot, 60cm (24 inch) equal breakout, Std. IL. | PC | 1 | 1 | 1 | 1 | 769.08
61305632313 | FZTRP5N5NBNF093 | OM4 12f Interconnect OFNP MPO F/MPO F Ty |  | PC | 1 | 1 | 1 | 1 | 769.26
61305600666 | FZTRP7N7NXNF061 | OM4 12f Interconnect OFNP PanMPO F/PanMP | OM4 12 Fiber Interconnect Plenum PanMPO Female To PanMPO Female Method A Optimized IL with no Pulling Eye - 61 Feet | PC | 1 | 1 | 1 | 1 | 770.02
07498308533 | FZTRP7NQSONF014 | OM4,12-Fiber,RndHarness,PLEM,14ft | OM4, 12-fiber, harness cable assembly, plenum rated, Female PanMPO to LC duplex with 61cm (24 Inch) equal breakout, Optimized IL,14 feet | PC | 1 | 1 | 1 | 1 | 770.64
07498308606 | FZTRP8NQSONF014 | OM4 12f Harness OFNP PanMPO M/PushPull L | OM4 12-Fiber Round Harness, Plenum, Male PanMPO to LC Push-Pull, 24-inch breakout, Optimized IL - 14 feet | PC | 1 | 1 | 1 | 1 | 770.64
07498309316 | FZTRL7NQSONM4.5 | OM4,12-Fiber,RndHarness,LSZH,4.5M | OM4, 12-fiber, harness cable assembly, LSZH rated, Female PanMPO to LC duplex with 61cm (24 Inch) equal breakout, Optimized IL, 4.5m. | PC | 1 | 1 | 1 | 1 | 770.78
07498309331 | FZTRL8NQSONM4.5 | OM4 12-Fiber Round Harness, LSZH, Male P | OM4 12-Fiber Round Harness, LSZH, Male PanMPO to LC Push-Pull, 61cm breakout, Optimized IL - 4.5 meters | PC | 1 | 1 | 1 | 1 | 770.78
61305632865 | FZTRP5N5NXNF086 | OM4 12f Interconnect OFNP MPO F/MPO F Ty |  | PC | 1 | 1 | 1 | 1 | 770.84
61305633384 | FZTRP5N5NYNF086 | OM4 12f Interconnect OFNP MPO F/MPO F Ty |  | PC | 1 | 1 | 1 | 1 | 770.84
61305619538 | FXURPEN74XNF003 | OM324-Fbr,Intr,PLEM,A,12fbrF,AQ,3ft,EA | OM3 24-fiber, Interconnect, Plenum, 24F MPO Female to (2) 12-fiber Female PanMPO, Method A, Optimized IL, 3 Feet, Aqua. | PC | 1 | 1 | 1 | 1 | 771.66
61305619633 | FXURPEN74YNF003 | OM324-Fbr,Intr,PLEM,B,12fbrF,AQ,3ft,EA | OM3 24-fiber, Interconnect, Plenum, 24F MPO Female to (2) 12-fiber Female PanMPO, Method B, Optimized IL, 3 Feet, Aqua. | PC | 1 | 1 | 1 | 1 | 771.66
07498375140 | FZTRL8NUFSNM007 | OM4,12-Fiber,Rnd,HarnessCbl,LSZH,7M | OM4 12-fiber, round harness cable assembly, low smoke zero halogen (LSZH) rated, PanMPO Male to LC Uniboot staggered pair, 1 longest, Std. IL. Aqua, 7 meters. | PC | 1 | 1 | 1 | 1 | 771.74
07498375959 | FZTRL8NUGSNM007 | OM4,12-Fiber,RndHrnss,PMPOm,LSZH,7M | OM4 12-fiber, round harness cable assembly, low smoke zero halogen (LSZH) rated, PanMPO Male to LC Uniboot staggered pair, 1 shortest Std.IL, Aqua, 7 meters. | PC | 1 | 1 | 1 | 1 | 771.74
07498376060 | FZTRL8NUHSNM007 | OM4,12-Fiber,RndHrn,PMPOm,1-2L,LSZH,7M | OM4 12-fiber round harness cable assembly, low smoke zero halogen (LSZH) rated, PanMPO Male to LC Uniboot, staggered pairs, 1 and 2 Longest, Std. IL. Aqua, 7 meters. | PC | 1 | 1 | 1 | 1 | 771.74
07498376634 | FZTRL8NUJSNM007 | OM4,12-Fiber,RndHrn,PMPOm,1-2S,7M | OM4 12-fiber round harness cable assembly, low smoke zero halogen (LSZH) rated, PanMPO Male to LC Uniboot, staggered pair, 1 and 2 shortest, Std IL, Aqua, 7 meters. | PC | 1 | 1 | 1 | 1 | 771.74
07498375170 | FZTRL8NUSSNM007 | OM4,12-Fiber,RndHarnessCbl,LSZH,7M | OM4 12-fiber round harness cable assembly, low smoke zero halogen (LSZH) rated, PanMPO Male to LC Uniboot, 60cm (24 inch) equal breakout, Std. IL. Aqua, 7 meters. | PC | 1 | 1 | 1 | 1 | 771.74
07498375013 | FXTRP8NUJSNF050 | OM3,12-Fiber,RndHrnss,1-2Short,PLEM,50ft | OM3 12-fiber, round harness cable assembly, plenum (OFNP), PanMPO Male to LC Uniboot staggered pairs 1 and 2 shortest, Std IL, Aqua, 50 ft. | PC | 1 | 1 | 1 | 1 | 772.26
07498374267 | FXTRP8NUSSNF050 | OM3 12-fiber round harness cable, plenum | OM3 12-fiber round harness cable assembly, plenum (OFNP) rated, PanMPO Male to LC Uniboot, 60cm (24 inch) equal breakout, Std. IL. | PC | 1 | 1 | 1 | 1 | 772.26
61305619754 | FXURLEN74XNM001 | OM324-Fiber,Interc,LSZH,AQ,MethodA,EA | OM3 24-fiber, Interconnect, LSZH, 24F MPO Female to (2) 12-fiber Female PanMPO, Method A, Optimized IL, 1 Meter, Aqua. | PC | 1 | 1 | 1 | 1 | 772.3
61305619784 | FXURLEN74YNM001 | OM324-Fiber,Interc,LSZH,AQ,MethodB,EA | OM3 24-fiber, Interconnect, LSZH, 24F MPO Female to (2) 12-fiber Female PanMPO, Method B, Optimized IL, 1 Meter, Aqua. | PC | 1 | 1 | 1 | 1 | 772.3
61305632314 | FZTRP5N5NBNF094 | OM4 12f Interconnect OFNP MPO F/MPO F Ty |  | PC | 1 | 1 | 1 | 1 | 772.42
07498377365 | FZTRP8NUFSNF022 | OM4,12-Fiber,RndHrnss,PMPOm,1L,PLEM,22ft | OM4 12-fiber round harness cable assembly, plenum (OFNP) rated, PanMPO Male to LC Uniboot, staggered pair, 1 longest, Std IL, Aqua, 22 ft. | PC | 1 | 1 | 1 | 1 | 772.54
07498377147 | FZTRP8NUGSNF022 | OM4,12-Fiber,RndHrnss,PMPOm,1S,PLEM,22ft | OM4 12-fiber round harness cable assembly, plenum (OFNP) rated, PanMPO male to LC Uniboot staggered pair, 1 shortest, Std. IL. Aqua, 22 ft. | PC | 1 | 1 | 1 | 1 | 772.54
07498376522 | FZTRP8NUHSNF022 | OM4,12-Fiber,RndHrn,PMPOm,1-2L,PLEM,22ft | OM4 12-fiber round harness cable assembly, plenum (OFNP) rated, PanMPO Male to LC Uniboot staggered pairs, 1 and 2 longest, Std. IL. Aqua, 22 ft. | PC | 1 | 1 | 1 | 1 | 772.54
07498376828 | FZTRP8NUJSNF022 | OM4,12-Fiber,RndHrn,PMPOm,1-2S,PLEM,22ft | OM4 12-fiber round harness cable assembly, plenum (OFNP) rated, PanMPO Male to LC Uniboot, staggered pairs, 1 and 2 shortest, Std. IL. Aqua, 22 ft. | PC | 1 | 1 | 1 | 1 | 772.54
07498374805 | FZTRP8NUSSNF022 | OM4,12-Fiber,RndHarnessCbl,PLEM,22ft | OM4 12-fiber, round harness cable assembly, plenum (OFNP) rated, PanMPO Male to LC Uniboot 60cm (24 inch), equal breakout, Std IL, Aqua, 22 ft. | PC | 1 | 1 | 1 | 1 | 772.54
07498391663 | FZTRP5N5NANF067 | OM4,12-Fiber,PLEM,MPO/F-MPO/F,67ft | OM4 12 fiber, interconnect cable assembly, plenum (OFNP) rated, MPO female to MPO female, Method A Std IL, with no pulling eye 67 ft | PC | 1 | 1 | 1 | 1 | 773
07498357676 | FZTRP7N7NANF067 | Interconnect,12CT,OM4,MPO-MPO,A,67Ft. | OM4 12 fiber, PanMPO interconnect cable assembly, plenum rated (OFNP), PanMPO Female To PanMPO Female, Method A, Std IL with no pulling eye, Aqua, 67 ft | PC | 1 | 1 | 1 | 1 | 773
61305600560 | FZTRP7N7NBNF067 | OM4 12f Interconnect OFNP PanMPO F/PanMP | OM4 12 Fiber Interconnect Plenum PanMPO Female To PanMPO Female Method B Std. IL with no Pulling Eye - 67 Feet | PC | 1 | 1 | 1 | 1 | 773
07498399251 | FZ8RP7NUSQNF039 | 8-fiber OM4 Round Harness Plenum PanMPO | 8-fiber OM4 round harness cable assembly, plenum (OFNP) rated, PanMPO Female to LC Uniboot with 60cm (24 inch) equal breakout, 40G to 10G Std. IL | PC | 1 | 1 | 1 | 1 | 773.26
61305632962 | FZTRP7N7NYNF062 | OM4 12f Interconnect OFNP PanMPO F/PanMP |  | PC | 1 | 1 | 1 | 1 | 773.38
61305619037 | FXURPENENXNF014 | OM324-Fbr,Intr,PLEM,A,24mpoF,AQ,14f,EA | OM3 24 fiber, Interconnect, Plenum, 24F MPO Female to 24F MPO Female, Method A, Optimized IL, 14 ft, Aqua | PC | 1 | 1 | 1 | 1 | 773.44
61305619135 | FXURPENENYNF014 | OM324-Fbr,Intr,PLEM,B,24mpoF,AQ,14f,EA | OM3 24 fiber, Interconnect, Plenum, 24F MPO Female to 24F MPO Female, Method B, Optimized IL, 14 ft, Aqua | PC | 1 | 1 | 1 | 1 | 773.44
61305632866 | FZTRP5N5NXNF087 | OM4 12f Interconnect OFNP MPO F/MPO F Ty |  | PC | 1 | 1 | 1 | 1 | 774
61305633385 | FZTRP5N5NYNF087 | OM4 12f Interconnect OFNP MPO F/MPO F Ty |  | PC | 1 | 1 | 1 | 1 | 774
61305600667 | FZTRP7N7NXNF062 | OM4 12f Interconnect OFNP PanMPO F/PanMP | OM4 12 Fiber Interconnect Plenum PanMPO Female To PanMPO Female Method A Optimized IL with no Pulling Eye - 62 Feet | PC | 1 | 1 | 1 | 1 | 774.46
61305629566 | FZTRL5N5NXNM020 | OM4 12f Interconnect LSZH MPO F/MPO F Ty |  | PC | 1 | 1 | 1 | 1 | 774.8
61305633188 | FZTRL5N5NXNM028 | OM4 12f Interconnect LSZH MPO F/MPO F Ty |  | PC | 1 | 1 | 1 | 1 | 774.8
61305633234 | FZTRL5N5NYNM028 | OM4 12f Interconnect LSZH MPO F/MPO F Ty |  | PC | 1 | 1 | 1 | 1 | 774.8
07498399067 | FZ8RL7NUSQNM012 | OM4 8 Fiber Round Harness LSZH PanMPO Fe | OM4 8-fiber round harness cable assembly, low smoke zero halogen (LSZH) rated,PanMPO female To LC Uniboot 60cm (24 inch), equal breakout, Std. IL, 12 meters. | PC | 1 | 1 | 1 | 1 | 774.9
07498398997 | FZ8RP7NUSQNM012 | 8-fiber OM4 Round Harness Plenum PanMPO | 8-fiber OM4 Round Harness Plenum PanMPO Female to LC Uniboot 60cm (24 inch) equal breakout 40G to 10G Std. IL - 12m | PC | 1 | 1 | 1 | 1 | 774.9
07498308534 | FZTRP7NQSONF015 | OM4,12-Fiber,RndHarness,PLEM,15ft | OM4, 12-fiber, harness cable assembly, plenum rated, Female PanMPO to LC duplex with 61cm (24 Inch) equal breakout, Optimized IL,15 feet | PC | 1 | 1 | 1 | 1 | 775.12
07498308607 | FZTRP8NQSONF015 | OM4 12f Harness OFNP PanMPO M/PushPull L | OM4 12-Fiber Round Harness, Plenum, Male PanMPO to LC Push-Pull, 24-inch breakout, Optimized IL - 15 feet | PC | 1 | 1 | 1 | 1 | 775.12
07498375015 | FXTRP8NUJSNF051 | OM3,12-Fiber,RndHrnss,1-2Short,PLEM,51ft | OM3 12-fiber, round harness cable assembly, plenum (OFNP), PanMPO Male to LC Uniboot staggered pairs 1 and 2 shortest, Std IL, Aqua, 51 ft. | PC | 1 | 1 | 1 | 1 | 775.42
07498374269 | FXTRP8NUSSNF051 | OM3 12-fiber round harness cable, plenum | OM3 12-fiber round harness cable assembly, plenum (OFNP) rated, PanMPO Male to LC Uniboot, 60cm (24 inch) equal breakout, Std. IL. | PC | 1 | 1 | 1 | 1 | 775.42
61305632315 | FZTRP5N5NBNF095 | OM4 12f Interconnect OFNP MPO F/MPO F Ty |  | PC | 1 | 1 | 1 | 1 | 775.62
07498311718 | FZ8RL7NQSVNM010 | OM4 8-Fiber Round 4 to 1 Conversion Harn | OM4 8-Fiber Round 4 to 1 Conversion Harness, LSZH, Female PanMPO to LC Push-Pull, 61cm breakout, Optimized IL - 10 meters | PC | 1 | 1 | 1 | 1 | 775.68
07498311975 | FZ8RL8NQSVNM010 | OM4 8-Fiber Round 4 to 1 Conversion Harn | OM4 8-Fiber Round 4 to 1 Conversion Harness, LSZH, Male PanMPO to LC Push-Pull, 61cm breakout, Optimized IL - 10 meters | PC | 1 | 1 | 1 | 1 | 775.68
07498393447 | FZTRP5N5NXNM019 | OM4 12 Fiber Interconnect Plenum MPO Fem | OM4 12 fiber interconnect plenum MPO female to MPO female, method A opt IL., with no pulling eye - 19 meters. | PC | 1 | 1 | 1 | 1 | 775.92
07498361148 | FZTRP7N7NXNM019 | OM4,12-Fiber,PLEM,PMPOf-PMPOf,19M | OM4 12 fiber, PanMPO interconnect cable assembly, plenum rated (OFNP), PanMPO Female To PanMPO Female, Method A, Optimized IL, with no pulling eye, Aqua, 19 meters | PC | 1 | 1 | 1 | 1 | 775.92
07498386714 | FZTRP7N7NYNM019 | OM4 12f Interconnect OFNP PanMPO F/PanMP | OM4 12 fiber interconnect cable assembly plenum (OFNP) rated Pan MPO female to Pan MPO female, Method B Optimized IL, with no pulling eye, 19 meters. | PC | 1 | 1 | 1 | 1 | 775.92
07498369987 | FZTRL7N7NXNM020 | OM4,12-Fiber,LSZH,PMPOf-PMPOf,20M | OM4 12 fiber, optimized interconnect cable assembly, low smoke zero halogen (LSZH) rated, PanMPO female to PanMPO female, Method A, Optimized IL, with no pulling eye, Aqua, 20 meters | PC | 1 | 1 | 1 | 1 | 776
07498386741 | FZTRL7N7NYNM020 | OM4 12f Interconnect LSZH PanMPO F/PanMP | OM4 12 fiber interconnect cable assembly Low Smoke Zero Halogen (LSZH) PanMPO female to PanMPO female Method B Optimized IL, with no pulling eye, 20 meters. | PC | 1 | 1 | 1 | 1 | 776
61305633944 | FZTRP5N5NBNM029 | OM4 12f Interconnect OFNP MPO F/MPO F Ty |  | PC | 1 | 1 | 1 | 1 | 776
07498377366 | FZTRP8NUFSNF023 | OM4,12-Fiber,RndHrnss,PMPOm,1L,PLEM,23ft | OM4 12-fiber round harness cable assembly, plenum (OFNP) rated, PanMPO Male to LC Uniboot, staggered pair, 1 longest, Std IL, Aqua, 23 ft. | PC | 1 | 1 | 1 | 1 | 776.98
07498377148 | FZTRP8NUGSNF023 | OM4,12-Fiber,RndHrnss,PMPOm,1S,PLEM,23ft | OM4 12-fiber round harness cable assembly, plenum (OFNP) rated, PanMPO male to LC Uniboot staggered pair, 1 shortest, Std. IL. Aqua, 23 ft. | PC | 1 | 1 | 1 | 1 | 776.98
07498376527 | FZTRP8NUHSNF023 | OM4,12-Fiber,RndHrn,PMPOm,1-2L,PLEM,23ft | OM4 12-fiber round harness cable assembly, plenum (OFNP) rated, PanMPO Male to LC Uniboot staggered pairs, 1 and 2 longest, Std. IL. Aqua, 23 ft. | PC | 1 | 1 | 1 | 1 | 776.98
07498376829 | FZTRP8NUJSNF023 | OM4,12-Fiber,RndHrn,PMPOm,1-2S,PLEM,23ft | OM4 12-fiber round harness cable assembly, plenum (OFNP) rated, PanMPO Male to LC Uniboot, staggered pairs, 1 and 2 shortest, Std. IL. Aqua, 23 ft. | PC | 1 | 1 | 1 | 1 | 776.98
07498374807 | FZTRP8NUSSNF023 | OM4,12-Fiber,RndHarnessCbl,PLEM,23ft | OM4 12-fiber, round harness cable assembly, plenum (OFNP) rated, PanMPO Male to LC Uniboot 60cm (24 inch), equal breakout, Std IL, Aqua, 23 ft. | PC | 1 | 1 | 1 | 1 | 776.98
61305632867 | FZTRP5N5NXNF088 | OM4 12f Interconnect OFNP MPO F/MPO F Ty |  | PC | 1 | 1 | 1 | 1 | 777.18
61305633386 | FZTRP5N5NYNF088 | OM4 12f Interconnect OFNP MPO F/MPO F Ty |  | PC | 1 | 1 | 1 | 1 | 777.18
61305619539 | FXURPEN74XNF004 | OM324-Fbr,Intr,PLEM,A,12fbrF,AQ,4ft,EA | OM3 24-fiber, Interconnect, Plenum, 24F MPO Female to (2) 12-fiber Female PanMPO, Method A, Optimized IL, 4 Feet, Aqua. | PC | 1 | 1 | 1 | 1 | 777.38
61305619634 | FXURPEN74YNF004 | OM324-Fbr,Intr,PLEM,B,12fbrF,AQ,4ft,EA | OM3 24-fiber, Interconnect, Plenum, 24F MPO Female to (2) 12-fiber Female PanMPO, Method B, Optimized IL, 4 Feet, Aqua. | PC | 1 | 1 | 1 | 1 | 777.38
07498391665 | FZTRP5N5NANF068 | OM4,12-Fiber,PLEM,MPO/F-MPO/F,68ft | OM4 12 fiber, interconnect cable assembly, plenum (OFNP) rated, MPO female to MPO female, Method A Std IL, with no pulling eye 68 ft | PC | 1 | 1 | 1 | 1 | 777.44
07498357679 | FZTRP7N7NANF068 | Interconnect,12CT,OM4,MPO-MPO,A,68Ft. | OM4 12 fiber, PanMPO interconnect cable assembly, plenum rated (OFNP), PanMPO Female To PanMPO Female, Method A, Std IL with no pulling eye, Aqua, 68 ft | PC | 1 | 1 | 1 | 1 | 777.44
07498399252 | FZ8RP7NUSQNF040 | 8-fiber OM4 Round Harness Plenum PanMPO | 8-fiber OM4 round harness cable assembly, plenum (OFNP) rated, PanMPO Female to LC Uniboot with 60cm (24 inch) equal breakout, 40G to 10G Std. IL | PC | 1 | 1 | 1 | 1 | 777.7
07498309317 | FZTRL7NQSONM005 | OM4,12-Fiber,RndHarness,LSZH,5M | OM4, 12-fiber, harness cable assembly, LSZH rated, Female PanMPO to LC duplex with 61cm (24 Inch) equal breakout, Optimized IL, 5m. | PC | 1 | 1 | 1 | 1 | 777.7
07498309332 | FZTRL8NQSONM005 | OM4 12-Fiber Round Harness, LSZH, Male P | OM4 12-Fiber Round Harness, LSZH, Male PanMPO to LC Push-Pull, 61cm breakout, Optimized IL - 5 meters | PC | 1 | 1 | 1 | 1 | 777.7
61305632970 | FZTRP7N7NYNF063 | OM4 12f Interconnect OFNP PanMPO F/PanMP |  | PC | 1 | 1 | 1 | 1 | 777.82
07498375016 | FXTRP8NUJSNF052 | OM3,12-Fiber,RndHrnss,1-2Short,PLEM,52ft | OM3 12-fiber, round harness cable assembly, plenum (OFNP), PanMPO Male to LC Uniboot staggered pairs 1 and 2 shortest, Std IL, Aqua, 52 ft. | PC | 1 | 1 | 1 | 1 | 778.62
07498374270 | FXTRP8NUSSNF052 | OM3 12-fiber round harness cable, plenum | OM3 12-fiber round harness cable assembly, plenum (OFNP) rated, PanMPO Male to LC Uniboot, 60cm (24 inch) equal breakout, Std. IL. | PC | 1 | 1 | 1 | 1 | 778.62
61305629589 | FZTRL5N5NBNM022 | OM4 12f Interconnect LSZH MPO F/MPO F Ty |  | PC | 1 | 1 | 1 | 1 | 778.68
61305632316 | FZTRP5N5NBNF096 | OM4 12f Interconnect OFNP MPO F/MPO F Ty |  | PC | 1 | 1 | 1 | 1 | 778.78
61305600668 | FZTRP7N7NXNF063 | OM4 12f Interconnect OFNP PanMPO F/PanMP | OM4 12 Fiber Interconnect Plenum PanMPO Female To PanMPO Female Method A Optimized IL with no Pulling Eye - 63 Feet | PC | 1 | 1 | 1 | 1 | 778.92
61305633281 | FZTRP5N5NYNM027 | OM4 12f Interconnect OFNP MPO F/MPO F Ty |  | PC | 1 | 1 | 1 | 1 | 778.94
61305619038 | FXURPENENXNF015 | OM324-Fbr,Intr,PLEM,A,24mpoF,AQ,15f,EA | OM3 24 fiber, Interconnect, Plenum, 24F MPO Female to 24F MPO Female, Method A, Optimized IL, 15 ft, Aqua | PC | 1 | 1 | 1 | 1 | 779.16
61305619136 | FXURPENENYNF015 | OM324-Fbr,Intr,PLEM,B,24mpoF,AQ,15f,EA | OM3 24 fiber, Interconnect, Plenum, 24F MPO Female to 24F MPO Female, Method B, Optimized IL, 15 ft, Aqua | PC | 1 | 1 | 1 | 1 | 779.16
07498308536 | FZTRP7NQSONF016 | OM4,12-Fiber,RndHarness,PLEM,16ft | OM4, 12-fiber, harness cable assembly, plenum rated, Female PanMPO to LC duplex with 61cm (24 Inch) equal breakout, Optimized IL,16 feet | PC | 1 | 1 | 1 | 1 | 779.56
07498308609 | FZTRP8NQSONF016 | OM4 12f Harness OFNP PanMPO M/PushPull L | OM4 12-Fiber Round Harness, Plenum, Male PanMPO to LC Push-Pull, 24-inch breakout, Optimized IL - 16 feet | PC | 1 | 1 | 1 | 1 | 779.56
07498389758 | FZTRL5N5NANM022 | OM4,12-Fiber,LSZH,MPO/Fm-MPO/Fm,22M | OM4 12 fiber, interconnect cable assembly, low smoke zero halogen (LSZH) rated, MPO female to MPO female, Method A Std IL with no pulling eye, Aqua, 22 meters | PC | 1 | 1 | 1 | 1 | 780.04
07498359426 | FZTRL7N7NANM022 | OM4,12-Fiber,LSZH,PMPOf-PMPOf,A,22M | OM4 12 fiber, PanMPO interconnect cable assembly, low smoke zero halogen (LSZH), PanMPO Female To PanMPO Female, method A, Std IL with no pulling eye, Aqua, 22 meters | PC | 1 | 1 | 1 | 1 | 780.04
07498387284 | FZTRL7N7NBNM022 | OM4 12f Interconnect LSZH PanMPO F/PanMP | OM4 12 fiber interconnect cable assembly Low Smoke Zero Halogen ( LSZH), PanMPO female to PanMPO female, Method B Std IL with no pulling eye, 22 meters. | PC | 1 | 1 | 1 | 1 | 780.04
61305629498 | FZTRP5N5NBNM021 | OM4 12f Interconnect OFNP MPO F/MPO F Ty |  | PC | 1 | 1 | 1 | 1 | 780.14
61305632868 | FZTRP5N5NXNF089 | OM4 12f Interconnect OFNP MPO F/MPO F Ty |  | PC | 1 | 1 | 1 | 1 | 780.36
61305633387 | FZTRP5N5NYNF089 | OM4 12f Interconnect OFNP MPO F/MPO F Ty |  | PC | 1 | 1 | 1 | 1 | 780.36
07498393334 | FZTRP5N5NANM021 | OM4 12 Fiber Interconnect Plenum MPO Fem | OM4 12-fiber, interconnect cable assembly, plenum (OFNP) rated, MPO female to MPO female, Method A Std. IL, with no pulling eye - 21 meters. | PC | 1 | 1 | 1 | 1 | 781.42
07498361029 | FZTRP7N7NANM021 | OM4,12-Fiber,PanMPO/F-PanMPO/F,21M | OM4 12 fiber, PanMPO interconnect cable assembly, plenum rated (OFNP), PanMPO Female To PanMPO Female, Method A, Std IL, with no pulling eye, Aqua, 21 meters | PC | 1 | 1 | 1 | 1 | 781.42
07498387317 | FZTRP7N7NBNM021 | OM4 12f Interconnect OFNP PanMPO F/PanMP | OM4 12 fiber interconnect cable assembly, plenum (OFNP) rated, PanMPO female to PanMPO female, Method B Std IL with no pulling eye, 21 meters. | PC | 1 | 1 | 1 | 1 | 781.42
07498377367 | FZTRP8NUFSNF024 | OM4,12-Fiber,RndHrnss,PMPOm,1L,PLEM,24ft | OM4 12-fiber round harness cable assembly, plenum (OFNP) rated, PanMPO Male to LC Uniboot, staggered pair, 1 longest, Std IL, Aqua, 24 ft. | PC | 1 | 1 | 1 | 1 | 781.44
07498377149 | FZTRP8NUGSNF024 | OM4,12-Fiber,RndHrnss,PMPOm,1S,PLEM,24ft | OM4 12-fiber round harness cable assembly, plenum (OFNP) rated, PanMPO male to LC Uniboot staggered pair, 1 shortest, Std. IL. Aqua, 24 ft. | PC | 1 | 1 | 1 | 1 | 781.44
07498376528 | FZTRP8NUHSNF024 | OM4,12-Fiber,RndHrn,PMPOm,1-2L,PLEM,24ft | OM4 12-fiber round harness cable assembly, plenum (OFNP) rated, PanMPO Male to LC Uniboot staggered pairs, 1 and 2 longest, Std. IL. Aqua, 24 ft. | PC | 1 | 1 | 1 | 1 | 781.44
07498376830 | FZTRP8NUJSNF024 | OM4,12-Fiber,RndHrn,PMPOm,1-2S,PLEM,24ft | OM4 12-fiber round harness cable assembly, plenum (OFNP) rated, PanMPO Male to LC Uniboot, staggered pairs, 1 and 2 shortest, Std. IL. Aqua, 24 ft. | PC | 1 | 1 | 1 | 1 | 781.44
07498374808 | FZTRP8NUSSNF024 | OM4,12-Fiber,RndHarnessCbl,PLEM,24ft | OM4 12-fiber, round harness cable assembly, plenum (OFNP) rated, PanMPO Male to LC Uniboot 60cm (24 inch), equal breakout, Std IL, Aqua, 24 ft. | PC | 1 | 1 | 1 | 1 | 781.44
07498375017 | FXTRP8NUJSNF053 | OM3,12-Fiber,RndHrnss,1-2Short,PLEM,53ft | OM3 12-fiber, round harness cable assembly, plenum (OFNP), PanMPO Male to LC Uniboot staggered pairs 1 and 2 shortest, Std IL, Aqua, 53 ft. | PC | 1 | 1 | 1 | 1 | 781.8
07498374272 | FXTRP8NUSSNF053 | OM3 12-fiber round harness cable, plenum | OM3 12-fiber round harness cable assembly, plenum (OFNP) rated, PanMPO Male to LC Uniboot, 60cm (24 inch) equal breakout, Std. IL. | PC | 1 | 1 | 1 | 1 | 781.8
07498391666 | FZTRP5N5NANF069 | OM4,12-Fiber,PLEM,MPO/F-MPO/F,69ft | OM4 12 fiber, interconnect cable assembly, plenum (OFNP) rated, MPO female to MPO female, Method A Std IL, with no pulling eye 69 ft | PC | 1 | 1 | 1 | 1 | 781.9
07498357682 | FZTRP7N7NANF069 | Interconnect,12CT,OM4,MPO-MPO,A,69Ft. | OM4 12 fiber, PanMPO interconnect cable assembly, plenum rated (OFNP), PanMPO Female To PanMPO Female, Method A, Std IL with no pulling eye, Aqua, 69 ft | PC | 1 | 1 | 1 | 1 | 781.9
61305600561 | FZTRP7N7NBNF069 | OM4 12f Interconnect OFNP PanMPO F/PanMP | OM4 12 Fiber Interconnect Plenum PanMPO Female To PanMPO Female Method B Std. IL with no Pulling Eye - 69 Feet | PC | 1 | 1 | 1 | 1 | 781.9
61305632317 | FZTRP5N5NBNF097 | OM4 12f Interconnect OFNP MPO F/MPO F Ty |  | PC | 1 | 1 | 1 | 1 | 781.94
07498399253 | FZ8RP7NUSQNF041 | 8-fiber OM4 Round Harness Plenum PanMPO | 8-fiber OM4 round harness cable assembly, plenum (OFNP) rated, PanMPO Female to LC Uniboot with 60cm (24 inch) equal breakout, 40G to 10G Std. IL | PC | 1 | 1 | 1 | 1 | 782.16
61305632971 | FZTRP7N7NYNF064 | OM4 12f Interconnect OFNP PanMPO F/PanMP |  | PC | 1 | 1 | 1 | 1 | 782.24
61305619426 | FXURLENENXNM005 | OM324-Fbr,Intr,LSZH,A,24mpoF,AQ,5M,RL | OM3 24 fiber, Interconnect, LSZH, 24F MPO Female to 24F MPO Female, Method A, Optimized IL, 5 m, Aqua | PC | 1 | 1 | 1 | 1 | 782.46
61305619456 | FXURLENENYNM005 | OM324-Fbr,Intr,LSZH,B,24mpoF,AQ,5M,RL | OM3 24 fiber, Interconnect, LSZH, 24F MPO Female to 24F MPO Female, Method B, Optimized IL, 5 m, Aqua | PC | 1 | 1 | 1 | 1 | 782.46
07498372696 | FXTYP5EL2SAF020 | OM3,12-Fiber,InSMDiaTrnk,20ft,MPOf,EA | OM3 12-fiber indoor small diameter trunk cable assembly, plenum (OFNP) rated, MPO Female to LC duplex, Std. IL. with a pulling eye on end A, Aqua, 20 ft. | PC | 1 | 1 | 1 | 1 | 782.48
07498372773 | FXTYP7EL2SAF020 | OM3,12-Fiber,InSMDiaTrnk,20ft,PanMPO,EA | OM3 12-fiber indoor small diameter trunk cable assembly, plenum (OFNP) rated, PanMPO Female to LC duplex, Std. IL. with a pulling eye on end A, Aqua, 20 ft. | PC | 1 | 1 | 1 | 1 | 782.48
61305619540 | FXURPEN74XNF005 | OM324-Fbr,Intr,PLEM,A,12fbrF,AQ,5ft,EA | OM3 24-fiber, Interconnect, Plenum, 24F MPO Female to (2) 12-fiber Female PanMPO, Method A, Optimized IL, 5 Feet, Aqua. | PC | 1 | 1 | 1 | 1 | 783.1
61305619635 | FXURPEN74YNF005 | OM324-Fbr,Intr,PLEM,B,12fbrF,AQ,5ft,EA | OM3 24-fiber, Interconnect, Plenum, 24F MPO Female to (2) 12-fiber Female PanMPO, Method B, Optimized IL, 5 Feet, Aqua. | PC | 1 | 1 | 1 | 1 | 783.1
61305600669 | FZTRP7N7NXNF064 | OM4 12f Interconnect OFNP PanMPO F/PanMP | OM4 12 Fiber Interconnect Plenum PanMPO Female To PanMPO Female Method A Optimized IL with no Pulling Eye - 64 Feet | PC | 1 | 1 | 1 | 1 | 783.34
61305632869 | FZTRP5N5NXNF090 | OM4 12f Interconnect OFNP MPO F/MPO F Ty |  | PC | 1 | 1 | 1 | 1 | 783.52
61305633388 | FZTRP5N5NYNF090 | OM4 12f Interconnect OFNP MPO F/MPO F Ty |  | PC | 1 | 1 | 1 | 1 | 783.52
07498308537 | FZTRP7NQSONF017 | OM4,12-Fiber,RndHarness,PLEM,17ft | OM4, 12-fiber, harness cable assembly, plenum rated, Female PanMPO to LC duplex with 61cm (24 Inch) equal breakout, Optimized IL,17 feet | PC | 1 | 1 | 1 | 1 | 784.02
07498308610 | FZTRP8NQSONF017 | OM4 12f Harness OFNP PanMPO M/PushPull L | OM4 12-Fiber Round Harness, Plenum, Male PanMPO to LC Push-Pull, 24-inch breakout, Optimized IL - 17 feet | PC | 1 | 1 | 1 | 1 | 784.02
61305633189 | FZTRL5N5NXNM029 | OM4 12f Interconnect LSZH MPO F/MPO F Ty |  | PC | 1 | 1 | 1 | 1 | 784.66
61305633235 | FZTRL5N5NYNM029 | OM4 12f Interconnect LSZH MPO F/MPO F Ty |  | PC | 1 | 1 | 1 | 1 | 784.66
61305619039 | FXURPENENXNF016 | OM324-Fbr,Intr,PLEM,A,24mpoF,AQ,16f,EA | OM3 24 fiber, Interconnect, Plenum, 24F MPO Female to 24F MPO Female, Method A, Optimized IL, 16 ft, Aqua | PC | 1 | 1 | 1 | 1 | 784.88
61305619137 | FXURPENENYNF016 | OM324-Fbr,Intr,PLEM,B,24mpoF,AQ,16f,EA | OM3 24 fiber, Interconnect, Plenum, 24F MPO Female to 24F MPO Female, Method B, Optimized IL, 16 ft, Aqua | PC | 1 | 1 | 1 | 1 | 784.88
07498375018 | FXTRP8NUJSNF054 | OM3,12-Fiber,RndHrnss,1-2Short,PLEM,54ft | OM3 12-fiber, round harness cable assembly, plenum (OFNP), PanMPO Male to LC Uniboot staggered pairs 1 and 2 shortest, Std IL, Aqua, 54 ft. | PC | 1 | 1 | 1 | 1 | 784.98
07498374273 | FXTRP8NUSSNF054 | OM3 12-fiber round harness cable, plenum | OM3 12-fiber round harness cable assembly, plenum (OFNP) rated, PanMPO Male to LC Uniboot, 60cm (24 inch) equal breakout, Std. IL. | PC | 1 | 1 | 1 | 1 | 784.98
61305632318 | FZTRP5N5NBNF098 | OM4 12f Interconnect OFNP MPO F/MPO F Ty |  | PC | 1 | 1 | 1 | 1 | 785.1
07498375142 | FZTRL8NUFSNM008 | OM4,12-Fiber,Rnd,HarnessCbl,LSZH,8M | OM4 12-fiber, round harness cable assembly, low smoke zero halogen (LSZH) rated, PanMPO Male to LC Uniboot staggered pair, 1 longest, Std. IL. Aqua, 8 meters. | PC | 1 | 1 | 1 | 1 | 785.62
07498375960 | FZTRL8NUGSNM008 | OM4,12-Fiber,RndHrnss,PMPOm,LSZH,8M | OM4 12-fiber, round harness cable assembly, low smoke zero halogen (LSZH) rated, PanMPO Male to LC Uniboot staggered pair, 1 shortest Std.IL, Aqua, 8 meters. | PC | 1 | 1 | 1 | 1 | 785.62
07498376061 | FZTRL8NUHSNM008 | OM4,12-Fiber,RndHrn,PMPOm,1-2L,LSZH,8M | OM4 12-fiber round harness cable assembly, low smoke zero halogen (LSZH) rated, PanMPO Male to LC Uniboot, staggered pairs, 1 and 2 Longest, Std. IL. Aqua, 8 meters. | PC | 1 | 1 | 1 | 1 | 785.62
07498376639 | FZTRL8NUJSNM008 | OM4,12-Fiber,RndHrn,PMPOm,1-2S,8M | OM4 12-fiber round harness cable assembly, low smoke zero halogen (LSZH) rated, PanMPO Male to LC Uniboot, staggered pair, 1 and 2 shortest, Std IL, Aqua, 8 meters. | PC | 1 | 1 | 1 | 1 | 785.62
07498375171 | FZTRL8NUSSNM008 | OM4,12-Fiber,RndHarnessCbl,LSZH,8M | OM4 12-fiber round harness cable assembly, low smoke zero halogen (LSZH) rated, PanMPO Male to LC Uniboot, 60cm (24 inch) equal breakout, Std. IL. Aqua, 8 meters. | PC | 1 | 1 | 1 | 1 | 785.62
07498377368 | FZTRP8NUFSNF025 | OM4,12-Fiber,RndHrnss,PMPOm,1L,PLEM,25ft | OM4 12-fiber round harness cable assembly, plenum (OFNP) rated, PanMPO Male to LC Uniboot, staggered pair, 1 longest, Std IL, Aqua, 25 ft. | PC | 1 | 1 | 1 | 1 | 785.88
07498377150 | FZTRP8NUGSNF025 | OM4,12-Fiber,RndHrnss,PMPOm,1S,PLEM,25ft | OM4 12-fiber round harness cable assembly, plenum (OFNP) rated, PanMPO male to LC Uniboot staggered pair, 1 shortest, Std. IL. Aqua, 25 ft. | PC | 1 | 1 | 1 | 1 | 785.88
07498376532 | FZTRP8NUHSNF025 | OM4,12-Fiber,RndHrn,PMPOm,1-2L,PLEM,25ft | OM4 12-fiber round harness cable assembly, plenum (OFNP) rated, PanMPO Male to LC Uniboot staggered pairs, 1 and 2 longest, Std. IL. Aqua, 25 ft. | PC | 1 | 1 | 1 | 1 | 785.88
07498376831 | FZTRP8NUJSNF025 | OM4,12-Fiber,RndHrn,PMPOm,1-2S,PLEM,25ft | OM4 12-fiber round harness cable assembly, plenum (OFNP) rated, PanMPO Male to LC Uniboot, staggered pairs, 1 and 2 shortest, Std. IL. Aqua, 25 ft. | PC | 1 | 1 | 1 | 1 | 785.88
07498374809 | FZTRP8NUSSNF025 | OM4,12-Fiber,RndHarnessCbl,PLEM,25ft | OM4 12-fiber, round harness cable assembly, plenum (OFNP) rated, PanMPO Male to LC Uniboot 60cm (24 inch), equal breakout, Std IL, Aqua, 25 ft. | PC | 1 | 1 | 1 | 1 | 785.88
07498391669 | FZTRP5N5NANF070 | OM4,12-Fiber,PLEM,MPO/F-MPO/F,70ft | OM4 12 fiber, interconnect cable assembly, plenum (OFNP) rated, MPO female to MPO female, Method A Std IL, with no pulling eye 70 ft | PC | 1 | 1 | 1 | 1 | 786.34
07498357683 | FZTRP7N7NANF070 | Interconnect,12CT,OM4,MPO-MPO,A,70Ft. | OM4 12 fiber, PanMPO interconnect cable assembly, plenum rated (OFNP), PanMPO Female To PanMPO Female, Method A, Std IL with no pulling eye, Aqua, 70 ft | PC | 1 | 1 | 1 | 1 | 786.34
61305600562 | FZTRP7N7NBNF070 | OM4 12f Interconnect OFNP PanMPO F/PanMP | OM4 12 Fiber Interconnect Plenum PanMPO Female To PanMPO Female Method B Std. IL with no Pulling Eye - 70 Feet | PC | 1 | 1 | 1 | 1 | 786.34
61305633945 | FZTRP5N5NBNM030 | OM4 12f Interconnect OFNP MPO F/MPO F Ty |  | PC | 1 | 1 | 1 | 1 | 786.36
07498399254 | FZ8RP7NUSQNF042 | 8-fiber OM4 Round Harness Plenum PanMPO | 8-fiber OM4 round harness cable assembly, plenum (OFNP) rated, PanMPO Female to LC Uniboot with 60cm (24 inch) equal breakout, 40G to 10G Std. IL | PC | 1 | 1 | 1 | 1 | 786.62
61305629467 | FZTRP5N5NXNF065 | OM4 12f Interconnect OFNP MPO F/MPO F Ty |  | PC | 1 | 1 | 1 | 1 | 786.68
61305632870 | FZTRP5N5NXNF091 | OM4 12f Interconnect OFNP MPO F/MPO F Ty |  | PC | 1 | 1 | 1 | 1 | 786.68
61305633389 | FZTRP5N5NYNF091 | OM4 12f Interconnect OFNP MPO F/MPO F Ty |  | PC | 1 | 1 | 1 | 1 | 786.68
61305632972 | FZTRP7N7NYNF065 | OM4 12f Interconnect OFNP PanMPO F/PanMP |  | PC | 1 | 1 | 1 | 1 | 786.68
61305618129 | FZURPENENXNF003 | OM424-Fbr,Intrc,24f,PLEM,AQ,3ft,MtdA,EA | OM4 24 fiber, Interconnect, Plenum, 24F MPO Female to 24F MPO Female, Method A, Optimized IL, 3 ft, Aqua | PC | 1 | 1 | 1 | 1 | 786.68
61305618868 | FZURPENENYNF003 | OM424-Fbr,Intrc,24f,PLEM,AQ,3ft,MtdB,EA | OM4 24 fiber, Interconnect, Plenum, 24F MPO Female to 24F MPO Female, Method B, Optimized IL, 3 ft, Aqua | PC | 1 | 1 | 1 | 1 | 786.68
61305618966 | FZURLENENXNM001 | OM424-Fbr,Intrc,24F,LSZH,AQ,1M,MtdA,RL | OM4 24 fiber, Interconnect, LSZH, 24F MPO Female to 24F MPO Female, Method A, Optimized IL, 1 m, Aqua | PC | 1 | 1 | 1 | 1 | 787.6
61305618996 | FZURLENENYNM001 | OM424-Fbr,Intrc,24F,LSZH,AQ,1M,MtdB,RL | OM4 24 fiber, Interconnect, LSZH, 24F MPO Female to 24F MPO Female, Method B, Optimized IL, 1 m, Aqua | PC | 1 | 1 | 1 | 1 | 787.6
61305600670 | FZTRP7N7NXNF065 | OM4 12f Interconnect OFNP PanMPO F/PanMP | OM4 12 Fiber Interconnect Plenum PanMPO Female To PanMPO Female Method A Optimized IL with no Pulling Eye - 65 Feet | PC | 1 | 1 | 1 | 1 | 787.82
07498375019 | FXTRP8NUJSNF055 | OM3,12-Fiber,RndHrnss,1-2Short,PLEM,55ft | OM3 12-fiber, round harness cable assembly, plenum (OFNP), PanMPO Male to LC Uniboot staggered pairs 1 and 2 shortest, Std IL, Aqua, 55 ft. | PC | 1 | 1 | 1 | 1 | 788.16
07498374288 | FXTRP8NUSSNF055 | OM3 12-fiber round harness cable, plenum | OM3 12-fiber round harness cable assembly, plenum (OFNP) rated, PanMPO Male to LC Uniboot, 60cm (24 inch) equal breakout, Std. IL. | PC | 1 | 1 | 1 | 1 | 788.16
61305632319 | FZTRP5N5NBNF099 | OM4 12f Interconnect OFNP MPO F/MPO F Ty |  | PC | 1 | 1 | 1 | 1 | 788.28
07498308538 | FZTRP7NQSONF018 | OM4,12-Fiber,RndHarness,PLEM,18ft | OM4, 12-fiber, harness cable assembly, plenum rated, Female PanMPO to LC duplex with 61cm (24 Inch) equal breakout, Optimized IL,18 feet | PC | 1 | 1 | 1 | 1 | 788.44
07498308611 | FZTRP8NQSONF018 | OM4 12f Harness OFNP PanMPO M/PushPull L | OM4 12-Fiber Round Harness, Plenum, Male PanMPO to LC Push-Pull, 24-inch breakout, Optimized IL - 18 feet | PC | 1 | 1 | 1 | 1 | 788.44
61305619541 | FXURPEN74XNF006 | OM324-Fbr,Intr,PLEM,A,12fbrF,AQ,6ft,EA | OM3 24-fiber, Interconnect, Plenum, 24F MPO Female to (2) 12-fiber Female PanMPO, Method A, Optimized IL, 6 Feet, Aqua. | PC | 1 | 1 | 1 | 1 | 788.82
61305619636 | FXURPEN74YNF006 | OM324-Fbr,Intr,PLEM,B,12fbrF,AQ,6ft,EA | OM3 24-fiber, Interconnect, Plenum, 24F MPO Female to (2) 12-fiber Female PanMPO, Method B, Optimized IL, 6 Feet, Aqua. | PC | 1 | 1 | 1 | 1 | 788.82
61305633282 | FZTRP5N5NYNM028 | OM4 12f Interconnect OFNP MPO F/MPO F Ty |  | PC | 1 | 1 | 1 | 1 | 789.34
07498399070 | FZ8RL7NUSQNM013 | OM4 8 Fiber Round Harness LSZH PanMPO Fe | OM4 8-fiber round harness cable assembly, low smoke zero halogen (LSZH) rated,PanMPO female To LC Uniboot 60cm (24 inch), equal breakout, Std. IL, 13 meters. | PC | 1 | 1 | 1 | 1 | 789.48
07498399001 | FZ8RP7NUSQNM013 | 8-fiber OM4 Round Harness Plenum PanMPO | 8-fiber OM4 Round Harness Plenum PanMPO Female to LC Uniboot 60cm (24 inch) equal breakout 40G to 10G Std. IL - 13m | PC | 1 | 1 | 1 | 1 | 789.48
61305632871 | FZTRP5N5NXNF092 | OM4 12f Interconnect OFNP MPO F/MPO F Ty |  | PC | 1 | 1 | 1 | 1 | 789.84
61305633390 | FZTRP5N5NYNF092 | OM4 12f Interconnect OFNP MPO F/MPO F Ty |  | PC | 1 | 1 | 1 | 1 | 789.84
07498369991 | FZTRL7N7NXNM021 | OM4,12-Fiber,LSZH,PMPOf-PMPOf,21M | OM4 12 fiber, optimized interconnect cable assembly, low smoke zero halogen (LSZH) rated, PanMPO female to PanMPO female, Method A, Optimized IL, with no pulling eye, Aqua, 21 meters | PC | 1 | 1 | 1 | 1 | 789.88
07498386758 | FZTRL7N7NYNM021 | OM4 12f Interconnect LSZH PanMPO F/PanMP | OM4 12 fiber interconnect cable assembly Low Smoke Zero Halogen (LSZH) PanMPO female to PanMPO female Method B Optimized IL, with no pulling eye, 21 meters. | PC | 1 | 1 | 1 | 1 | 789.88
61305619755 | FXURLEN74XNM002 | OM324-Fbr,Intr,LSZH,A,12fbrF,AQ,2M,RL | OM3 24-fiber, Interconnect, LSZH, 24F MPO Female to (2) 12-fiber Female PanMPO, Method A, Optimized IL, 2 Meters, Aqua. | PC | 1 | 1 | 1 | 1 | 790.12
61305619785 | FXURLEN74YNM002 | OM324-Fbr,Intr,LSZH,B,12fbrF,AQ,2M,RL | OM3 24-fiber, Interconnect, LSZH, 24F MPO Female to (2) 12-fiber Female PanMPO, Method B, Optimized IL, 2 Meters, Aqua. | PC | 1 | 1 | 1 | 1 | 790.12
07498377369 | FZTRP8NUFSNF026 | OM4,12-Fiber,RndHrnss,PMPOm,1L,PLEM,26ft | OM4 12-fiber round harness cable assembly, plenum (OFNP) rated, PanMPO Male to LC Uniboot, staggered pair, 1 longest, Std IL, Aqua, 26 ft. | PC | 1 | 1 | 1 | 1 | 790.34
07498377151 | FZTRP8NUGSNF026 | OM4,12-Fiber,RndHrnss,PMPOm,1S,PLEM,26ft | OM4 12-fiber round harness cable assembly, plenum (OFNP) rated, PanMPO male to LC Uniboot staggered pair, 1 shortest, Std. IL. Aqua, 26 ft. | PC | 1 | 1 | 1 | 1 | 790.34
07498376534 | FZTRP8NUHSNF026 | OM4,12-Fiber,RndHrn,PMPOm,1-2L,PLEM,26ft | OM4 12-fiber round harness cable assembly, plenum (OFNP) rated, PanMPO Male to LC Uniboot staggered pairs, 1 and 2 longest, Std. IL. Aqua, 26 ft. | PC | 1 | 1 | 1 | 1 | 790.34
07498376832 | FZTRP8NUJSNF026 | OM4,12-Fiber,RndHrn,PMPOm,1-2S,PLEM,26ft | OM4 12-fiber round harness cable assembly, plenum (OFNP) rated, PanMPO Male to LC Uniboot, staggered pairs, 1 and 2 shortest, Std. IL. Aqua, 26 ft. | PC | 1 | 1 | 1 | 1 | 790.34
07498374810 | FZTRP8NUSSNF026 | OM4,12-Fiber,RndHarnessCbl,PLEM,26ft | OM4 12-fiber, round harness cable assembly, plenum (OFNP) rated, PanMPO Male to LC Uniboot 60cm (24 inch), equal breakout, Std IL, Aqua, 26 ft. | PC | 1 | 1 | 1 | 1 | 790.34
07498393449 | FZTRP5N5NXNM020 | OM4 12 Fiber Interconnect Plenum MPO Fem | OM4 12 fiber interconnect plenum MPO female to MPO female, method A opt IL., with no pulling eye - 20 meters. | PC | 1 | 1 | 1 | 1 | 790.54
07498361149 | FZTRP7N7NXNM020 | OM4,12-Fiber,PLEM,PMPOf-PMPOf,20M | OM4 12 fiber, PanMPO interconnect cable assembly, plenum rated (OFNP), PanMPO Female To PanMPO Female, Method A, Optimized IL, with no pulling eye, Aqua, 20 meters | PC | 1 | 1 | 1 | 1 | 790.54
07498386717 | FZTRP7N7NYNM020 | OM4 12f Interconnect OFNP PanMPO F/PanMP | OM4 12 fiber interconnect cable assembly plenum (OFNP) rated Pan MPO female to Pan MPO female, Method B Optimized IL, with no pulling eye, 20 meters. | PC | 1 | 1 | 1 | 1 | 790.54
61305619040 | FXURPENENXNF017 | OM324-Fbr,Intr,PLEM,A,24mpoF,AQ,17f,EA | OM3 24 fiber, Interconnect, Plenum, 24F MPO Female to 24F MPO Female, Method A, Optimized IL, 17 ft, Aqua | PC | 1 | 1 | 1 | 1 | 790.6
61305619138 | FXURPENENYNF017 | OM324-Fbr,Intr,PLEM,B,24mpoF,AQ,17f,EA | OM3 24 fiber, Interconnect, Plenum, 24F MPO Female to 24F MPO Female, Method B, Optimized IL, 17 ft, Aqua | PC | 1 | 1 | 1 | 1 | 790.6
07498391670 | FZTRP5N5NANF071 | OM4,12-Fiber,PLEM,MPO/F-MPO/F,71ft | OM4 12 fiber, interconnect cable assembly, plenum (OFNP) rated, MPO female to MPO female, Method A Std IL, with no pulling eye 71 ft | PC | 1 | 1 | 1 | 1 | 790.8
07498357684 | FZTRP7N7NANF071 | Interconnect,12CT,OM4,MPO-MPO,A,71Ft. | OM4 12 fiber, PanMPO interconnect cable assembly, plenum rated (OFNP), PanMPO Female To PanMPO Female, Method A, Std IL with no pulling eye, Aqua, 71 ft | PC | 1 | 1 | 1 | 1 | 790.8
61305600563 | FZTRP7N7NBNF071 | OM4 12f Interconnect OFNP PanMPO F/PanMP | OM4 12 Fiber Interconnect Plenum PanMPO Female To PanMPO Female Method B Std. IL with no Pulling Eye - 71 Feet | PC | 1 | 1 | 1 | 1 | 790.8
07498399255 | FZ8RP7NUSQNF043 | 8-fiber OM4 Round Harness Plenum PanMPO | 8-fiber OM4 round harness cable assembly, plenum (OFNP) rated, PanMPO Female to LC Uniboot with 60cm (24 inch) equal breakout, 40G to 10G Std. IL | PC | 1 | 1 | 1 | 1 | 791.06
61305632973 | FZTRP7N7NYNF066 | OM4 12f Interconnect OFNP PanMPO F/PanMP |  | PC | 1 | 1 | 1 | 1 | 791.1
07498375021 | FXTRP8NUJSNF056 | OM3,12-Fiber,RndHrnss,1-2Short,PLEM,56ft | OM3 12-fiber, round harness cable assembly, plenum (OFNP), PanMPO Male to LC Uniboot staggered pairs 1 and 2 shortest, Std IL, Aqua, 56 ft. | PC | 1 | 1 | 1 | 1 | 791.34
07498374294 | FXTRP8NUSSNF056 | OM3 12-fiber round harness cable, plenum | OM3 12-fiber round harness cable assembly, plenum (OFNP) rated, PanMPO Male to LC Uniboot, 60cm (24 inch) equal breakout, Std. IL. | PC | 1 | 1 | 1 | 1 | 791.34
61305632238 | FZTRP5N5NBNF100 | OM4 12f Interconnect OFNP MPO F/MPO F Ty |  | PC | 1 | 1 | 1 | 1 | 791.44
07498309318 | FZTRL7NQSONM006 | OM4,12-Fiber,RndHarness,LSZH,6M | OM4, 12-fiber, harness cable assembly, LSZH rated, Female PanMPO to LC duplex with 61cm (24 Inch) equal breakout, Optimized IL, 6m. | PC | 1 | 1 | 1 | 1 | 791.58
07498309333 | FZTRL8NQSONM006 | OM4 12-Fiber Round Harness, LSZH, Male P | OM4 12-Fiber Round Harness, LSZH, Male PanMPO to LC Push-Pull, 61cm breakout, Optimized IL - 6 meters | PC | 1 | 1 | 1 | 1 | 791.58
61305600671 | FZTRP7N7NXNF066 | OM4 12f Interconnect OFNP PanMPO F/PanMP | OM4 12 Fiber Interconnect Plenum PanMPO Female To PanMPO Female Method A Optimized IL with no Pulling Eye - 66 Feet | PC | 1 | 1 | 1 | 1 | 792.28
61305629586 | FZTRL5N5NBNM023 | OM4 12f Interconnect LSZH MPO F/MPO F Ty |  | PC | 1 | 1 | 1 | 1 | 792.5
61305616516 | FZTYL7575XAM005 | OM4 12f Trunk LSZH PanMPO F/PanMPO F HD |  | PC | 1 | 1 | 1 | 1 | 792.6
07498308540 | FZTRP7NQSONF019 | OM4,12-Fiber,RndHarness,PLEM,19ft | OM4, 12-fiber, harness cable assembly, plenum rated, Female PanMPO to LC duplex with 61cm (24 Inch) equal breakout, Optimized IL,19 feet | PC | 1 | 1 | 1 | 1 | 792.9
07498308614 | FZTRP8NQSONF019 | OM4 12f Harness OFNP PanMPO M/PushPull L | OM4 12-Fiber Round Harness, Plenum, Male PanMPO to LC Push-Pull, 24-inch breakout, Optimized IL - 19 feet | PC | 1 | 1 | 1 | 1 | 792.9
61305632872 | FZTRP5N5NXNF093 | OM4 12f Interconnect OFNP MPO F/MPO F Ty |  | PC | 1 | 1 | 1 | 1 | 793.02
61305633391 | FZTRP5N5NYNF093 | OM4 12f Interconnect OFNP MPO F/MPO F Ty |  | PC | 1 | 1 | 1 | 1 | 793.02
07498389759 | FZTRL5N5NANM023 | OM4,12-Fiber,LSZH,MPO/Fm-MPO/Fm,23M | OM4 12 fiber, interconnect cable assembly, low smoke zero halogen (LSZH) rated, MPO female to MPO female, Method A Std IL with no pulling eye, Aqua, 23 meters | PC | 1 | 1 | 1 | 1 | 793.92
07498359427 | FZTRL7N7NANM023 | OM4,12-Fiber,LSZH,PMPOf-PMPOf,A,23M | OM4 12 fiber, PanMPO interconnect cable assembly, low smoke zero halogen (LSZH), PanMPO Female To PanMPO Female, method A, Std IL with no pulling eye, Aqua, 23 meters | PC | 1 | 1 | 1 | 1 | 793.92
07498387286 | FZTRL7N7NBNM023 | OM4 12f Interconnect LSZH PanMPO F/PanMP | OM4 12 fiber interconnect cable assembly Low Smoke Zero Halogen ( LSZH), PanMPO female to PanMPO female, Method B Std IL with no pulling eye, 23 meters. | PC | 1 | 1 | 1 | 1 | 793.92
07498375022 | FXTRP8NUJSNF057 | OM3,12-Fiber,RndHrnss,1-2Short,PLEM,57ft | OM3 12-fiber, round harness cable assembly, plenum (OFNP), PanMPO Male to LC Uniboot staggered pairs 1 and 2 shortest, Std IL, Aqua, 57 ft. | PC | 1 | 1 | 1 | 1 | 794.52
07498374299 | FXTRP8NUSSNF057 | OM3 12-fiber round harness cable, plenum | OM3 12-fiber round harness cable assembly, plenum (OFNP) rated, PanMPO Male to LC Uniboot, 60cm (24 inch) equal breakout, Std. IL. | PC | 1 | 1 | 1 | 1 | 794.52
61305619542 | FXURPEN74XNF007 | OM324-Fbr,Intr,PLEM,A,12fbrF,AQ,7ft,EA | OM3 24-fiber, Interconnect, Plenum, 24F MPO Female to (2) 12-fiber Female PanMPO, Method A, Optimized IL, 7 Feet, Aqua. | PC | 1 | 1 | 1 | 1 | 794.54
61305619637 | FXURPEN74YNF007 | OM324-Fbr,Intr,PLEM,B,12fbrF,AQ,7ft,EA | OM3 24-fiber, Interconnect, Plenum, 24F MPO Female to (2) 12-fiber Female PanMPO, Method B, Optimized IL, 7 Feet, Aqua. | PC | 1 | 1 | 1 | 1 | 794.54
61305633190 | FZTRL5N5NXNM030 | OM4 12f Interconnect LSZH MPO F/MPO F Ty |  | PC | 1 | 1 | 1 | 1 | 794.54
61305633236 | FZTRL5N5NYNM030 | OM4 12f Interconnect LSZH MPO F/MPO F Ty |  | PC | 1 | 1 | 1 | 1 | 794.54
61305632320 | FZTRP5N5NBNF101 | OM4 12f Interconnect OFNP MPO F/MPO F Ty |  | PC | 1 | 1 | 1 | 1 | 794.6
61305629496 | FZTRP5N5NBNM022 | OM4 12f Interconnect OFNP MPO F/MPO F Ty |  | PC | 1 | 1 | 1 | 1 | 794.66
61305618130 | FZURPENENXNF004 | OM424-Fbr,Intrc,24f,PLEM,AQ,4ft,MtdA,EA | OM4 24 fiber, Interconnect, Plenum, 24F MPO Female to 24F MPO Female, Method A, Optimized IL, 4 ft, Aqua | PC | 1 | 1 | 1 | 1 | 794.68
61305618869 | FZURPENENYNF004 | OM424-Fbr,Intrc,24f,PLEM,AQ,4ft,MtdB,EA | OM4 24 fiber, Interconnect, Plenum, 24F MPO Female to 24F MPO Female, Method B, Optimized IL, 4 ft, Aqua | PC | 1 | 1 | 1 | 1 | 794.68
07498377372 | FZTRP8NUFSNF027 | OM4,12-Fiber,RndHrnss,PMPOm,1L,PLEM,27ft | OM4 12-fiber round harness cable assembly, plenum (OFNP) rated, PanMPO Male to LC Uniboot, staggered pair, 1 longest, Std IL, Aqua, 27 ft. | PC | 1 | 1 | 1 | 1 | 794.8
07498377152 | FZTRP8NUGSNF027 | OM4,12-Fiber,RndHrnss,PMPOm,1S,PLEM,27ft | OM4 12-fiber round harness cable assembly, plenum (OFNP) rated, PanMPO male to LC Uniboot staggered pair, 1 shortest, Std. IL. Aqua, 27 ft. | PC | 1 | 1 | 1 | 1 | 794.8
07498376536 | FZTRP8NUHSNF027 | OM4,12-Fiber,RndHrn,PMPOm,1-2L,PLEM,27ft | OM4 12-fiber round harness cable assembly, plenum (OFNP) rated, PanMPO Male to LC Uniboot staggered pairs, 1 and 2 longest, Std. IL. Aqua, 27 ft. | PC | 1 | 1 | 1 | 1 | 794.8
07498376833 | FZTRP8NUJSNF027 | OM4,12-Fiber,RndHrn,PMPOm,1-2S,PLEM,27ft | OM4 12-fiber round harness cable assembly, plenum (OFNP) rated, PanMPO Male to LC Uniboot, staggered pairs, 1 and 2 shortest, Std. IL. Aqua, 27 ft. | PC | 1 | 1 | 1 | 1 | 794.8
07498374811 | FZTRP8NUSSNF027 | OM4,12-Fiber,RndHarnessCbl,PLEM,27ft | OM4 12-fiber, round harness cable assembly, plenum (OFNP) rated, PanMPO Male to LC Uniboot 60cm (24 inch), equal breakout, Std IL, Aqua, 27 ft. | PC | 1 | 1 | 1 | 1 | 794.8
07498391673 | FZTRP5N5NANF072 | OM4,12-Fiber,PLEM,MPO/F-MPO/F,72ft | OM4 12 fiber, interconnect cable assembly, plenum (OFNP) rated, MPO female to MPO female, Method A Std IL, with no pulling eye 72 ft | PC | 1 | 1 | 1 | 1 | 795.24
07498357686 | FZTRP7N7NANF072 | Interconnect,12CT,OM4,MPO-MPO,A,72Ft. | OM4 12 fiber, PanMPO interconnect cable assembly, plenum rated (OFNP), PanMPO Female To PanMPO Female, Method A, Std IL with no pulling eye, Aqua, 72 ft | PC | 1 | 1 | 1 | 1 | 795.24
61305600564 | FZTRP7N7NBNF072 | OM4 12f Interconnect OFNP PanMPO F/PanMP | OM4 12 Fiber Interconnect Plenum PanMPO Female To PanMPO Female Method B Std. IL with no Pulling Eye - 72 Feet | PC | 1 | 1 | 1 | 1 | 795.24
07498399256 | FZ8RP7NUSQNF044 | 8-fiber OM4 Round Harness Plenum PanMPO | 8-fiber OM4 round harness cable assembly, plenum (OFNP) rated, PanMPO Female to LC Uniboot with 60cm (24 inch) equal breakout, 40G to 10G Std. IL | PC | 1 | 1 | 1 | 1 | 795.52
61305632974 | FZTRP7N7NYNF067 | OM4 12f Interconnect OFNP PanMPO F/PanMP |  | PC | 1 | 1 | 1 | 1 | 795.54
07498393379 | FZTRP5N5NANM022 | OM4 12 Fiber Interconnect Plenum MPO Fem |  | PC | 1 | 1 | 1 | 1 | 796.02
07498361032 | FZTRP7N7NANM022 | OM4,12-Fiber,PanMPO/F-PanMPO/F,22M | OM4 12 fiber, PanMPO interconnect cable assembly, plenum rated (OFNP), PanMPO Female To PanMPO Female, Method A, Std IL, with no pulling eye, Aqua, 22 meters | PC | 1 | 1 | 1 | 1 | 796.02
07498387319 | FZTRP7N7NBNM022 | OM4 12f Interconnect OFNP PanMPO F/PanMP | OM4 12 fiber interconnect cable assembly, plenum (OFNP) rated, PanMPO female to PanMPO female, Method B Std IL with no pulling eye, 22 meters. | PC | 1 | 1 | 1 | 1 | 796.02
61305632873 | FZTRP5N5NXNF094 | OM4 12f Interconnect OFNP MPO F/MPO F Ty |  | PC | 1 | 1 | 1 | 1 | 796.18
61305633392 | FZTRP5N5NYNF094 | OM4 12f Interconnect OFNP MPO F/MPO F Ty |  | PC | 1 | 1 | 1 | 1 | 796.18
61305619041 | FXURPENENXNF018 | OM324-Fbr,Intr,PLEM,A,24mpoF,AQ,18f,EA | OM3 24 fiber, Interconnect, Plenum, 24F MPO Female to 24F MPO Female, Method A, Optimized IL, 18 ft, Aqua | PC | 1 | 1 | 1 | 1 | 796.32
61305619139 | FXURPENENYNF018 | OM324-Fbr,Intr,PLEM,B,24mpoF,AQ,18f,EA | OM3 24 fiber, Interconnect, Plenum, 24F MPO Female to 24F MPO Female, Method B, Optimized IL, 18 ft, Aqua | PC | 1 | 1 | 1 | 1 | 796.32
61305600672 | FZTRP7N7NXNF067 | OM4 12f Interconnect OFNP PanMPO F/PanMP | OM4 12 Fiber Interconnect Plenum PanMPO Female To PanMPO Female Method A Optimized IL with no Pulling Eye - 67 Feet | PC | 1 | 1 | 1 | 1 | 796.72
61305633946 | FZTRP5N5NBNM031 | OM4 12f Interconnect OFNP MPO F/MPO F Ty |  | PC | 1 | 1 | 1 | 1 | 796.76
07498308541 | FZTRP7NQSONF020 | OM4,12-Fiber,RndHarness,PLEM,20ft | OM4, 12-fiber, harness cable assembly, plenum rated, Female PanMPO to LC duplex with 61cm (24 Inch) equal breakout, Optimized IL,20 feet | PC | 1 | 1 | 1 | 1 | 797.34
07498308615 | FZTRP8NQSONF020 | OM4 12f Harness OFNP PanMPO M/PushPull L | OM4 12-Fiber Round Harness, Plenum, Male PanMPO to LC Push-Pull, 24-inch breakout, Optimized IL - 20 feet | PC | 1 | 1 | 1 | 1 | 797.34
07498375024 | FXTRP8NUJSNF058 | OM3,12-Fiber,RndHrnss,1-2Short,PLEM,58ft | OM3 12-fiber, round harness cable assembly, plenum (OFNP), PanMPO Male to LC Uniboot staggered pairs 1 and 2 shortest, Std IL, Aqua, 58 ft. | PC | 1 | 1 | 1 | 1 | 797.7
07498374359 | FXTRP8NUSSNF058 | OM3 12-fiber round harness cable, plenum | OM3 12-fiber round harness cable assembly, plenum (OFNP) rated, PanMPO Male to LC Uniboot, 60cm (24 inch) equal breakout, Std. IL. | PC | 1 | 1 | 1 | 1 | 797.7
61305632321 | FZTRP5N5NBNF102 | OM4 12f Interconnect OFNP MPO F/MPO F Ty |  | PC | 1 | 1 | 1 | 1 | 797.76
07498377377 | FZTRP8NUFSNF028 | OM4,12-Fiber,RndHrnss,PMPOm,1L,PLEM,28ft | OM4 12-fiber round harness cable assembly, plenum (OFNP) rated, PanMPO Male to LC Uniboot, staggered pair, 1 longest, Std IL, Aqua, 28 ft. | PC | 1 | 1 | 1 | 1 | 799.24
07498377153 | FZTRP8NUGSNF028 | OM4,12-Fiber,RndHrnss,PMPOm,1S,PLEM,28ft | OM4 12-fiber round harness cable assembly, plenum (OFNP) rated, PanMPO male to LC Uniboot staggered pair, 1 shortest, Std. IL. Aqua, 28 ft. | PC | 1 | 1 | 1 | 1 | 799.24
07498376537 | FZTRP8NUHSNF028 | OM4,12-Fiber,RndHrn,PMPOm,1-2L,PLEM,28ft | OM4 12-fiber round harness cable assembly, plenum (OFNP) rated, PanMPO Male to LC Uniboot staggered pairs, 1 and 2 longest, Std. IL. Aqua, 28 ft. | PC | 1 | 1 | 1 | 1 | 799.24
07498376834 | FZTRP8NUJSNF028 | OM4,12-Fiber,RndHrn,PMPOm,1-2S,PLEM,28ft | OM4 12-fiber round harness cable assembly, plenum (OFNP) rated, PanMPO Male to LC Uniboot, staggered pairs, 1 and 2 shortest, Std. IL. Aqua, 28 ft. | PC | 1 | 1 | 1 | 1 | 799.24
07498374812 | FZTRP8NUSSNF028 | OM4,12-Fiber,RndHarnessCbl,PLEM,28ft | OM4 12-fiber, round harness cable assembly, plenum (OFNP) rated, PanMPO Male to LC Uniboot 60cm (24 inch), equal breakout, Std IL, Aqua, 28 ft. | PC | 1 | 1 | 1 | 1 | 799.24
61305633393 | FZTRP5N5NYNF095 | OM4 12f Interconnect OFNP MPO F/MPO F Ty |  | PC | 1 | 1 | 1 | 1 | 799.34
07498375141 | FZTRL8NUFSNM009 | OM4,12-Fiber,Rnd,HarnessCbl,LSZH,9M | OM4 12-fiber, round harness cable assembly, low smoke zero halogen (LSZH) rated, PanMPO Male to LC Uniboot staggered pair, 1 longest, Std. IL. Aqua, 9 meters. | PC | 1 | 1 | 1 | 1 | 799.48
07498375961 | FZTRL8NUGSNM009 | OM4,12-Fiber,RndHrnss,PMPOm,LSZH,9M | OM4 12-fiber, round harness cable assembly, low smoke zero halogen (LSZH) rated, PanMPO Male to LC Uniboot staggered pair, 1 shortest Std.IL, Aqua, 9 meters. | PC | 1 | 1 | 1 | 1 | 799.48
07498376062 | FZTRL8NUHSNM009 | OM4,12-Fiber,RndHrn,PMPOm,1-2L,LSZH,9M | OM4 12-fiber round harness cable assembly, low smoke zero halogen (LSZH) rated, PanMPO Male to LC Uniboot, staggered pairs, 1 and 2 Longest, Std. IL. Aqua, 9 meters. | PC | 1 | 1 | 1 | 1 | 799.48
07498376641 | FZTRL8NUJSNM009 | OM4,12-Fiber,RndHrn,PMPOm,1-2S,9M | OM4 12-fiber round harness cable assembly, low smoke zero halogen (LSZH) rated, PanMPO Male to LC Uniboot, staggered pair, 1 and 2 shortest, Std IL, Aqua, 9 meters. | PC | 1 | 1 | 1 | 1 | 799.48
07498375172 | FZTRL8NUSSNM009 | OM4,12-Fiber,RndHarnessCbl,LSZH,9M | OM4 12-fiber round harness cable assembly, low smoke zero halogen (LSZH) rated, PanMPO Male to LC Uniboot, 60cm (24 inch) equal breakout, Std. IL. Aqua, 9 meters. | PC | 1 | 1 | 1 | 1 | 799.48
07498391660 | FZTRP5N5NANF073 | OM4,12-Fiber,PLEM,MPO/F-MPO/F,73ft | OM4 12 fiber, interconnect cable assembly, plenum (OFNP) rated, MPO female to MPO female, Method A Std IL, with no pulling eye 73 ft | PC | 1 | 1 | 1 | 1 | 799.7
07498357688 | FZTRP7N7NANF073 | Interconnect,12CT,OM4,MPO-MPO,A,73Ft. | OM4 12 fiber, PanMPO interconnect cable assembly, plenum rated (OFNP), PanMPO Female To PanMPO Female, Method A, Std IL with no pulling eye, Aqua, 73 ft | PC | 1 | 1 | 1 | 1 | 799.7
61305600565 | FZTRP7N7NBNF073 | OM4 12f Interconnect OFNP PanMPO F/PanMP | OM4 12 Fiber Interconnect Plenum PanMPO Female To PanMPO Female Method B Std. IL with no Pulling Eye - 73 Feet | PC | 1 | 1 | 1 | 1 | 799.7
61305633283 | FZTRP5N5NYNM029 | OM4 12f Interconnect OFNP MPO F/MPO F Ty |  | PC | 1 | 1 | 1 | 1 | 799.74
07498399257 | FZ8RP7NUSQNF045 | 8-fiber OM4 Round Harness Plenum PanMPO | 8-fiber OM4 round harness cable assembly, plenum (OFNP) rated, PanMPO Female to LC Uniboot with 60cm (24 inch) equal breakout, 40G to 10G Std. IL | PC | 1 | 1 | 1 | 1 | 799.96
61305632975 | FZTRP7N7NYNF068 | OM4 12f Interconnect OFNP PanMPO F/PanMP |  | PC | 1 | 1 | 1 | 1 | 799.96
61305619543 | FXURPEN74XNF008 | OM324-Fbr,Intr,PLEM,A,12fbrF,AQ,8ft,EA | OM3 24-fiber, Interconnect, Plenum, 24F MPO Female to (2) 12-fiber Female PanMPO, Method A, Optimized IL, 8 Feet, Aqua. | PC | 1 | 1 | 1 | 1 | 800.26
61305619638 | FXURPEN74YNF008 | OM324-Fbr,Intr,PLEM,B,12fbrF,AQ,8ft,EA | OM3 24-fiber, Interconnect, Plenum, 24F MPO Female to (2) 12-fiber Female PanMPO, Method B, Optimized IL, 8 Feet, Aqua. | PC | 1 | 1 | 1 | 1 | 800.26
61305619427 | FXURLENENXNM006 | OM324-Fbr,Intr,LSZH,A,24mpoF,AQ,6M,RL | OM3 24 fiber, Interconnect, LSZH, 24F MPO Female to 24F MPO Female, Method A, Optimized IL, 6 m, Aqua | PC | 1 | 1 | 1 | 1 | 800.28
61305619457 | FXURLENENYNM006 | OM324-Fbr,Intr,LSZH,B,24mpoF,AQ,6M,RL | OM3 24 fiber, Interconnect, LSZH, 24F MPO Female to 24F MPO Female, Method B, Optimized IL, 6 m, Aqua | PC | 1 | 1 | 1 | 1 | 800.28
07498375025 | FXTRP8NUJSNF059 | OM3,12-Fiber,RndHrnss,1-2Short,PLEM,59ft | OM3 12-fiber, round harness cable assembly, plenum (OFNP), PanMPO Male to LC Uniboot staggered pairs 1 and 2 shortest, Std IL, Aqua, 59 ft. | PC | 1 | 1 | 1 | 1 | 800.88
07498374360 | FXTRP8NUSSNF059 | OM3 12-fiber round harness cable, plenum | OM3 12-fiber round harness cable assembly, plenum (OFNP) rated, PanMPO Male to LC Uniboot, 60cm (24 inch) equal breakout, Std. IL. | PC | 1 | 1 | 1 | 1 | 800.88
61305632322 | FZTRP5N5NBNF103 | OM4 12f Interconnect OFNP MPO F/MPO F Ty |  | PC | 1 | 1 | 1 | 1 | 800.94
61305600673 | FZTRP7N7NXNF068 | OM4 12f Interconnect OFNP PanMPO F/PanMP | OM4 12 Fiber Interconnect Plenum PanMPO Female To PanMPO Female Method A Optimized IL with no Pulling Eye - 68 Feet | PC | 1 | 1 | 1 | 1 | 801.18
07498308542 | FZTRP7NQSONF021 | OM4,12-Fiber,RndHarness,PLEM,21ft | OM4, 12-fiber, harness cable assembly, plenum rated, Female PanMPO to LC duplex with 61cm (24 Inch) equal breakout, Optimized IL,21 feet | PC | 1 | 1 | 1 | 1 | 801.82
07498308616 | FZTRP8NQSONF021 | OM4 12f Harness OFNP PanMPO M/PushPull L | OM4 12-Fiber Round Harness, Plenum, Male PanMPO to LC Push-Pull, 24-inch breakout, Optimized IL - 21 feet | PC | 1 | 1 | 1 | 1 | 801.82
61305619042 | FXURPENENXNF019 | OM324-Fbr,Intr,PLEM,A,24mpoF,AQ,19f,EA | OM3 24 fiber, Interconnect, Plenum, 24F MPO Female to 24F MPO Female, Method A, Optimized IL, 19 ft, Aqua | PC | 1 | 1 | 1 | 1 | 802.04
61305619140 | FXURPENENYNF019 | OM324-Fbr,Intr,PLEM,B,24mpoF,AQ,19f,EA | OM3 24 fiber, Interconnect, Plenum, 24F MPO Female to 24F MPO Female, Method B, Optimized IL, 19 ft, Aqua | PC | 1 | 1 | 1 | 1 | 802.04
61305632874 | FZTRP5N5NXNF096 | OM4 12f Interconnect OFNP MPO F/MPO F Ty |  | PC | 1 | 1 | 1 | 1 | 802.5
61305633394 | FZTRP5N5NYNF096 | OM4 12f Interconnect OFNP MPO F/MPO F Ty |  | PC | 1 | 1 | 1 | 1 | 802.5
61305618131 | FZURPENENXNF005 | OM424-Fbr,Intrc,24f,PLEM,AQ,5ft,MtdA,EA | OM4 24 fiber, Interconnect, Plenum, 24F MPO Female to 24F MPO Female, Method A, Optimized IL, 5 ft, Aqua | PC | 1 | 1 | 1 | 1 | 802.74
61305618870 | FZURPENENYNF005 | OM424-Fbr,Intrc,24f,PLEM,AQ,5ft,MtdB,EA | OM4 24 fiber, Interconnect, Plenum, 24F MPO Female to 24F MPO Female, Method B, Optimized IL, 5 ft, Aqua | PC | 1 | 1 | 1 | 1 | 802.74
07498377382 | FZTRP8NUFSNF029 | OM4,12-Fiber,RndHrnss,PMPOm,1L,PLEM,29ft | OM4 12-fiber round harness cable assembly, plenum (OFNP) rated, PanMPO Male to LC Uniboot, staggered pair, 1 longest, Std IL, Aqua, 29 ft. | PC | 1 | 1 | 1 | 1 | 803.7
07498377154 | FZTRP8NUGSNF029 | OM4,12-Fiber,RndHrnss,PMPOm,1S,PLEM,29ft | OM4 12-fiber round harness cable assembly, plenum (OFNP) rated, PanMPO male to LC Uniboot staggered pair, 1 shortest, Std. IL. Aqua, 29 ft. | PC | 1 | 1 | 1 | 1 | 803.7
07498376538 | FZTRP8NUHSNF029 | OM4,12-Fiber,RndHrn,PMPOm,1-2L,PLEM,29ft | OM4 12-fiber round harness cable assembly, plenum (OFNP) rated, PanMPO Male to LC Uniboot staggered pairs, 1 and 2 longest, Std. IL. Aqua, 29 ft. | PC | 1 | 1 | 1 | 1 | 803.7
07498376835 | FZTRP8NUJSNF029 | OM4,12-Fiber,RndHrn,PMPOm,1-2S,PLEM,29ft | OM4 12-fiber round harness cable assembly, plenum (OFNP) rated, PanMPO Male to LC Uniboot, staggered pairs, 1 and 2 shortest, Std. IL. Aqua, 29 ft. | PC | 1 | 1 | 1 | 1 | 803.7
07498374813 | FZTRP8NUSSNF029 | OM4,12-Fiber,RndHarnessCbl,PLEM,29ft | OM4 12-fiber, round harness cable assembly, plenum (OFNP) rated, PanMPO Male to LC Uniboot 60cm (24 inch), equal breakout, Std IL, Aqua, 29 ft. | PC | 1 | 1 | 1 | 1 | 803.7
07498369995 | FZTRL7N7NXNM022 | OM4,12-Fiber,LSZH,PMPOf-PMPOf,22M | OM4 12 fiber, optimized interconnect cable assembly, low smoke zero halogen (LSZH) rated, PanMPO female to PanMPO female, Method A, Optimized IL, with no pulling eye, Aqua, 22 meters | PC | 1 | 1 | 1 | 1 | 803.76
07498386782 | FZTRL7N7NYNM022 | OM4 12f Interconnect LSZH PanMPO F/PanMP | OM4 12 fiber interconnect cable assembly Low Smoke Zero Halogen (LSZH) PanMPO female to PanMPO female Method B Optimized IL, with no pulling eye, 22 meters. | PC | 1 | 1 | 1 | 1 | 803.76
07498375026 | FXTRP8NUJSNF060 | OM3,12-Fiber,RndHrnss,1-2Short,PLEM,60ft | OM3 12-fiber, round harness cable assembly, plenum (OFNP), PanMPO Male to LC Uniboot staggered pairs 1 and 2 shortest, Std IL, Aqua, 60 ft. | PC | 1 | 1 | 1 | 1 | 804.06
07498374361 | FXTRP8NUSSNF060 | OM3 12-fiber round harness cable, plenum | OM3 12-fiber round harness cable assembly, plenum (OFNP) rated, PanMPO Male to LC Uniboot, 60cm (24 inch) equal breakout, Std. IL. | PC | 1 | 1 | 1 | 1 | 804.06
07498399075 | FZ8RL7NUSQNM014 | OM4 8 Fiber Round Harness LSZH PanMPO Fe | OM4 8-fiber round harness cable assembly, low smoke zero halogen (LSZH) rated,PanMPO female To LC Uniboot 60cm (24 inch), equal breakout, Std. IL, 14 meters. | PC | 1 | 1 | 1 | 1 | 804.1
07498399002 | FZ8RP7NUSQNM014 | 8-fiber OM4 Round Harness Plenum PanMPO | 8-fiber OM4 Round Harness Plenum PanMPO Female to LC Uniboot 60cm (24 inch) equal breakout 40G to 10G Std. IL - 14m | PC | 1 | 1 | 1 | 1 | 804.1
61305632323 | FZTRP5N5NBNF104 | OM4 12f Interconnect OFNP MPO F/MPO F Ty |  | PC | 1 | 1 | 1 | 1 | 804.1
07498391661 | FZTRP5N5NANF074 | OM4,12-Fiber,PLEM,MPO/F-MPO/F,74ft | OM4 12 fiber, interconnect cable assembly, plenum (OFNP) rated, MPO female to MPO female, Method A Std IL, with no pulling eye 74 ft | PC | 1 | 1 | 1 | 1 | 804.14
07498357689 | FZTRP7N7NANF074 | Interconnect,12CT,OM4,MPO-MPO,A,74Ft. | OM4 12 fiber, PanMPO interconnect cable assembly, plenum rated (OFNP), PanMPO Female To PanMPO Female, Method A, Std IL with no pulling eye, Aqua, 74 ft | PC | 1 | 1 | 1 | 1 | 804.14
61305600566 | FZTRP7N7NBNF074 | OM4 12f Interconnect OFNP PanMPO F/PanMP | OM4 12 Fiber Interconnect Plenum PanMPO Female To PanMPO Female Method B Std. IL with no Pulling Eye - 74 Feet | PC | 1 | 1 | 1 | 1 | 804.14
61305633191 | FZTRL5N5NXNM031 | OM4 12f Interconnect LSZH MPO F/MPO F Ty |  | PC | 1 | 1 | 1 | 1 | 804.42
61305633237 | FZTRL5N5NYNM031 | OM4 12f Interconnect LSZH MPO F/MPO F Ty |  | PC | 1 | 1 | 1 | 1 | 804.42
61305632976 | FZTRP7N7NYNF069 | OM4 12f Interconnect OFNP PanMPO F/PanMP |  | PC | 1 | 1 | 1 | 1 | 804.42
07498399258 | FZ8RP7NUSQNF046 | 8-fiber OM4 Round Harness Plenum PanMPO | 8-fiber OM4 round harness cable assembly, plenum (OFNP) rated, PanMPO Female to LC Uniboot with 60cm (24 inch) equal breakout, 40G to 10G Std. IL | PC | 1 | 1 | 1 | 1 | 804.44
07498393451 | FZTRP5N5NXNM021 | OM4 12 Fiber Interconnect Plenum MPO Fem | OM4 12 fiber interconnect plenum MPO female to MPO female, method A opt IL., with no pulling eye - 21 meters. | PC | 1 | 1 | 1 | 1 | 805.14
07498361151 | FZTRP7N7NXNM021 | OM4,12-Fiber,PLEM,PMPOf-PMPOf,21M | OM4 12 fiber, PanMPO interconnect cable assembly, plenum rated (OFNP), PanMPO Female To PanMPO Female, Method A, Optimized IL, with no pulling eye, Aqua, 21 meters | PC | 1 | 1 | 1 | 1 | 805.14
07498386719 | FZTRP7N7NYNM021 | OM4 12f Interconnect OFNP PanMPO F/PanMP | OM4 12 fiber interconnect cable assembly plenum (OFNP) rated Pan MPO female to Pan MPO female, Method B Optimized IL, with no pulling eye, 21 meters. | PC | 1 | 1 | 1 | 1 | 805.14
07498309319 | FZTRL7NQSONM007 | OM4,12-Fiber,RndHarness,LSZH,7M | OM4, 12-fiber, harness cable assembly, LSZH rated, Female PanMPO to LC duplex with 61cm (24 Inch) equal breakout, Optimized IL, 7m. | PC | 1 | 1 | 1 | 1 | 805.46
07498309334 | FZTRL8NQSONM007 | OM4 12-Fiber Round Harness, LSZH, Male P | OM4 12-Fiber Round Harness, LSZH, Male PanMPO to LC Push-Pull, 61cm breakout, Optimized IL - 7 meters | PC | 1 | 1 | 1 | 1 | 805.46
61305600674 | FZTRP7N7NXNF069 | OM4 12f Interconnect OFNP PanMPO F/PanMP | OM4 12 Fiber Interconnect Plenum PanMPO Female To PanMPO Female Method A Optimized IL with no Pulling Eye - 69 Feet | PC | 1 | 1 | 1 | 1 | 805.62
61305632875 | FZTRP5N5NXNF097 | OM4 12f Interconnect OFNP MPO F/MPO F Ty |  | PC | 1 | 1 | 1 | 1 | 805.68
61305633395 | FZTRP5N5NYNF097 | OM4 12f Interconnect OFNP MPO F/MPO F Ty |  | PC | 1 | 1 | 1 | 1 | 805.68
61305619544 | FXURPEN74XNF009 | OM324-Fbr,Intr,PLEM,A,12fbrF,AQ,9ft,EA | OM3 24-fiber, Interconnect, Plenum, 24F MPO Female to (2) 12-fiber Female PanMPO, Method A, Optimized IL, 9 Feet, Aqua. | PC | 1 | 1 | 1 | 1 | 805.98
61305619639 | FXURPEN74YNF009 | OM324-Fbr,Intr,PLEM,B,12fbrF,AQ,9ft,EA | OM3 24-fiber, Interconnect, Plenum, 24F MPO Female to (2) 12-fiber Female PanMPO, Method B, Optimized IL, 9 Feet, Aqua. | PC | 1 | 1 | 1 | 1 | 805.98
07498308543 | FZTRP7NQSONF022 | OM4,12-Fiber,RndHarness,PLEM,22ft | OM4, 12-fiber, harness cable assembly, plenum rated, Female PanMPO to LC duplex with 61cm (24 Inch) equal breakout, Optimized IL,22 feet | PC | 1 | 1 | 1 | 1 | 806.28
07498308617 | FZTRP8NQSONF022 | OM4 12f Harness OFNP PanMPO M/PushPull L | OM4 12-Fiber Round Harness, Plenum, Male PanMPO to LC Push-Pull, 24-inch breakout, Optimized IL - 22 feet | PC | 1 | 1 | 1 | 1 | 806.28
61305629584 | FZTRL5N5NBNM024 | OM4 12f Interconnect LSZH MPO F/MPO F Ty |  | PC | 1 | 1 | 1 | 1 | 806.32
61305633947 | FZTRP5N5NBNM032 | OM4 12f Interconnect OFNP MPO F/MPO F Ty |  | PC | 1 | 1 | 1 | 1 | 807.14
07498375027 | FXTRP8NUJSNF061 | OM3,12-Fiber,RndHrnss,1-2Short,PLEM,61ft | OM3 12-fiber, round harness cable assembly, plenum (OFNP), PanMPO Male to LC Uniboot staggered pairs 1 and 2 shortest, Std IL, Aqua, 61 ft. | PC | 1 | 1 | 1 | 1 | 807.22
07498374362 | FXTRP8NUSSNF061 | OM3 12-fiber round harness cable, plenum | OM3 12-fiber round harness cable assembly, plenum (OFNP) rated, PanMPO Male to LC Uniboot, 60cm (24 inch) equal breakout, Std. IL. | PC | 1 | 1 | 1 | 1 | 807.22
61305632324 | FZTRP5N5NBNF105 | OM4 12f Interconnect OFNP MPO F/MPO F Ty |  | PC | 1 | 1 | 1 | 1 | 807.26
61305619043 | FXURPENENXNF020 | OM324-Fbr,Intr,PLEM,A,24mpoF,AQ,20f,EA | OM3 24 fiber, Interconnect, Plenum, 24F MPO Female to 24F MPO Female, Method A, Optimized IL, 20 ft, Aqua | PC | 1 | 1 | 1 | 1 | 807.76
61305619141 | FXURPENENYNF020 | OM324-Fbr,Intr,PLEM,B,24mpoF,AQ,20f,EA | OM3 24 fiber, Interconnect, Plenum, 24F MPO Female to 24F MPO Female, Method B, Optimized IL, 20 ft, Aqua | PC | 1 | 1 | 1 | 1 | 807.76
07498389760 | FZTRL5N5NANM024 | OM4,12-Fiber,LSZH,MPO/Fm-MPO/Fm,24M | OM4 12 fiber, interconnect cable assembly, low smoke zero halogen (LSZH) rated, MPO female to MPO female, Method A Std IL with no pulling eye, Aqua, 24 meters | PC | 1 | 1 | 1 | 1 | 807.76
07498359428 | FZTRL7N7NANM024 | OM4,12-Fiber,LSZH,PMPOf-PMPOf,A,24M | OM4 12 fiber, PanMPO interconnect cable assembly, low smoke zero halogen (LSZH), PanMPO Female To PanMPO Female, method A, Std IL with no pulling eye, Aqua, 24 meters | PC | 1 | 1 | 1 | 1 | 807.76
07498387288 | FZTRL7N7NBNM024 | OM4 12f Interconnect LSZH PanMPO F/PanMP | OM4 12 fiber interconnect cable assembly Low Smoke Zero Halogen ( LSZH), PanMPO female to PanMPO female, Method B Std IL with no pulling eye, 24 meters. | PC | 1 | 1 | 1 | 1 | 807.76
61305619756 | FXURLEN74XNM003 | OM324-Fbr,Intr,LSZH,A,12fbrF,AQ,3M,RL | OM3 24-fiber, Interconnect, LSZH, 24F MPO Female to (2) 12-fiber Female PanMPO, Method A, Optimized IL, 3 Meters, Aqua. | PC | 1 | 1 | 1 | 1 | 807.98
61305619786 | FXURLEN74YNM003 | OM324-Fbr,Intr,LSZH,B,12fbrF,AQ,3M,RL | OM3 24-fiber, Interconnect, LSZH, 24F MPO Female to (2) 12-fiber Female PanMPO, Method B, Optimized IL, 3 Meters, Aqua. | PC | 1 | 1 | 1 | 1 | 807.98
07498377383 | FZTRP8NUFSNF030 | OM4,12-Fiber,RndHrnss,PMPOm,1L,PLEM,30ft | OM4 12-fiber round harness cable assembly, plenum (OFNP) rated, PanMPO Male to LC Uniboot, staggered pair, 1 longest, Std IL, Aqua, 30 ft. | PC | 1 | 1 | 1 | 1 | 808.14
07498377155 | FZTRP8NUGSNF030 | OM4,12-Fiber,RndHrnss,PMPOm,1S,PLEM,30ft | OM4 12-fiber round harness cable assembly, plenum (OFNP) rated, PanMPO male to LC Uniboot staggered pair, 1 shortest, Std. IL. Aqua, 30 ft. | PC | 1 | 1 | 1 | 1 | 808.14
07498376539 | FZTRP8NUHSNF030 | OM4,12-Fiber,RndHrn,PMPOm,1-2L,PLEM,30ft | OM4 12-fiber round harness cable assembly, plenum (OFNP) rated, PanMPO Male to LC Uniboot staggered pairs, 1 and 2 longest, Std. IL. Aqua, 30 ft. | PC | 1 | 1 | 1 | 1 | 808.14
07498376836 | FZTRP8NUJSNF030 | OM4,12-Fiber,RndHrn,PMPOm,1-2S,PLEM,30ft | OM4 12-fiber round harness cable assembly, plenum (OFNP) rated, PanMPO Male to LC Uniboot, staggered pairs, 1 and 2 shortest, Std. IL. Aqua, 30 ft. | PC | 1 | 1 | 1 | 1 | 808.14
07498374814 | FZTRP8NUSSNF030 | OM4,12-Fiber,RndHarnessCbl,PLEM,30ft | OM4 12-fiber, round harness cable assembly, plenum (OFNP) rated, PanMPO Male to LC Uniboot 60cm (24 inch), equal breakout, Std IL, Aqua, 30 ft. | PC | 1 | 1 | 1 | 1 | 808.14
07498391674 | FZTRP5N5NANF075 | OM4,12-Fiber,PLEM,MPO/F-MPO/F,75ft | OM4 12 fiber, interconnect cable assembly, plenum (OFNP) rated, MPO female to MPO female, Method A Std IL, with no pulling eye 75 ft | PC | 1 | 1 | 1 | 1 | 808.6
07498357696 | FZTRP7N7NANF075 | Interconnect,12CT,OM4,MPO-MPO,A,75Ft. | OM4 12 fiber, PanMPO interconnect cable assembly, plenum rated (OFNP), PanMPO Female To PanMPO Female, Method A, Std IL with no pulling eye, Aqua, 75 ft | PC | 1 | 1 | 1 | 1 | 808.6
61305600567 | FZTRP7N7NBNF075 | OM4 12f Interconnect OFNP PanMPO F/PanMP | OM4 12 Fiber Interconnect Plenum PanMPO Female To PanMPO Female Method B Std. IL with no Pulling Eye - 75 Feet | PC | 1 | 1 | 1 | 1 | 808.6
61305632876 | FZTRP5N5NXNF098 | OM4 12f Interconnect OFNP MPO F/MPO F Ty |  | PC | 1 | 1 | 1 | 1 | 808.84
61305633396 | FZTRP5N5NYNF098 | OM4 12f Interconnect OFNP MPO F/MPO F Ty |  | PC | 1 | 1 | 1 | 1 | 808.84
07498399260 | FZ8RP7NUSQNF047 | 8-fiber OM4 Round Harness Plenum PanMPO | 8-fiber OM4 round harness cable assembly, plenum (OFNP) rated, PanMPO Female to LC Uniboot with 60cm (24 inch) equal breakout, 40G to 10G Std. IL | PC | 1 | 1 | 1 | 1 | 808.88
61305629494 | FZTRP5N5NBNM023 | OM4 12f Interconnect OFNP MPO F/MPO F Ty |  | PC | 1 | 1 | 1 | 1 | 809.22
61305600675 | FZTRP7N7NXNF070 | OM4 12f Interconnect OFNP PanMPO F/PanMP | OM4 12 Fiber Interconnect Plenum PanMPO Female To PanMPO Female Method A Optimized IL with no Pulling Eye - 70 Feet | PC | 1 | 1 | 1 | 1 | 810.08
61305600707 | FZTRP7N7NYNF070 | OM4 12f Interconnect OFNP PanMPO F/PanMP | OM4 12 Fiber Interconnect Plenum PanMPO Female To PanMPO Female Method B Optimized IL with no Pulling Eye - 70 Feet | PC | 1 | 1 | 1 | 1 | 810.08
61305633284 | FZTRP5N5NYNM030 | OM4 12f Interconnect OFNP MPO F/MPO F Ty |  | PC | 1 | 1 | 1 | 1 | 810.12
07498375029 | FXTRP8NUJSNF062 | OM3,12-Fiber,RndHrnss,1-2Short,PLEM,62ft | OM3 12-fiber, round harness cable assembly, plenum (OFNP), PanMPO Male to LC Uniboot staggered pairs 1 and 2 shortest, Std IL, Aqua, 62 ft. | PC | 1 | 1 | 1 | 1 | 810.4
07498374383 | FXTRP8NUSSNF062 | OM3 12-fiber round harness cable, plenum | OM3 12-fiber round harness cable assembly, plenum (OFNP) rated, PanMPO Male to LC Uniboot, 60cm (24 inch) equal breakout, Std. IL. | PC | 1 | 1 | 1 | 1 | 810.4
61305632325 | FZTRP5N5NBNF106 | OM4 12f Interconnect OFNP MPO F/MPO F Ty |  | PC | 1 | 1 | 1 | 1 | 810.44
07498393335 | FZTRP5N5NANM023 | OM4 12 Fiber Interconnect Plenum MPO Fem | OM4 12-fiber, interconnect cable assembly, plenum (OFNP) rated, MPO female to MPO female, Method A Std. IL, with no pulling eye - 23 meters. | PC | 1 | 1 | 1 | 1 | 810.62
07498361033 | FZTRP7N7NANM023 | OM4,12-Fiber,PanMPO/F-PanMPO/F,23M | OM4 12 fiber, PanMPO interconnect cable assembly, plenum rated (OFNP), PanMPO Female To PanMPO Female, Method A, Std IL, with no pulling eye, Aqua, 23 meters | PC | 1 | 1 | 1 | 1 | 810.62
07498387321 | FZTRP7N7NBNM023 | OM4 12f Interconnect OFNP PanMPO F/PanMP | OM4 12 fiber interconnect cable assembly, plenum (OFNP) rated, PanMPO female to PanMPO female, Method B Std IL with no pulling eye, 23 meters. | PC | 1 | 1 | 1 | 1 | 810.62
07498308544 | FZTRP7NQSONF023 | OM4,12-Fiber,RndHarness,PLEM,23ft | OM4, 12-fiber, harness cable assembly, plenum rated, Female PanMPO to LC duplex with 61cm (24 Inch) equal breakout, Optimized IL, 23 feet | PC | 1 | 1 | 1 | 1 | 810.72
07498308618 | FZTRP8NQSONF023 | OM4 12f Harness OFNP PanMPO M/PushPull L | OM4 12-Fiber Round Harness, Plenum, Male PanMPO to LC Push-Pull, 24-inch breakout, Optimized IL - 23 feet | PC | 1 | 1 | 1 | 1 | 810.72
61305618132 | FZURPENENXNF006 | OM424-Fbr,Intrc,24f,PLEM,AQ,6ft,MtdA,EA | OM4 24 fiber, Interconnect, Plenum, 24F MPO Female to 24F MPO Female, Method A, Optimized IL, 6 ft, Aqua | PC | 1 | 1 | 1 | 1 | 810.74
61305618871 | FZURPENENYNF006 | OM424-Fbr,Intrc,24f,PLEM,AQ,6ft,MtdB,EA | OM4 24 fiber, Interconnect, Plenum, 24F MPO Female to 24F MPO Female, Method B, Optimized IL, 6 ft, Aqua | PC | 1 | 1 | 1 | 1 | 810.74
61305619545 | FXURPEN74XNF010 | OM324-Fbr,Intr,PLEM,A,AQ,12fbrF,10f,EA | OM3 24-fiber, Interconnect, Plenum, 24F MPO Female to (2) 12-fiber Female PanMPO, Method A, Optimized IL, 10 Feet, Aqua. | PC | 1 | 1 | 1 | 1 | 811.7
61305619640 | FXURPEN74YNF010 | OM324-Fbr,Intr,PLEM,B,AQ,12fbrF,10f,EA | OM3 24-fiber, Interconnect, Plenum, 24F MPO Female to (2) 12-fiber Female PanMPO, Method B, Optimized IL, 10 Feet, Aqua. | PC | 1 | 1 | 1 | 1 | 811.7
61305632877 | FZTRP5N5NXNF099 | OM4 12f Interconnect OFNP MPO F/MPO F Ty |  | PC | 1 | 1 | 1 | 1 | 812.02
61305633397 | FZTRP5N5NYNF099 | OM4 12f Interconnect OFNP MPO F/MPO F Ty |  | PC | 1 | 1 | 1 | 1 | 812.02
61305618967 | FZURLENENXNM002 | OM424-Fbr,Intrc,24F,LSZH,AQ,2M,MtdA,RL | OM4 24 fiber, Interconnect, LSZH, 24F MPO Female to 24F MPO Female, Method A, Optimized IL, 2 m, Aqua | PC | 1 | 1 | 1 | 1 | 812.56
61305618997 | FZURLENENYNM002 | OM424-Fbr,Intrc,24F,LSZH,AQ,2M,MtdB,RL | OM4 24 fiber, Interconnect, LSZH, 24F MPO Female to 24F MPO Female, Method B, Optimized IL, 2 m, Aqua | PC | 1 | 1 | 1 | 1 | 812.56
07498377384 | FZTRP8NUFSNF031 | OM4,12-Fiber,RndHarnessPLEM,31ft | OM4 12-fiber round harness cable assembly, plenum (OFNP) rated, PanMPO Male to LC Uniboot, staggered pair, 1 longest, Std IL, Aqua, 31 ft. | PC | 1 | 1 | 1 | 1 | 812.6
07498377156 | FZTRP8NUGSNF031 | OM4,12-Fiber,RndHrnss,PMPOm,1S,PLEM,31ft | OM4 12-fiber round harness cable assembly, plenum (OFNP) rated, PanMPO male to LC Uniboot staggered pair, 1 shortest, Std. IL. Aqua, 31 ft. | PC | 1 | 1 | 1 | 1 | 812.6
07498376540 | FZTRP8NUHSNF031 | OM4,12-Fiber,RndHrn,PMPOm,1-2L,PLEM,31ft | OM4 12-fiber round harness cable assembly, plenum (OFNP) rated, PanMPO Male to LC Uniboot staggered pairs, 1 and 2 longest, Std. IL. Aqua, 31 ft. | PC | 1 | 1 | 1 | 1 | 812.6
07498376837 | FZTRP8NUJSNF031 | OM4,12-Fiber,RndHrn,PMPOm,1-2S,PLEM,31ft | OM4 12-fiber round harness cable assembly, plenum (OFNP) rated, PanMPO Male to LC Uniboot, staggered pairs, 1 and 2 shortest, Std. IL. Aqua, 31 ft. | PC | 1 | 1 | 1 | 1 | 812.6
07498374815 | FZTRP8NUSSNF031 | OM4,12-Fiber,RndHarnessCbl,PLEM,31ft | OM4 12-fiber, round harness cable assembly, plenum (OFNP) rated, PanMPO Male to LC Uniboot 60cm (24 inch), equal breakout, Std IL, Aqua, 31 ft. | PC | 1 | 1 | 1 | 1 | 812.6
07498391675 | FZTRP5N5NANF076 | OM4,12-Fiber,PLEM,MPO/F-MPO/F,76ft | OM4 12 fiber, interconnect cable assembly, plenum (OFNP) rated, MPO female to MPO female, Method A Std IL, with no pulling eye 76 ft | PC | 1 | 1 | 1 | 1 | 813.06
07498357699 | FZTRP7N7NANF076 | Interconnect,12CT,OM4,MPO-MPO,A,76Ft. | OM4 12 fiber, PanMPO interconnect cable assembly, plenum rated (OFNP), PanMPO Female To PanMPO Female, Method A, Std IL with no pulling eye, Aqua, 76 ft | PC | 1 | 1 | 1 | 1 | 813.06
61305632977 | FZTRP7N7NYNF071 | OM4 12f Interconnect OFNP PanMPO F/PanMP |  | PC | 1 | 1 | 1 | 1 | 813.28
07498399282 | FZ8RP7NUSQNF048 | 8-fiber OM4 Round Harness Plenum PanMPO | 8-fiber OM4 round harness cable assembly, plenum (OFNP) rated, PanMPO Female to LC Uniboot with 60cm (24 inch) equal breakout, 40G to 10G Std. IL | PC | 1 | 1 | 1 | 1 | 813.32
07498375143 | FZTRL8NUFSNM010 | OM4,12-Fiber,Rnd,HarnessCbl,LSZH,10M | OM4 12-fiber, round harness cable assembly, low smoke zero halogen (LSZH) rated, PanMPO Male to LC Uniboot staggered pair, 1 longest, Std. IL. Aqua, 10 meters. | PC | 1 | 1 | 1 | 1 | 813.36
07498375965 | FZTRL8NUGSNM010 | OM4,12-Fiber,RndHrnss,PMPOm,LSZH,10M | OM4 12-fiber, round harness cable assembly, low smoke zero halogen (LSZH) rated, PanMPO Male to LC Uniboot staggered pair, 1 shortest Std.IL, Aqua, 10 meters. | PC | 1 | 1 | 1 | 1 | 813.36
07498376063 | FZTRL8NUHSNM010 | OM4,12-Fiber,RndHarnessLSZH,10M | OM4 12-fiber round harness cable assembly, low smoke zero halogen (LSZH) rated, PanMPO Male to LC Uniboot, staggered pairs, 1 and 2 Longest, Std. IL. Aqua, 10 meters. | PC | 1 | 1 | 1 | 1 | 813.36
07498376644 | FZTRL8NUJSNM010 | OM4,12-Fiber,RndHrn,PMPOm,1-2S,10M | OM4 12-fiber round harness cable assembly, low smoke zero halogen (LSZH) rated, PanMPO Male to LC Uniboot, staggered pair, 1 and 2 shortest, Std IL, Aqua, 10 meters. | PC | 1 | 1 | 1 | 1 | 813.36
07498375173 | FZTRL8NUSSNM010 | OM4,12-Fiber,RndHarnessCbl,LSZH,10M | OM4 12-fiber round harness cable assembly, low smoke zero halogen (LSZH) rated, PanMPO Male to LC Uniboot, 60cm (24 inch) equal breakout, Std. IL. Aqua, 10 meters. | PC | 1 | 1 | 1 | 1 | 813.36
61305619044 | FXURPENENXNF021 | OM324-Fbr,Intr,PLEM,A,24mpoF,AQ,21f,EA | OM3 24 fiber, Interconnect, Plenum, 24F MPO Female to 24F MPO Female, Method A, Optimized IL, 21 ft, Aqua | PC | 1 | 1 | 1 | 1 | 813.48
61305619142 | FXURPENENYNF021 | OM324-Fbr,Intr,PLEM,B,24mpoF,AQ,21f,EA | OM3 24 fiber, Interconnect, Plenum, 24F MPO Female to 24F MPO Female, Method B, Optimized IL, 21 ft, Aqua | PC | 1 | 1 | 1 | 1 | 813.48
07498375037 | FXTRP8NUJSNF063 | OM3,12-Fiber,RndHrnss,1-2Short,PLEM,63ft | OM3 12-fiber, round harness cable assembly, plenum (OFNP), PanMPO Male to LC Uniboot staggered pairs 1 and 2 shortest, Std IL, Aqua, 63 ft. | PC | 1 | 1 | 1 | 1 | 813.62
07498374393 | FXTRP8NUSSNF063 | OM3 12-fiber round harness cable, plenum | OM3 12-fiber round harness cable assembly, plenum (OFNP) rated, PanMPO Male to LC Uniboot, 60cm (24 inch) equal breakout, Std. IL. | PC | 1 | 1 | 1 | 1 | 813.62
61305632326 | FZTRP5N5NBNF107 | OM4 12f Interconnect OFNP MPO F/MPO F Ty |  | PC | 1 | 1 | 1 | 1 | 813.62
61305633192 | FZTRL5N5NXNM032 | OM4 12f Interconnect LSZH MPO F/MPO F Ty |  | PC | 1 | 1 | 1 | 1 | 814.26
61305633238 | FZTRL5N5NYNM032 | OM4 12f Interconnect LSZH MPO F/MPO F Ty |  | PC | 1 | 1 | 1 | 1 | 814.26
61305600676 | FZTRP7N7NXNF071 | OM4 12f Interconnect OFNP PanMPO F/PanMP | OM4 12 Fiber Interconnect Plenum PanMPO Female To PanMPO Female Method A Optimized IL with no Pulling Eye - 71 Feet | PC | 1 | 1 | 1 | 1 | 814.52
07498308545 | FZTRP7NQSONF024 | OM4,12-Fiber,RndHarness,PLEM,24ft | OM4, 12-fiber, harness cable assembly, plenum rated, Female PanMPO to LC duplex with 61cm (24 Inch) equal breakout, Optimized IL,24 feet | PC | 1 | 1 | 1 | 1 | 815.16
07498308619 | FZTRP8NQSONF024 | OM4 12f Harness OFNP PanMPO M/PushPull L | OM4 12-Fiber Round Harness, Plenum, Male PanMPO to LC Push-Pull, 24-inch breakout, Optimized IL - 24 feet | PC | 1 | 1 | 1 | 1 | 815.16
61305633398 | FZTRP5N5NYNF100 | OM4 12f Interconnect OFNP MPO F/MPO F Ty |  | PC | 1 | 1 | 1 | 1 | 815.18
07498375039 | FXTRP8NUJSNF064 | OM3,12-Fiber,RndHrnss,1-2Short,PLEM,64ft | OM3 12-fiber, round harness cable assembly, plenum (OFNP), PanMPO Male to LC Uniboot staggered pairs 1 and 2 shortest, Std IL, Aqua, 64 ft. | PC | 1 | 1 | 1 | 1 | 816.78
07498374401 | FXTRP8NUSSNF064 | OM3 12-fiber round harness cable, plenum | OM3 12-fiber round harness cable assembly, plenum (OFNP) rated, PanMPO Male to LC Uniboot, 60cm (24 inch) equal breakout, Std. IL. | PC | 1 | 1 | 1 | 1 | 816.78
61305632327 | FZTRP5N5NBNF108 | OM4 12f Interconnect OFNP MPO F/MPO F Ty |  | PC | 1 | 1 | 1 | 1 | 816.78
07498377385 | FZTRP8NUFSNF032 | OM4,12-Fiber,RndHrnss,PMPOm,1L,PLEM,32ft | OM4 12-fiber round harness cable assembly, plenum (OFNP) rated, PanMPO Male to LC Uniboot, staggered pair, 1 longest, Std IL, Aqua, 32 ft. | PC | 1 | 1 | 1 | 1 | 817.06
07498377157 | FZTRP8NUGSNF032 | OM4,12-Fiber,RndHrnss,PMPOm,1S,PLEM,32ft | OM4 12-fiber round harness cable assembly, plenum (OFNP) rated, PanMPO male to LC Uniboot staggered pair, 1 shortest, Std. IL. Aqua, 32 ft. | PC | 1 | 1 | 1 | 1 | 817.06
07498376543 | FZTRP8NUHSNF032 | OM4,12-Fiber,RndHrn,PMPOm,1-2L,PLEM,32ft | OM4 12-fiber round harness cable assembly, plenum (OFNP) rated, PanMPO Male to LC Uniboot staggered pairs, 1 and 2 longest, Std. IL. Aqua, 32 ft. | PC | 1 | 1 | 1 | 1 | 817.06
07498376838 | FZTRP8NUJSNF032 | OM4,12-Fiber,RndHrn,PMPOm,1-2S,PLEM,32ft | OM4 12-fiber round harness cable assembly, plenum (OFNP) rated, PanMPO Male to LC Uniboot, staggered pairs, 1 and 2 shortest, Std. IL. Aqua, 32 ft. | PC | 1 | 1 | 1 | 1 | 817.06
07498374816 | FZTRP8NUSSNF032 | OM4,12-Fiber,RndHarnessCbl,PLEM,32ft | OM4 12-fiber, round harness cable assembly, plenum (OFNP) rated, PanMPO Male to LC Uniboot 60cm (24 inch), equal breakout, Std IL, Aqua, 32 ft. | PC | 1 | 1 | 1 | 1 | 817.06
61305619546 | FXURPEN74XNF011 | OM324-Fbr,Intr,PLEM,A,12fbrF,AQ,11f,EA | OM3 24-fiber, Interconnect, Plenum, 24F MPO Female to (2) 12-fiber Female PanMPO, Method A, Optimized IL, 11 Feet, Aqua. | PC | 1 | 1 | 1 | 1 | 817.42
61305619641 | FXURPEN74YNF011 | OM324-Fbr,Intr,PLEM,B,12fbrF,AQ,11f,EA | OM3 24-fiber, Interconnect, Plenum, 24F MPO Female to (2) 12-fiber Female PanMPO, Method B, Optimized IL, 11 Feet, Aqua. | PC | 1 | 1 | 1 | 1 | 817.42
07498391676 | FZTRP5N5NANF077 | OM4,12-Fiber,PLEM,MPO/F-MPO/F,77ft | OM4 12 fiber, interconnect cable assembly, plenum (OFNP) rated, MPO female to MPO female, Method A Std IL, with no pulling eye 77 ft | PC | 1 | 1 | 1 | 1 | 817.52
07498357705 | FZTRP7N7NANF077 | Interconnect,12CT,OM4,MPO-MPO,A,77Ft. | OM4 12 fiber, PanMPO interconnect cable assembly, plenum rated (OFNP), PanMPO Female To PanMPO Female, Method A, Std IL with no pulling eye, Aqua, 77 ft | PC | 1 | 1 | 1 | 1 | 817.52
61305600568 | FZTRP7N7NBNF077 | OM4 12f Interconnect OFNP PanMPO F/PanMP | OM4 12 Fiber Interconnect Plenum PanMPO Female To PanMPO Female Method B Std. IL with no Pulling Eye - 77 Feet | PC | 1 | 1 | 1 | 1 | 817.52
61305633948 | FZTRP5N5NBNM033 | OM4 12f Interconnect OFNP MPO F/MPO F Ty |  | PC | 1 | 1 | 1 | 1 | 817.54
07498369996 | FZTRL7N7NXNM023 | OM4,12-Fiber,LSZH,PMPOf-PMPOf,23M | OM4 12 fiber, optimized interconnect cable assembly, low smoke zero halogen (LSZH) rated, PanMPO female to PanMPO female, Method A, Optimized IL, with no pulling eye, Aqua, 23 meters | PC | 1 | 1 | 1 | 1 | 817.64
07498386784 | FZTRL7N7NYNM023 | OM4 12f Interconnect LSZH PanMPO F/PanMP | OM4 12 fiber interconnect cable assembly Low Smoke Zero Halogen (LSZH) PanMPO female to PanMPO female Method B Optimized IL, with no pulling eye, 23 meters. | PC | 1 | 1 | 1 | 1 | 817.64
61305632978 | FZTRP7N7NYNF072 | OM4 12f Interconnect OFNP PanMPO F/PanMP |  | PC | 1 | 1 | 1 | 1 | 817.72
07498399325 | FZ8RP7NUSQNF049 | 8-fiber OM4 Round Harness Plenum PanMPO | 8-fiber OM4 round harness cable assembly, plenum (OFNP) rated, PanMPO Female to LC Uniboot with 60cm (24 inch) equal breakout, 40G to 10G Std. IL | PC | 1 | 1 | 1 | 1 | 817.78
61305619428 | FXURLENENXNM007 | OM324-Fbr,Intr,LSZH,A,24mpoF,AQ,7M,RL | OM3 24 fiber, Interconnect, LSZH, 24F MPO Female to 24F MPO Female, Method A, Optimized IL, 7 m, Aqua | PC | 1 | 1 | 1 | 1 | 818.12
61305619458 | FXURLENENYNM007 | OM324-Fbr,Intr,LSZH,B,24mpoF,AQ,7M,RL | OM3 24 fiber, Interconnect, LSZH, 24F MPO Female to 24F MPO Female, Method B, Optimized IL, 7 m, Aqua | PC | 1 | 1 | 1 | 1 | 818.12
61305632878 | FZTRP5N5NXNF101 | OM4 12f Interconnect OFNP MPO F/MPO F Ty |  | PC | 1 | 1 | 1 | 1 | 818.36
61305633399 | FZTRP5N5NYNF101 | OM4 12f Interconnect OFNP MPO F/MPO F Ty |  | PC | 1 | 1 | 1 | 1 | 818.36
07498399076 | FZ8RL7NUSQNM015 | OM4 8 Fiber Round Harness LSZH PanMPO Fe | OM4 8-fiber round harness cable assembly, low smoke zero halogen (LSZH) rated,PanMPO female To LC Uniboot 60cm (24 inch), equal breakout, Std. IL, 15 meters. | PC | 1 | 1 | 1 | 1 | 818.7
07498399494 | FZ8RP7NUSQNM015 | OM4 8 Fiber Round Harness Plenum PanMPO |  | PC | 1 | 1 | 1 | 1 | 818.7
61305618133 | FZURPENENXNF007 | OM424-Fbr,Intrc,24f,PLEM,AQ,7ft,MtdA,EA | OM4 24 fiber, Interconnect, Plenum, 24F MPO Female to 24F MPO Female, Method A, Optimized IL, 7 ft, Aqua | PC | 1 | 1 | 1 | 1 | 818.76
61305618872 | FZURPENENYNF007 | OM424-Fbr,Intrc,24f,PLEM,AQ,7ft,MtdB,EA | OM4 24 fiber, Interconnect, Plenum, 24F MPO Female to 24F MPO Female, Method B, Optimized IL, 7 ft, Aqua | PC | 1 | 1 | 1 | 1 | 818.76
61305600677 | FZTRP7N7NXNF072 | OM4 12f Interconnect OFNP PanMPO F/PanMP | OM4 12 Fiber Interconnect Plenum PanMPO Female To PanMPO Female Method A Optimized IL with no Pulling Eye - 72 Feet | PC | 1 | 1 | 1 | 1 | 818.98
61305619045 | FXURPENENXNF022 | OM324-Fbr,Intr,PLEM,A,24mpoF,AQ,22f,EA | OM3 24 fiber, Interconnect, Plenum, 24F MPO Female to 24F MPO Female, Method A, Optimized IL, 22 ft, Aqua | PC | 1 | 1 | 1 | 1 | 819.24
61305619143 | FXURPENENYNF022 | OM324-Fbr,Intr,PLEM,B,24mpoF,AQ,22f,EA | OM3 24 fiber, Interconnect, Plenum, 24F MPO Female to 24F MPO Female, Method B, Optimized IL, 22 ft, Aqua | PC | 1 | 1 | 1 | 1 | 819.24
07498309320 | FZTRL7NQSONM008 | OM4,12-Fiber,RndHarness,LSZH,8M | OM4, 12-fiber, harness cable assembly, LSZH rated, Female PanMPO to LC duplex with 61cm (24 Inch) equal breakout, Optimized IL, 8m. | PC | 1 | 1 | 1 | 1 | 819.36
07498309335 | FZTRL8NQSONM008 | OM4 12-Fiber Round Harness, LSZH, Male P | OM4 12-Fiber Round Harness, LSZH, Male PanMPO to LC Push-Pull, 61cm breakout, Optimized IL - 8 meters | PC | 1 | 1 | 1 | 1 | 819.36
07498308546 | FZTRP7NQSONF025 | OM4,12-Fiber,RndHarness,PLEM,25ft | OM4, 12-fiber, harness cable assembly, plenum rated, Female PanMPO to LC duplex with 61cm (24 Inch) equal breakout, Optimized IL,25 feet | PC | 1 | 1 | 1 | 1 | 819.6
07498308626 | FZTRP8NQSONF025 | OM4 12f Harness OFNP PanMPO M/PushPull L | OM4 12-Fiber Round Harness, Plenum, Male PanMPO to LC Push-Pull, 24-inch breakout, Optimized IL - 25 feet | PC | 1 | 1 | 1 | 1 | 819.6
07498393448 | FZTRP5N5NXNM022 | OM4 12 Fiber Interconnect Plenum MPO Fem |  | PC | 1 | 1 | 1 | 1 | 819.76
07498361152 | FZTRP7N7NXNM022 | OM4,12-Fiber,PLEM,PMPOf-PMPOf,22M | OM4 12 fiber, PanMPO interconnect cable assembly, plenum rated (OFNP), PanMPO Female To PanMPO Female, Method A, Optimized IL, with no pulling eye, Aqua, 22 meters | PC | 1 | 1 | 1 | 1 | 819.76
07498386720 | FZTRP7N7NYNM022 | OM4 12f Interconnect OFNP PanMPO F/PanMP | OM4 12 fiber interconnect cable assembly plenum (OFNP) rated Pan MPO female to Pan MPO female, Method B Optimized IL, with no pulling eye, 22 meters. | PC | 1 | 1 | 1 | 1 | 819.76
61305632328 | FZTRP5N5NBNF109 | OM4 12f Interconnect OFNP MPO F/MPO F Ty |  | PC | 1 | 1 | 1 | 1 | 819.94
07498375040 | FXTRP8NUJSNF065 | OM3,12-Fiber,RndHrnss,1-2Short,PLEM,65ft | OM3 12-fiber, round harness cable assembly, plenum (OFNP), PanMPO Male to LC Uniboot staggered pairs 1 and 2 shortest, Std IL, Aqua, 65 ft. | PC | 1 | 1 | 1 | 1 | 819.96
07498374402 | FXTRP8NUSSNF065 | OM3 12-fiber round harness cable, plenum | OM3 12-fiber round harness cable assembly, plenum (OFNP) rated, PanMPO Male to LC Uniboot, 60cm (24 inch) equal breakout, Std. IL. | PC | 1 | 1 | 1 | 1 | 819.96
61305629581 | FZTRL5N5NBNM025 | OM4 12f Interconnect LSZH MPO F/MPO F Ty |  | PC | 1 | 1 | 1 | 1 | 820.14
61305633285 | FZTRP5N5NYNM031 | OM4 12f Interconnect OFNP MPO F/MPO F Ty |  | PC | 1 | 1 | 1 | 1 | 820.5
61305601229 | FZTRP7N7NBNF078 | OM4 12f Interconnect OFNP PanMPO F/PanMP |  | PC | 1 | 1 | 1 | 1 | 820.58
07498372697 | FXTYP5EL2SAF030 | OM3 12f Trunk OFNP MPO F/LC Dup Std Pola | OM3 12-fiber indoor small diameter trunk cable assembly, plenum (OFNP) rated, MPO Female to LC duplex, Std. IL, with a pulling eye on end A, 30.00 ft. | PC | 1 | 1 | 1 | 1 | 821.1
07498372774 | FXTYP7EL2SAF030 | OM3 12f Trunk OFNP PanMPO F/LC Dup Std P | OM3 12-fiber indoor small diameter trunk cable assembly, plenum (OFNP) rated, PanMPO Female to LC duplex, Std. IL, with a pulling eye on end A. | PC | 1 | 1 | 1 | 1 | 821.1
61305632879 | FZTRP5N5NXNF102 | OM4 12f Interconnect OFNP MPO F/MPO F Ty |  | PC | 1 | 1 | 1 | 1 | 821.52
61305633400 | FZTRP5N5NYNF102 | OM4 12f Interconnect OFNP MPO F/MPO F Ty |  | PC | 1 | 1 | 1 | 1 | 821.52
07498377387 | FZTRP8NUFSNF033 | OM4,12-Fiber,RndHrnss,PMPOm,1L,PLEM,33ft | OM4 12-fiber round harness cable assembly, plenum (OFNP) rated, PanMPO Male to LC Uniboot, staggered pair, 1 longest, Std IL, Aqua, 33 ft. | PC | 1 | 1 | 1 | 1 | 821.52
07498377158 | FZTRP8NUGSNF033 | OM4,12-Fiber,RndHrnss,PMPOm,1S,PLEM,33ft | OM4 12-fiber round harness cable assembly, plenum (OFNP) rated, PanMPO male to LC Uniboot staggered pair, 1 shortest, Std. IL. Aqua, 33 ft. | PC | 1 | 1 | 1 | 1 | 821.52
07498376544 | FZTRP8NUHSNF033 | OM4,12-Fiber,RndHrn,PMPOm,1-2L,PLEM,33ft | OM4 12-fiber round harness cable assembly, plenum (OFNP) rated, PanMPO Male to LC Uniboot staggered pairs, 1 and 2 longest, Std. IL. Aqua, 33 ft. | PC | 1 | 1 | 1 | 1 | 821.52
07498376839 | FZTRP8NUJSNF033 | OM4,12-Fiber,RndHrn,PMPOm,1-2S,PLEM,33ft | OM4 12-fiber round harness cable assembly, plenum (OFNP) rated, PanMPO Male to LC Uniboot, staggered pairs, 1 and 2 shortest, Std. IL. Aqua, 33 ft. | PC | 1 | 1 | 1 | 1 | 821.52
07498374817 | FZTRP8NUSSNF033 | OM4,12-Fiber,RndHarnessCbl,PLEM,33ft | OM4 12-fiber, round harness cable assembly, plenum (OFNP) rated, PanMPO Male to LC Uniboot 60cm (24 inch), equal breakout, Std IL, Aqua, 33 ft. | PC | 1 | 1 | 1 | 1 | 821.52
07498389761 | FZTRL5N5NANM025 | OM4,12-Fiber,LSZH,MPO/Fm-MPO/Fm,25M | OM4 12 fiber, interconnect cable assembly, low smoke zero halogen (LSZH) rated, MPO female to MPO female, Method A Std IL with no pulling eye, Aqua, 25 meters | PC | 1 | 1 | 1 | 1 | 821.66
07498359429 | FZTRL7N7NANM025 | OM4,12-Fiber,LSZH,PMPOf-PMPOf,A,25M | This 12 fiber cable assembly is an OM4 interconnect cable assembly. It is Low Smoke Zero Halogen (LSZH) rated and features PanMPO Female to PanMPO Female connectors. It is aqua, 25 meters in length and has Method A standard insertion loss with no pulling | PC | 1 | 1 | 1 | 1 | 821.66
07498387290 | FZTRL7N7NBNM025 | OM4 12f Interconnect LSZH PanMPO F/PanMP | OM4 12 fiber interconnect cable assembly Low Smoke Zero Halogen ( LSZH), PanMPO female to PanMPO female, Method B Std IL with no pulling eye, 25 meters. | PC | 1 | 1 | 1 | 1 | 821.66
07498391677 | FZTRP5N5NANF078 | OM4,12-Fiber,PLEM,MPO/F-MPO/F,78ft | OM4 12 fiber, interconnect cable assembly, plenum (OFNP) rated, MPO female to MPO female, Method A Std IL, with no pulling eye 78 ft | PC | 1 | 1 | 1 | 1 | 821.96
07498357706 | FZTRP7N7NANF078 | Interconnect,12CT,OM4,MPO-MPO,A,78Ft. | OM4 12 fiber, PanMPO interconnect cable assembly, plenum rated (OFNP), PanMPO Female To PanMPO Female, Method A, Std IL with no pulling eye, Aqua, 78 ft | PC | 1 | 1 | 1 | 1 | 821.96
61305632979 | FZTRP7N7NYNF073 | OM4 12f Interconnect OFNP PanMPO F/PanMP |  | PC | 1 | 1 | 1 | 1 | 822.14
07498399327 | FZ8RP7NUSQNF050 | 8-fiber OM4 Round Harness Plenum PanMPO | 8-fiber OM4 round harness cable assembly, plenum (OFNP) rated, PanMPO Female to LC Uniboot with 60cm (24 inch) equal breakout, 40G to 10G Std. IL | PC | 1 | 1 | 1 | 1 | 822.22
61305632329 | FZTRP5N5NBNF110 | OM4 12f Interconnect OFNP MPO F/MPO F Ty |  | PC | 1 | 1 | 1 | 1 | 823.1
07498375041 | FXTRP8NUJSNF066 | OM3,12-Fiber,RndHrnss,1-2Short,PLEM,66ft | OM3 12-fiber, round harness cable assembly, plenum (OFNP), PanMPO Male to LC Uniboot staggered pairs 1 and 2 shortest, Std IL, Aqua, 66 ft. | PC | 1 | 1 | 1 | 1 | 823.12
07498374404 | FXTRP8NUSSNF066 | OM3 12-fiber round harness cable, plenum | OM3 12-fiber round harness cable assembly, plenum (OFNP) rated, PanMPO Male to LC Uniboot, 60cm (24 inch) equal breakout, Std. IL. | PC | 1 | 1 | 1 | 1 | 823.12
61305619547 | FXURPEN74XNF012 | OM324-Fbr,Intr,PLEM,A,12fbrF,AQ,12f,EA | OM3 24-fiber, Interconnect, Plenum, 24F MPO Female to (2) 12-fiber Female PanMPO, Method A, Optimized IL, 12 Feet, Aqua. | PC | 1 | 1 | 1 | 1 | 823.16
61305619642 | FXURPEN74YNF012 | OM324-Fbr,Intr,PLEM,B,12fbrF,AQ,12f,EA | OM3 24-fiber, Interconnect, Plenum, 24F MPO Female to (2) 12-fiber Female PanMPO, Method B, Optimized IL, 12 Feet, Aqua. | PC | 1 | 1 | 1 | 1 | 823.16
61305600678 | FZTRP7N7NXNF073 | OM4 12f Interconnect OFNP PanMPO F/PanMP | OM4 12 Fiber Interconnect Plenum PanMPO Female To PanMPO Female Method A Optimized IL with no Pulling Eye - 73 Feet | PC | 1 | 1 | 1 | 1 | 823.44
07498308547 | FZTRP7NQSONF026 | OM4,12-Fiber,RndHarness,PLEM,26ft | OM4, 12-fiber, harness cable assembly, plenum rated, Female PanMPO to LC duplex with 61cm (24 Inch) equal breakout, Optimized IL,26 feet | PC | 1 | 1 | 1 | 1 | 824.08
07498308627 | FZTRP8NQSONF026 | OM4 12f Harness OFNP PanMPO M/PushPull L | OM4 12-Fiber Round Harness, Plenum, Male PanMPO to LC Push-Pull, 24-inch breakout, Optimized IL - 26 feet | PC | 1 | 1 | 1 | 1 | 824.08
61305633193 | FZTRL5N5NXNM033 | OM4 12f Interconnect LSZH MPO F/MPO F Ty |  | PC | 1 | 1 | 1 | 1 | 824.14
61305633239 | FZTRL5N5NYNM033 | OM4 12f Interconnect LSZH MPO F/MPO F Ty |  | PC | 1 | 1 | 1 | 1 | 824.14
61305632880 | FZTRP5N5NXNF103 | OM4 12f Interconnect OFNP MPO F/MPO F Ty |  | PC | 1 | 1 | 1 | 1 | 824.68
61305633401 | FZTRP5N5NYNF103 | OM4 12f Interconnect OFNP MPO F/MPO F Ty |  | PC | 1 | 1 | 1 | 1 | 824.68
61305619046 | FXURPENENXNF023 | OM324-Fbr,Intr,PLEM,A,24mpoF,AQ,23f,EA | OM3 24 fiber, Interconnect, Plenum, 24F MPO Female to 24F MPO Female, Method A, Optimized IL, 23 ft, Aqua | PC | 1 | 1 | 1 | 1 | 824.96
61305619144 | FXURPENENYNF023 | OM324-Fbr,Intr,PLEM,B,24mpoF,AQ,23f,EA | OM3 24 fiber, Interconnect, Plenum, 24F MPO Female to 24F MPO Female, Method B, Optimized IL, 23 ft, Aqua | PC | 1 | 1 | 1 | 1 | 824.96
07498393336 | FZTRP5N5NANM024 | OM4 12 Fiber Interconnect Plenum MPO Fem | OM4 12-fiber, interconnect cable assembly, plenum (OFNP) rated, MPO female to MPO female, Method A Std. IL, with no pulling eye - 24 meters. | PC | 1 | 1 | 1 | 1 | 825.22
07498361034 | FZTRP7N7NANM024 | OM4,12-Fiber,PanMPO/F-PanMPO/F,24M | OM4 12 fiber, PanMPO interconnect cable assembly, plenum rated (OFNP), PanMPO Female To PanMPO Female, Method A, Std IL, with no pulling eye, Aqua, 24 meters | PC | 1 | 1 | 1 | 1 | 825.22
07498387323 | FZTRP7N7NBNM024 | OM4 12f Interconnect OFNP PanMPO F/PanMP | OM4 12 fiber interconnect cable assembly, plenum (OFNP) rated, PanMPO female to PanMPO female, Method B Std IL with no pulling eye, 24 meters. | PC | 1 | 1 | 1 | 1 | 825.22
07498372563 | FXTYL5EL2SAM010 | OM3,12-Fiber,InSMDiaTrnk,LSZH,10M | OM3 12-fiber, indoor small diameter trunk cable assembly, low smoke zero halogen rated, MPO female To LC duplex, Std. IL. with pulling on eye on end A, Aqua, 10 meters. | PC | 1 | 1 | 1 | 1 | 825.64
07498372582 | FXTYL7EL2SAM010 | OM3,12-Fiber,InSMDiaTrnk,Cbl,LSZH,10M | OM3 12-fiber indoor small diameter trunk cable assembly, low smoke zero halogen (LSZH) rated, PanMPO Female to LC duplex, std. IL. with a pulling eye on end A, Aqua, 10 meters. | PC | 1 | 1 | 1 | 1 | 825.64
61305619757 | FXURLEN74XNM004 | OM324-Fbr,Intr,LSZH,A,12fbrF,AQ,4M,RL | OM3 24-fiber, Interconnect, LSZH, 24F MPO Female to (2) 12-fiber Female PanMPO, Method A, Optimized IL, 4 Meters, Aqua. | PC | 1 | 1 | 1 | 1 | 825.8
61305619787 | FXURLEN74YNM004 | OM324-Fbr,Intr,LSZH,B,12fbrF,AQ,4M,RL | OM3 24-fiber, Interconnect, LSZH, 24F MPO Female to (2) 12-fiber Female PanMPO, Method B, Optimized IL, 4 Meters, Aqua. | PC | 1 | 1 | 1 | 1 | 825.8
07498377390 | FZTRP8NUFSNF034 | OM4,12-Fiber,RndHrnss,PMPOm,1L,PLEM,34ft | OM4 12-fiber round harness cable assembly, plenum (OFNP) rated, PanMPO Male to LC Uniboot, staggered pair, 1 longest, Std IL, Aqua, 34 ft. | PC | 1 | 1 | 1 | 1 | 825.94
07498377159 | FZTRP8NUGSNF034 | OM4,12-Fiber,RndHrnss,PMPOm,1S,PLEM,34ft | OM4 12-fiber round harness cable assembly, plenum (OFNP) rated, PanMPO male to LC Uniboot staggered pair, 1 shortest, Std. IL. Aqua, 34 ft. | PC | 1 | 1 | 1 | 1 | 825.94
07498376545 | FZTRP8NUHSNF034 | OM4,12-Fiber,RndHrn,PMPOm,1-2L,PLEM,34ft | OM4 12-fiber round harness cable assembly, plenum (OFNP) rated, PanMPO Male to LC Uniboot staggered pairs, 1 and 2 longest, Std. IL. Aqua, 34 ft. | PC | 1 | 1 | 1 | 1 | 825.94
07498376840 | FZTRP8NUJSNF034 | OM4,12-Fiber,RndHrn,PMPOm,1-2S,PLEM,34ft | OM4 12-fiber round harness cable assembly, plenum (OFNP) rated, PanMPO Male to LC Uniboot, staggered pairs, 1 and 2 shortest, Std. IL. Aqua, 34 ft. | PC | 1 | 1 | 1 | 1 | 825.94
07498374818 | FZTRP8NUSSNF034 | OM4,12-Fiber,RndHarnessCbl,PLEM,34ft | OM4 12-fiber, round harness cable assembly, plenum (OFNP) rated, PanMPO Male to LC Uniboot 60cm (24 inch), equal breakout, Std IL, Aqua, 34 ft. | PC | 1 | 1 | 1 | 1 | 825.94
61305647159 | FZTYP7E7EBNF028 | OM4 12f Trunk OFNP PanMPO F/PanMPO F Typ |  | PC | 1 | 1 | 1 | 1 | 826.06
61305632330 | FZTRP5N5NBNF111 | OM4 12f Interconnect OFNP MPO F/MPO F Ty |  | PC | 1 | 1 | 1 | 1 | 826.28
07498375047 | FXTRP8NUJSNF067 | OM3,12-Fiber,RndHrnss,1-2Short,PLEM,67ft | OM3 12-fiber, round harness cable assembly, plenum (OFNP), PanMPO Male to LC Uniboot staggered pairs 1 and 2 shortest, Std IL, Aqua, 67 ft. | PC | 1 | 1 | 1 | 1 | 826.32
07498374405 | FXTRP8NUSSNF067 | OM3 12-fiber round harness cable, plenum | OM3 12-fiber round harness cable assembly, plenum (OFNP) rated, PanMPO Male to LC Uniboot, 60cm (24 inch) equal breakout, Std. IL. | PC | 1 | 1 | 1 | 1 | 826.32
07498391678 | FZTRP5N5NANF079 | OM4,12-Fiber,PLEM,MPO/F-MPO/F,79ft | OM4 12 fiber, interconnect cable assembly, plenum (OFNP) rated, MPO female to MPO female, Method A Std IL, with no pulling eye 79 ft | PC | 1 | 1 | 1 | 1 | 826.4
07498357707 | FZTRP7N7NANF079 | Interconnect,12CT,OM4,MPO-MPO,A,79Ft. | OM4 12 fiber, PanMPO interconnect cable assembly, plenum rated (OFNP), PanMPO Female To PanMPO Female, Method A, Std IL with no pulling eye, Aqua, 79 ft | PC | 1 | 1 | 1 | 1 | 826.4
61305600569 | FZTRP7N7NBNF079 | OM4 12f Interconnect OFNP PanMPO F/PanMP | OM4 12 Fiber Interconnect Plenum PanMPO Female To PanMPO Female Method B Std. IL with no Pulling Eye - 79 Feet | PC | 1 | 1 | 1 | 1 | 826.4
61305632980 | FZTRP7N7NYNF074 | OM4 12f Interconnect OFNP PanMPO F/PanMP |  | PC | 1 | 1 | 1 | 1 | 826.58
07498399328 | FZ8RP7NUSQNF051 | 8-fiber OM4 Round Harness Plenum PanMPO | 8-fiber OM4 round harness cable assembly, plenum (OFNP) rated, PanMPO Female to LC Uniboot with 60cm (24 inch) equal breakout, 40G to 10G Std. IL | PC | 1 | 1 | 1 | 1 | 826.7
61305618134 | FZURPENENXNF008 | OM424-Fbr,Intrc,24F,PLEM,AQ,8ft,MtdA,EA | OM4 24 fiber, Interconnect, Plenum, 24F MPO Female to 24F MPO Female, Method A, Optimized IL, 8 ft, Aqua | PC | 1 | 1 | 1 | 1 | 826.78
61305618873 | FZURPENENYNF008 | OM424-Fbr,Intrc,24F,PLEM,AQ,8ft,MtdB,EA | OM4 24 fiber, Interconnect, Plenum, 24F MPO Female to 24F MPO Female, Method B, Optimized IL, 8 ft, Aqua | PC | 1 | 1 | 1 | 1 | 826.78
07498375144 | FZTRL8NUFSNM011 | OM4,12-Fiber,Rnd,HarnessCbl,LSZH,11M | OM4 12-fiber, round harness cable assembly, low smoke zero halogen (LSZH) rated, PanMPO Male to LC Uniboot staggered pair, 1 longest, Std. IL. Aqua, 11 meters. | PC | 1 | 1 | 1 | 1 | 827.26
07498375970 | FZTRL8NUGSNM011 | OM4,12-Fiber,RndHrnss,PMPOm,LSZH,11M | OM4 12-fiber, round harness cable assembly, low smoke zero halogen (LSZH) rated, PanMPO Male to LC Uniboot staggered pair, 1 shortest Std.IL, Aqua, 11 meters. | PC | 1 | 1 | 1 | 1 | 827.26
07498376065 | FZTRL8NUHSNM011 | OM4,12-Fiber,RndHrn,PMPOm,1-2L,LSZH,11M | OM4 12-fiber round harness cable assembly, low smoke zero halogen (LSZH) rated, PanMPO Male to LC Uniboot, staggered pairs, 1 and 2 Longest, Std. IL. Aqua, 11 meters. | PC | 1 | 1 | 1 | 1 | 827.26
07498376661 | FZTRL8NUJSNM011 | OM4,12-Fiber,RndHrn,PMPOm,1-2S,11M | OM4 12-fiber round harness cable assembly, low smoke zero halogen (LSZH) rated, PanMPO Male to LC Uniboot, staggered pair, 1 and 2 shortest, Std IL, Aqua, 11 meters. | PC | 1 | 1 | 1 | 1 | 827.26
07498375174 | FZTRL8NUSSNM011 | OM4,12-Fiber,RndHarnessCbl,LSZH,11M | OM4 12-fiber round harness cable assembly, low smoke zero halogen (LSZH) rated, PanMPO Male to LC Uniboot, 60cm (24 inch) equal breakout, Std. IL. Aqua, 11 meters. | PC | 1 | 1 | 1 | 1 | 827.26
61305632881 | FZTRP5N5NXNF104 | OM4 12f Interconnect OFNP MPO F/MPO F Ty |  | PC | 1 | 1 | 1 | 1 | 827.84
61305633402 | FZTRP5N5NYNF104 | OM4 12f Interconnect OFNP MPO F/MPO F Ty |  | PC | 1 | 1 | 1 | 1 | 827.84
61305600679 | FZTRP7N7NXNF074 | OM4 12f Interconnect OFNP PanMPO F/PanMP | OM4 12 Fiber Interconnect Plenum PanMPO Female To PanMPO Female Method A Optimized IL with no Pulling Eye - 74 Feet | PC | 1 | 1 | 1 | 1 | 827.88
61305633949 | FZTRP5N5NBNM034 | OM4 12f Interconnect OFNP MPO F/MPO F Ty |  | PC | 1 | 1 | 1 | 1 | 827.92
07498308548 | FZTRP7NQSONF027 | OM4,12-Fiber,RndHarness,PLEM,27ft | OM4, 12-fiber, harness cable assembly, plenum rated, Female PanMPO to LC duplex with 61cm (24 Inch) equal breakout, Optimized IL,27 feet | PC | 1 | 1 | 1 | 1 | 828.52
07498308655 | FZTRP8NQSONF027 | OM4 12f Harness OFNP PanMPO M/PushPull L | OM4 12-Fiber Round Harness, Plenum, Male PanMPO to LC Push-Pull, 24-inch breakout, Optimized IL - 27 feet | PC | 1 | 1 | 1 | 1 | 828.52
61305619548 | FXURPEN74XNF013 | OM324-Fbr,Intr,PLEM,A,12fbrF,AQ,13f,EA | OM3 24-fiber, Interconnect, Plenum, 24F MPO Female to (2) 12-fiber Female PanMPO, Method A, Optimized IL, 13 Feet, Aqua. | PC | 1 | 1 | 1 | 1 | 828.9
61305619643 | FXURPEN74YNF013 | OM324-Fbr,Intr,PLEM,B,12fbrF,AQ,13f,EA | OM3 24-fiber, Interconnect, Plenum, 24F MPO Female to (2) 12-fiber Female PanMPO, Method B, Optimized IL, 13 Feet, Aqua. | PC | 1 | 1 | 1 | 1 | 828.9
61305632331 | FZTRP5N5NBNF112 | OM4 12f Interconnect OFNP MPO F/MPO F Ty |  | PC | 1 | 1 | 1 | 1 | 829.44
07498375049 | FXTRP8NUJSNF068 | OM3,12-Fiber,RndHrnss,1-2Short,PLEM,68ft | OM3 12-fiber, round harness cable assembly, plenum (OFNP), PanMPO Male to LC Uniboot staggered pairs 1 and 2 shortest, Std IL, Aqua, 68 ft. | PC | 1 | 1 | 1 | 1 | 829.5
07498374408 | FXTRP8NUSSNF068 | OM3 12-fiber round harness cable, plenum | OM3 12-fiber round harness cable assembly, plenum (OFNP) rated, PanMPO Male to LC Uniboot, 60cm (24 inch) equal breakout, Std. IL. | PC | 1 | 1 | 1 | 1 | 829.5
61305633138 | FZTRL5N5NBNM036 | OM4 12f Interconnect LSZH MPO F/MPO F Ty |  | PC | 1 | 1 | 1 | 1 | 830
07498377392 | FZTRP8NUFSNF035 | OM4,12-Fiber,RndHrnss,PMPOm,1L,PLEM,35ft | OM4 12-fiber round harness cable assembly, plenum (OFNP) rated, PanMPO Male to LC Uniboot, staggered pair, 1 longest, Std IL, Aqua, 35 ft. | PC | 1 | 1 | 1 | 1 | 830.4
07498377160 | FZTRP8NUGSNF035 | OM4,12-Fiber,RndHrnss,PMPOm,1S,PLEM,35ft | OM4 12-fiber round harness cable assembly, plenum (OFNP) rated, PanMPO male to LC Uniboot staggered pair, 1 shortest, Std. IL. Aqua, 35 ft. | PC | 1 | 1 | 1 | 1 | 830.4
07498376546 | FZTRP8NUHSNF035 | OM4,12-Fiber,RndHrn,PMPOm,1-2L,PLEM,35ft | OM4 12-fiber round harness cable assembly, plenum (OFNP) rated, PanMPO Male to LC Uniboot staggered pairs, 1 and 2 longest, Std. IL. Aqua, 35 ft. | PC | 1 | 1 | 1 | 1 | 830.4
07498376841 | FZTRP8NUJSNF035 | OM4,12-Fiber,RndHrn,PMPOm,1-2S,PLEM,35ft | OM4 12-fiber round harness cable assembly, plenum (OFNP) rated, PanMPO Male to LC Uniboot, staggered pairs, 1 and 2 shortest, Std. IL. Aqua, 35 ft. | PC | 1 | 1 | 1 | 1 | 830.4
07498374819 | FZTRP8NUSSNF035 | OM4,12-Fiber,RndHarnessCbl,PLEM,35ft | OM4 12-fiber, round harness cable assembly, plenum (OFNP) rated, PanMPO Male to LC Uniboot 60cm (24 inch), equal breakout, Std IL, Aqua, 35 ft. | PC | 1 | 1 | 1 | 1 | 830.4
61305619047 | FXURPENENXNF024 | OM324-Fbr,Intr,PLEM,A,24mpoF,AQ,24ft,EA | OM3 24 fiber, Interconnect, Plenum, 24F MPO Female to 24F MPO Female, Method A, Optimized IL, 24 ft, Aqua | PC | 1 | 1 | 1 | 1 | 830.68
61305619145 | FXURPENENYNF024 | OM324-Fbr,Intr,PLEM,B,24mpoF,AQ,24ft,EA | OM3 24 fiber, Interconnect, Plenum, 24F MPO Female to 24F MPO Female, Method B, Optimized IL, 24 ft, Aqua | PC | 1 | 1 | 1 | 1 | 830.68
07498391679 | FZTRP5N5NANF080 | OM4,12-Fiber,PLEM,MPO/F-MPO/F,80ft | OM4 12 fiber, interconnect cable assembly, plenum (OFNP) rated, MPO female to MPO female, Method A Std IL, with no pulling eye 80 ft | PC | 1 | 1 | 1 | 1 | 830.86
07498357709 | FZTRP7N7NANF080 | Interconnect,12CT,OM4,MPO-MPO,A,80Ft. | OM4 12 fiber, PanMPO interconnect cable assembly, plenum rated (OFNP), PanMPO Female To PanMPO Female, Method A, Std IL with no pulling eye, Aqua, 80 ft | PC | 1 | 1 | 1 | 1 | 830.86
61305600570 | FZTRP7N7NBNF080 | OM4 12f Interconnect OFNP PanMPO F/PanMP | OM4 12 Fiber Interconnect Plenum PanMPO Female To PanMPO Female Method B Std. IL with no Pulling Eye - 80 Feet | PC | 1 | 1 | 1 | 1 | 830.86
61305633286 | FZTRP5N5NYNM032 | OM4 12f Interconnect OFNP MPO F/MPO F Ty |  | PC | 1 | 1 | 1 | 1 | 830.88
61305629465 | FZTRP5N5NXNF075 | OM4 12f Interconnect OFNP MPO F/MPO F Ty |  | PC | 1 | 1 | 1 | 1 | 831.02
61305632882 | FZTRP5N5NXNF105 | OM4 12f Interconnect OFNP MPO F/MPO F Ty |  | PC | 1 | 1 | 1 | 1 | 831.02
61305633403 | FZTRP5N5NYNF105 | OM4 12f Interconnect OFNP MPO F/MPO F Ty |  | PC | 1 | 1 | 1 | 1 | 831.02
61305632981 | FZTRP7N7NYNF075 | OM4 12f Interconnect OFNP PanMPO F/PanMP |  | PC | 1 | 1 | 1 | 1 | 831.02
07498399330 | FZ8RP7NUSQNF052 | 8-fiber OM4 Round Harness Plenum PanMPO | 8-fiber OM4 round harness cable assembly, plenum (OFNP) rated, PanMPO Female to LC Uniboot with 60cm (24 inch) equal breakout, 40G to 10G Std. IL | PC | 1 | 1 | 1 | 1 | 831.14
07498369999 | FZTRL7N7NXNM024 | OM4,12-Fiber,LSZH,PMPOf-PMPOf,24M | OM4 12 fiber, optimized interconnect cable assembly, low smoke zero halogen (LSZH) rated, PanMPO female to PanMPO female, Method A, Optimized IL, with no pulling eye, Aqua, 24 meters | PC | 1 | 1 | 1 | 1 | 831.52
07498386786 | FZTRL7N7NYNM024 | OM4 12f Interconnect LSZH PanMPO F/PanMP | OM4 12 fiber interconnect cable assembly Low Smoke Zero Halogen (LSZH) PanMPO female to PanMPO female Method B Optimized IL, with no pulling eye, 24 meters. | PC | 1 | 1 | 1 | 1 | 831.52
07498385342 | FXTYP5EL2SAM010 | OM3 12f Trunk OFNP MPO F/LC Dup Std Pola | OM3 12-fiber indoor small diameter trunk cable assembly, plenum (OFNP) rated, MPO female to LC duplex, Std IL; with a pulling eye on end A. | PC | 1 | 1 | 1 | 1 | 832
07498385352 | FXTYP7EL2SAM010 | OM3 12f Trunk OFNP PanMPO F/LC Dup Std P | OM3 12-fiber indoor small diameter trunk cable assembly, plenum (OFNP) rated, PanMPO female to LC duplex, Std IL; with a pulling eye onend A. | PC | 1 | 1 | 1 | 1 | 832
61305601292 | FZTRP7N7NXNF075 | OM4 12f Interconnect OFNP PanMPO F/PanMP |  | PC | 1 | 1 | 1 | 1 | 832.36
61305632332 | FZTRP5N5NBNF113 | OM4 12f Interconnect OFNP MPO F/MPO F Ty |  | PC | 1 | 1 | 1 | 1 | 832.6
07498375050 | FXTRP8NUJSNF069 | OM3,12-Fiber,RndHrnss,1-2Short,PLEM,69ft | OM3 12-fiber, round harness cable assembly, plenum (OFNP), PanMPO Male to LC Uniboot staggered pairs 1 and 2 shortest, Std IL, Aqua, 69 ft. | PC | 1 | 1 | 1 | 1 | 832.66
07498374410 | FXTRP8NUSSNF069 | OM3 12-fiber round harness cable, plenum | OM3 12-fiber round harness cable assembly, plenum (OFNP) rated, PanMPO Male to LC Uniboot, 60cm (24 inch) equal breakout, Std. IL. | PC | 1 | 1 | 1 | 1 | 832.66
07498308550 | FZTRP7NQSONF028 | OM4,12-Fiber,RndHarness,PLEM,28ft | OM4, 12-fiber, harness cable assembly, plenum rated, Female PanMPO to LC duplex with 61cm (24 Inch) equal breakout, Optimized IL,28 feet | PC | 1 | 1 | 1 | 1 | 832.98
07498308723 | FZTRP8NQSONF028 | OM4 12f Harness OFNP PanMPO M/PushPull L | OM4 12-Fiber Round Harness, Plenum, Male PanMPO to LC Push-Pull, 24-inch breakout, Optimized IL - 28 feet | PC | 1 | 1 | 1 | 1 | 832.98
07498309321 | FZTRL7NQSONM009 | OM4,12-Fiber,RndHarness,LSZH,9M | OM4, 12-fiber, harness cable assembly, LSZH rated, Female PanMPO to LC duplex with 61cm (24 Inch) equal breakout, Optimized IL, 9m. | PC | 1 | 1 | 1 | 1 | 833.22
07498309341 | FZTRL8NQSONM009 | OM4 12-Fiber Round Harness, LSZH, Male P | OM4 12-Fiber Round Harness, LSZH, Male PanMPO to LC Push-Pull, 61cm breakout, Optimized IL - 9 meters | PC | 1 | 1 | 1 | 1 | 833.22
07498399078 | FZ8RL7NUSQNM016 | OM4 8 Fiber Round Harness LSZH PanMPO Fe | OM4 8-fiber round harness cable assembly, low smoke zero halogen (LSZH) rated,PanMPO female To LC Uniboot 60cm (24 inch), equal breakout, Std. IL, 16 meters. | PC | 1 | 1 | 1 | 1 | 833.32
07498399005 | FZ8RP7NUSQNM016 | 8-fiber OM4 Round Harness Plenum PanMPO | 8-fiber OM4 Round Harness Plenum PanMPO Female to LC Uniboot 60cm (24 inch) equal breakout 40G to 10G Std. IL - 16m | PC | 1 | 1 | 1 | 1 | 833.32
61305629578 | FZTRL5N5NBNM026 | OM4 12f Interconnect LSZH MPO F/MPO F Ty |  | PC | 1 | 1 | 1 | 1 | 833.94
61305633194 | FZTRL5N5NXNM034 | OM4 12f Interconnect LSZH MPO F/MPO F Ty |  | PC | 1 | 1 | 1 | 1 | 834
61305633240 | FZTRL5N5NYNM034 | OM4 12f Interconnect LSZH MPO F/MPO F Ty |  | PC | 1 | 1 | 1 | 1 | 834
61305632883 | FZTRP5N5NXNF106 | OM4 12f Interconnect OFNP MPO F/MPO F Ty |  | PC | 1 | 1 | 1 | 1 | 834.18
61305633404 | FZTRP5N5NYNF106 | OM4 12f Interconnect OFNP MPO F/MPO F Ty |  | PC | 1 | 1 | 1 | 1 | 834.18
07498393450 | FZTRP5N5NXNM023 | OM4 12 Fiber Interconnect Plenum MPO Fem |  | PC | 1 | 1 | 1 | 1 | 834.36
07498361153 | FZTRP7N7NXNM023 | OM4,12-Fiber,PLEM,PMPOf-PMPOf,23M | OM4 12 fiber, PanMPO interconnect cable assembly, plenum rated (OFNP), PanMPO Female To PanMPO Female, Method A, Optimized IL, with no pulling eye, Aqua, 23 meters | PC | 1 | 1 | 1 | 1 | 834.36
07498386722 | FZTRP7N7NYNM023 | OM4 12f Interconnect OFNP PanMPO F/PanMP | OM4 12 fiber interconnect cable assembly plenum (OFNP) rated Pan MPO female to Pan MPO female, Method B Optimized IL, with no pulling eye, 23 meters. | PC | 1 | 1 | 1 | 1 | 834.36
61305619549 | FXURPEN74XNF014 | OM324-Fbr,Intr,PLEM,A,12fbrF,AQ,14f,EA | OM3 24-fiber, Interconnect, Plenum, 24F MPO Female to (2) 12-fiber Female PanMPO, Method A, Optimized IL, 14 Feet, Aqua. | PC | 1 | 1 | 1 | 1 | 834.62
61305619644 | FXURPEN74YNF014 | OM324-Fbr,Intr,PLEM,B,12fbrF,AQ,14f,EA | OM3 24-fiber, Interconnect, Plenum, 24F MPO Female to (2) 12-fiber Female PanMPO, Method B, Optimized IL, 14 Feet, Aqua. | PC | 1 | 1 | 1 | 1 | 834.62
61305618135 | FZURPENENXNF009 | OM424-Fbr,Intrc,24F,PLEM,AQ,9ft,MtdA,EA | OM4 24 fiber, Interconnect, Plenum, 24F MPO Female to 24F MPO Female, Method A, Optimized IL, 9 ft, Aqua | PC | 1 | 1 | 1 | 1 | 834.78
61305618874 | FZURPENENYNF009 | OM424-Fbr,Intrc,24F,PLEM,AQ,9ft,MtdB,EA | OM4 24 fiber, Interconnect, Plenum, 24F MPO Female to 24F MPO Female, Method B, Optimized IL, 9 ft, Aqua | PC | 1 | 1 | 1 | 1 | 834.78
07498377393 | FZTRP8NUFSNF036 | OM4,12-Fiber,RndHrnss,PMPOm,1L,PLEM,36ft | OM4 12-fiber round harness cable assembly, plenum (OFNP) rated, PanMPO Male to LC Uniboot, staggered pair, 1 longest, Std IL, Aqua, 36 ft. | PC | 1 | 1 | 1 | 1 | 834.84
07498377161 | FZTRP8NUGSNF036 | OM4,12-Fiber,RndHrnss,PMPOm,1S,PLEM,36ft | OM4 12-fiber round harness cable assembly, plenum (OFNP) rated, PanMPO male to LC Uniboot staggered pair, 1 shortest, Std. IL. Aqua, 36 ft. | PC | 1 | 1 | 1 | 1 | 834.84
07498376548 | FZTRP8NUHSNF036 | OM4,12-Fiber,RndHrn,PMPOm,1-2L,PLEM,36ft | OM4 12-fiber round harness cable assembly, plenum (OFNP) rated, PanMPO Male to LC Uniboot staggered pairs, 1 and 2 longest, Std. IL. Aqua, 36 ft. | PC | 1 | 1 | 1 | 1 | 834.84
07498376842 | FZTRP8NUJSNF036 | OM4,12-Fiber,RndHrn,PMPOm,1-2S,PLEM,36ft | OM4 12-fiber round harness cable assembly, plenum (OFNP) rated, PanMPO Male to LC Uniboot, staggered pairs, 1 and 2 shortest, Std. IL. Aqua, 36 ft. | PC | 1 | 1 | 1 | 1 | 834.84
07498374820 | FZTRP8NUSSNF036 | OM4,12-Fiber,RndHarnessCbl,PLEM,36ft | OM4 12-fiber, round harness cable assembly, plenum (OFNP) rated, PanMPO Male to LC Uniboot 60cm (24 inch), equal breakout, Std IL, Aqua, 36 ft. | PC | 1 | 1 | 1 | 1 | 834.84
07498391680 | FZTRP5N5NANF081 | OM4,12-Fiber,PLEM,MPO/F-MPO/F,81ft | OM4 12 fiber, interconnect cable assembly, plenum (OFNP) rated, MPO female to MPO female, Method A Std IL, with no pulling eye 81 ft | PC | 1 | 1 | 1 | 1 | 835.3
07498357710 | FZTRP7N7NANF081 | Interconnect,12CT,OM4,MPO-MPO,A,81Ft. | OM4 12 fiber, PanMPO interconnect cable assembly, plenum rated (OFNP), PanMPO Female To PanMPO Female, Method A, Std IL with no pulling eye, Aqua, 81 ft | PC | 1 | 1 | 1 | 1 | 835.3
61305600571 | FZTRP7N7NBNF081 | OM4 12f Interconnect OFNP PanMPO F/PanMP | OM4 12 Fiber Interconnect Plenum PanMPO Female To PanMPO Female Method B Std. IL with no Pulling Eye - 81 Feet | PC | 1 | 1 | 1 | 1 | 835.3
61305632982 | FZTRP7N7NYNF076 | OM4 12f Interconnect OFNP PanMPO F/PanMP |  | PC | 1 | 1 | 1 | 1 | 835.46
07498389762 | FZTRL5N5NANM026 | OM4,12-Fiber,LSZH,MPO/Fm-MPO/Fm,26M | OM4 12 fiber, interconnect cable assembly, low smoke zero halogen (LSZH) rated, MPO female to MPO female, Method A Std IL with no pulling eye, Aqua, 26 meters | PC | 1 | 1 | 1 | 1 | 835.54
07498359433 | FZTRL7N7NANM026 | OM4,12-Fiber,LSZH,PMPOf-PMPOf,A,26M | OM4 12 fiber, PanMPO interconnect cable assembly, low smoke zero halogen (LSZH), PanMPO Female To PanMPO Female, method A, Std IL with no pulling eye, Aqua, 26 meters | PC | 1 | 1 | 1 | 1 | 835.54
07498387291 | FZTRL7N7NBNM026 | OM4 12f Interconnect LSZH PanMPO F/PanMP | OM4 12 fiber interconnect cable assembly Low Smoke Zero Halogen ( LSZH), PanMPO female to PanMPO female, Method B Std IL with no pulling eye, 26 meters. | PC | 1 | 1 | 1 | 1 | 835.54
07498399331 | FZ8RP7NUSQNF053 | 8-fiber OM4 Round Harness Plenum PanMPO | 8-fiber OM4 round harness cable assembly, plenum (OFNP) rated, PanMPO Female to LC Uniboot with 60cm (24 inch) equal breakout, 40G to 10G Std. IL | PC | 1 | 1 | 1 | 1 | 835.58
61305632333 | FZTRP5N5NBNF114 | OM4 12f Interconnect OFNP MPO F/MPO F Ty |  | PC | 1 | 1 | 1 | 1 | 835.76
07498375051 | FXTRP8NUJSNF070 | OM3,12-Fiber,RndHrnss,1-2Short,PLEM,70ft | OM3 12-fiber, round harness cable assembly, plenum (OFNP), PanMPO Male to LC Uniboot staggered pairs 1 and 2 shortest, Std IL, Aqua, 70 ft. | PC | 1 | 1 | 1 | 1 | 835.86
07498374425 | FXTRP8NUSSNF070 | OM3 12-fiber round harness cable, plenum | OM3 12-fiber round harness cable assembly, plenum (OFNP) rated, PanMPO Male to LC Uniboot, 60cm (24 inch) equal breakout, Std. IL. | PC | 1 | 1 | 1 | 1 | 835.86
61305619429 | FXURLENENXNM008 | OM324-Fbr,Intr,LSZH,A,24mpoF,AQ,8M,RL | OM3 24 fiber, Interconnect, LSZH, 24F MPO Female to 24F MPO Female, Method A, Optimized IL, 8 m, Aqua | PC | 1 | 1 | 1 | 1 | 835.96
61305619459 | FXURLENENYNM008 | OM324-Fbr,Intr,LSZH,B,24mpoF,AQ,8M,RL | OM3 24 fiber, Interconnect, LSZH, 24F MPO Female to 24F MPO Female, Method B, Optimized IL, 8 m, Aqua | PC | 1 | 1 | 1 | 1 | 835.96
61305619048 | FXURPENENXNF025 | OM324-Fbr,Intr,PLEM,A,24mpoF,AQ,25ft,EA | OM3 24 fiber, Interconnect, Plenum, 24F MPO Female to 24F MPO Female, Method A, Optimized IL, 25 ft, Aqua | PC | 1 | 1 | 1 | 1 | 836.4
61305619146 | FXURPENENYNF025 | OM324-Fbr,Intr,PLEM,B,24mpoF,AQ,25ft,EA | OM3 24 fiber, Interconnect, Plenum, 24F MPO Female to 24F MPO Female, Method B, Optimized IL, 25 ft, Aqua | PC | 1 | 1 | 1 | 1 | 836.4
61305600680 | FZTRP7N7NXNF076 | OM4 12f Interconnect OFNP PanMPO F/PanMP | OM4 12 Fiber Interconnect Plenum PanMPO Female To PanMPO Female Method A Optimized IL with no Pulling Eye - 76 Feet | PC | 1 | 1 | 1 | 1 | 836.8
61305647590 | FZTYP7E7EBNF030 | OM4 12f Trunk OFNP PanMPO F/PanMPO F Typ |  | PC | 1 | 1 | 1 | 1 | 836.88
61305632884 | FZTRP5N5NXNF107 | OM4 12f Interconnect OFNP MPO F/MPO F Ty |  | PC | 1 | 1 | 1 | 1 | 837.34
61305633405 | FZTRP5N5NYNF107 | OM4 12f Interconnect OFNP MPO F/MPO F Ty |  | PC | 1 | 1 | 1 | 1 | 837.34
07498308551 | FZTRP7NQSONF029 | OM4,12-Fiber,RndHarness,PLEM,29ft | OM4, 12-fiber, harness cable assembly, plenum rated, Female PanMPO to LC duplex with 61cm (24 Inch) equal breakout, Optimized IL,29 feet | PC | 1 | 1 | 1 | 1 | 837.42
07498308724 | FZTRP8NQSONF029 | OM4 12f Harness OFNP PanMPO M/PushPull L | OM4 12-Fiber Round Harness, Plenum, Male PanMPO to LC Push-Pull, 24-inch breakout, Optimized IL - 29 feet | PC | 1 | 1 | 1 | 1 | 837.42
61305618968 | FZURLENENXNM003 | OM424-Fbr,Intrc,24F,LSZH,AQ,3M,MtdA,RL | OM4 24 fiber, Interconnect, LSZH, 24F MPO Female to 24F MPO Female, Method A, Optimized IL, 3 m, Aqua | PC | 1 | 1 | 1 | 1 | 837.52
61305618998 | FZURLENENYNM003 | OM424-Fbr,Intrc,24F,LSZH,AQ,3M,MtdB,RL | OM4 24 fiber, Interconnect, LSZH, 24F MPO Female to 24F MPO Female, Method B, Optimized IL, 3 m, Aqua | PC | 1 | 1 | 1 | 1 | 837.52
61305633950 | FZTRP5N5NBNM035 | OM4 12f Interconnect OFNP MPO F/MPO F Ty |  | PC | 1 | 1 | 1 | 1 | 838.3
61305632334 | FZTRP5N5NBNF115 | OM4 12f Interconnect OFNP MPO F/MPO F Ty |  | PC | 1 | 1 | 1 | 1 | 838.94
07498375052 | FXTRP8NUJSNF071 | OM3,12-Fiber,RndHrnss,1-2Short,PLEM,71ft | OM3 12-fiber, round harness cable assembly, plenum (OFNP), PanMPO Male to LC Uniboot staggered pairs 1 and 2 shortest, Std IL, Aqua, 71 ft. | PC | 1 | 1 | 1 | 1 | 839.04
07498374432 | FXTRP8NUSSNF071 | OM3 12-fiber round harness cable, plenum | OM3 12-fiber round harness cable assembly, plenum (OFNP) rated, PanMPO Male to LC Uniboot, 60cm (24 inch) equal breakout, Std. IL. | PC | 1 | 1 | 1 | 1 | 839.04
07498377394 | FZTRP8NUFSNF037 | OM4,12-Fiber,RndHrnss,PMPOm,1L,PLEM,37ft | OM4 12-fiber round harness cable assembly, plenum (OFNP) rated, PanMPO Male to LC Uniboot, staggered pair, 1 longest, Std IL, Aqua, 37 ft. | PC | 1 | 1 | 1 | 1 | 839.32
07498377162 | FZTRP8NUGSNF037 | OM4,12-Fiber,RndHrnss,PMPOm,1S,PLEM,37ft | OM4 12-fiber round harness cable assembly, plenum (OFNP) rated, PanMPO male to LC Uniboot staggered pair, 1 shortest, Std. IL. Aqua, 37 ft. | PC | 1 | 1 | 1 | 1 | 839.32
07498376549 | FZTRP8NUHSNF037 | OM4,12-Fiber,RndHrn,PMPOm,1-2L,PLEM,37ft | OM4 12-fiber round harness cable assembly, plenum (OFNP) rated, PanMPO Male to LC Uniboot staggered pairs, 1 and 2 longest, Std. IL. Aqua, 37 ft. | PC | 1 | 1 | 1 | 1 | 839.32
07498376843 | FZTRP8NUJSNF037 | OM4,12-Fiber,RndHrn,PMPOm,1-2S,PLEM,37ft | OM4 12-fiber round harness cable assembly, plenum (OFNP) rated, PanMPO Male to LC Uniboot, staggered pairs, 1 and 2 shortest, Std. IL. Aqua, 37 ft. | PC | 1 | 1 | 1 | 1 | 839.32
07498374821 | FZTRP8NUSSNF037 | OM4,12-Fiber,RndHarnessCbl,PLEM,37ft | OM4 12-fiber, round harness cable assembly, plenum (OFNP) rated, PanMPO Male to LC Uniboot 60cm (24 inch), equal breakout, Std IL, Aqua, 37 ft. | PC | 1 | 1 | 1 | 1 | 839.32
07498391681 | FZTRP5N5NANF082 | OM4,12-Fiber,PLEM,MPO/F-MPO/F,82ft | OM4 12 fiber, interconnect cable assembly, plenum (OFNP) rated, MPO female to MPO female, Method A Std IL, with no pulling eye 82 ft | PC | 1 | 1 | 1 | 1 | 839.78
07498357712 | FZTRP7N7NANF082 | Interconnect,12CT,OM4,MPO-MPO,A,82Ft. | OM4 12 fiber, PanMPO interconnect cable assembly, plenum rated (OFNP), PanMPO Female To PanMPO Female, Method A, Std IL with no pulling eye, Aqua, 82 ft | PC | 1 | 1 | 1 | 1 | 839.78
61305600572 | FZTRP7N7NBNF082 | OM4 12f Interconnect OFNP PanMPO F/PanMP | OM4 12 Fiber Interconnect Plenum PanMPO Female To PanMPO Female Method B Std. IL with no Pulling Eye - 82 Feet | PC | 1 | 1 | 1 | 1 | 839.78
07498393337 | FZTRP5N5NANM025 | OM4 12 Fiber Interconnect Plenum MPO Fem | OM4 12-fiber, interconnect cable assembly, plenum (OFNP) rated, MPO female to MPO female, Method A Std. IL, with no pulling eye - 25 meters. | PC | 1 | 1 | 1 | 1 | 839.84
07498361037 | FZTRP7N7NANM025 | OM4,12-Fiber,PanMPO/F-PanMPO/F,25M | OM4 12 fiber, PanMPO interconnect cable assembly, plenum rated (OFNP), PanMPO Female To PanMPO Female, Method A, Std IL, with no pulling eye, Aqua, 25 meters | PC | 1 | 1 | 1 | 1 | 839.84
07498387324 | FZTRP7N7NBNM025 | OM4 12f Interconnect OFNP PanMPO F/PanMP | OM4 12 fiber interconnect cable assembly, plenum (OFNP) rated, PanMPO female to PanMPO female, Method B Std IL with no pulling eye, 25 meters. | PC | 1 | 1 | 1 | 1 | 839.84
61305633139 | FZTRL5N5NBNM037 | OM4 12f Interconnect LSZH MPO F/MPO F Ty |  | PC | 1 | 1 | 1 | 1 | 839.88
61305632983 | FZTRP7N7NYNF077 | OM4 12f Interconnect OFNP PanMPO F/PanMP |  | PC | 1 | 1 | 1 | 1 | 839.88
07498399332 | FZ8RP7NUSQNF054 | 8-fiber OM4 Round Harness Plenum PanMPO | 8-fiber OM4 round harness cable assembly, plenum (OFNP) rated, PanMPO Female to LC Uniboot with 60cm (24 inch) equal breakout, 40G to 10G Std. IL | PC | 1 | 1 | 1 | 1 | 840.02
61305619550 | FXURPEN74XNF015 | OM324-Fbr,Intr,PLEM,A,12fbrF,AQ,15f,EA | OM3 24-fiber, Interconnect, Plenum, 24F MPO Female to (2) 12-fiber Female PanMPO, Method A, Optimized IL, 15 Feet, Aqua. | PC | 1 | 1 | 1 | 1 | 840.34
61305619645 | FXURPEN74YNF015 | OM324-Fbr,Intr,PLEM,B,12fbrF,AQ,15f,EA | OM3 24-fiber, Interconnect, Plenum, 24F MPO Female to (2) 12-fiber Female PanMPO, Method B, Optimized IL, 15 Feet, Aqua. | PC | 1 | 1 | 1 | 1 | 840.34
61305632885 | FZTRP5N5NXNF108 | OM4 12f Interconnect OFNP MPO F/MPO F Ty |  | PC | 1 | 1 | 1 | 1 | 840.5
61305633406 | FZTRP5N5NYNF108 | OM4 12f Interconnect OFNP MPO F/MPO F Ty |  | PC | 1 | 1 | 1 | 1 | 840.5
07498375145 | FZTRL8NUFSNM012 | OM4,12-Fiber,Rnd,HarnessCbl,LSZH,12M | OM4 12-fiber, round harness cable assembly, low smoke zero halogen (LSZH) rated, PanMPO Male to LC Uniboot staggered pair, 1 longest, Std. IL. Aqua, 12 meters. | PC | 1 | 1 | 1 | 1 | 841.14
07498375974 | FZTRL8NUGSNM012 | OM4,12-Fiber,RndHrnss,PMPOm,LSZH,12M | OM4 12-fiber, round harness cable assembly, low smoke zero halogen (LSZH) rated, PanMPO Male to LC Uniboot staggered pair, 1 shortest Std.IL, Aqua, 12 meters. | PC | 1 | 1 | 1 | 1 | 841.14
07498376066 | FZTRL8NUHSNM012 | OM4,12-Fiber,RndHrn,PMPOm,1-2L,LSZH,12M | OM4 12-fiber round harness cable assembly, low smoke zero halogen (LSZH) rated, PanMPO Male to LC Uniboot, staggered pairs, 1 and 2 Longest, Std. IL. Aqua, 12 meters. | PC | 1 | 1 | 1 | 1 | 841.14
07498376663 | FZTRL8NUJSNM012 | OM4,12-Fiber,RndHrn,PMPOm,1-2S,12M | OM4 12-fiber round harness cable assembly, low smoke zero halogen (LSZH) rated, PanMPO Male to LC Uniboot, staggered pair, 1 and 2 shortest, Std IL, Aqua, 12 meters. | PC | 1 | 1 | 1 | 1 | 841.14
07498375175 | FZTRL8NUSSNM012 | OM4,12-Fiber,RndHarnessCbl,LSZH,12M | OM4 12-fiber round harness cable assembly, low smoke zero halogen (LSZH) rated, PanMPO Male to LC Uniboot, 60cm (24 inch) equal breakout, Std. IL. Aqua, 12 meters. | PC | 1 | 1 | 1 | 1 | 841.14
61305600681 | FZTRP7N7NXNF077 | OM4 12f Interconnect OFNP PanMPO F/PanMP | OM4 12 Fiber Interconnect Plenum PanMPO Female To PanMPO Female Method A Optimized IL with no Pulling Eye - 77 Feet | PC | 1 | 1 | 1 | 1 | 841.24
61305633287 | FZTRP5N5NYNM033 | OM4 12f Interconnect OFNP MPO F/MPO F Ty |  | PC | 1 | 1 | 1 | 1 | 841.28
07498308552 | FZTRP7NQSONF030 | OM4,12-Fiber,RndHarness,PLEM,30ft | OM4, 12-fiber, harness cable assembly, plenum rated, Female PanMPO to LC duplex with 61cm (24 Inch) equal breakout, Optimized IL, 30 feet | PC | 1 | 1 | 1 | 1 | 841.86
07498308725 | FZTRP8NQSONF030 | OM4 12f Harness OFNP PanMPO M/PushPull L | OM4 12-Fiber Round Harness, Plenum, Male PanMPO to LC Push-Pull, 24-inch breakout, Optimized IL - 30 feet | PC | 1 | 1 | 1 | 1 | 841.86
61305632335 | FZTRP5N5NBNF116 | OM4 12f Interconnect OFNP MPO F/MPO F Ty |  | PC | 1 | 1 | 1 | 1 | 842.1
61305619049 | FXURPENENXNF026 | OM324-Fbr,Intr,PLEM,A,24mpoF,AQ,26ft,EA | OM3 24 fiber, Interconnect, Plenum, 24F MPO Female to 24F MPO Female, Method A, Optimized IL, 26 ft, Aqua | PC | 1 | 1 | 1 | 1 | 842.12
61305619147 | FXURPENENYNF026 | OM324-Fbr,Intr,PLEM,B,24mpoF,AQ,26ft,EA | OM3 24 fiber, Interconnect, Plenum, 24F MPO Female to 24F MPO Female, Method B, Optimized IL, 26 ft, Aqua | PC | 1 | 1 | 1 | 1 | 842.12
07498375053 | FXTRP8NUJSNF072 | OM3,12-Fiber,RndHrnss,1-2Short,PLEM,72ft | OM3 12-fiber, round harness cable assembly, plenum (OFNP), PanMPO Male to LC Uniboot staggered pairs 1 and 2 shortest, Std IL, Aqua, 72 ft. | PC | 1 | 1 | 1 | 1 | 842.22
07498374441 | FXTRP8NUSSNF072 | OM3 12-fiber round harness cable, plenum | OM3 12-fiber round harness cable assembly, plenum (OFNP) rated, PanMPO Male to LC Uniboot, 60cm (24 inch) equal breakout, Std. IL. | PC | 1 | 1 | 1 | 1 | 842.22
61305618136 | FZURPENENXNF010 | OM424-Fbr,Intrc,24f,PLEM,AQ,10ft,MtdA,EA | OM4 24 fiber, Interconnect, Plenum, 24F MPO Female to 24F MPO Female, Method A, Optimized IL, 10 ft, Aqua | PC | 1 | 1 | 1 | 1 | 842.82
61305618875 | FZURPENENYNF010 | OM424-Fbr,Intrc,24f,PLEM,AQ,10ft,MtdB,EA | OM4 24 fiber, Interconnect, Plenum, 24F MPO Female to 24F MPO Female, Method B, Optimized IL, 10 ft, Aqua | PC | 1 | 1 | 1 | 1 | 842.82
61305629081 | FZTYP7E7EYNF025 | OM4 12f Trunk OFNP PanMPO F/PanMPO F Typ |  | PC | 1 | 1 | 1 | 1 | 843.54
61305619758 | FXURLEN74XNM005 | OM324-Fbr,Intr,LSZH,A,12fbrF,AQ,5M,RL | OM3 24-fiber, Interconnect, LSZH, 24F MPO Female to (2) 12-fiber Female PanMPO, Method A, Optimized IL, 5 Meters, Aqua. | PC | 1 | 1 | 1 | 1 | 843.62
61305619788 | FXURLEN74YNM005 | OM324-Fbr,Intr,LSZH,B,12fbrF,AQ,5M,RL | OM3 24-fiber, Interconnect, LSZH, 24F MPO Female to (2) 12-fiber Female PanMPO, Method B, Optimized IL, 5 Meters, Aqua. | PC | 1 | 1 | 1 | 1 | 843.62
61305632886 | FZTRP5N5NXNF109 | OM4 12f Interconnect OFNP MPO F/MPO F Ty |  | PC | 1 | 1 | 1 | 1 | 843.68
61305633407 | FZTRP5N5NYNF109 | OM4 12f Interconnect OFNP MPO F/MPO F Ty |  | PC | 1 | 1 | 1 | 1 | 843.68
07498377395 | FZTRP8NUFSNF038 | OM4,12-Fiber,RndHrnss,PMPOm,1L,PLEM,38ft | OM4 12-fiber round harness cable assembly, plenum (OFNP) rated, PanMPO Male to LC Uniboot, staggered pair, 1 longest, Std IL, Aqua, 38 ft. | PC | 1 | 1 | 1 | 1 | 843.78
07498377164 | FZTRP8NUGSNF038 | OM4,12-Fiber,RndHrnss,PMPOm,1S,PLEM,38ft | OM4 12-fiber round harness cable assembly, plenum (OFNP) rated, PanMPO male to LC Uniboot staggered pair, 1 shortest, Std. IL. Aqua, 38 ft. | PC | 1 | 1 | 1 | 1 | 843.78
07498376550 | FZTRP8NUHSNF038 | OM4,12-Fiber,RndHrn,PMPOm,1-2L,PLEM,38ft | OM4 12-fiber round harness cable assembly, plenum (OFNP) rated, PanMPO Male to LC Uniboot staggered pairs, 1 and 2 longest, Std. IL. Aqua, 38 ft. | PC | 1 | 1 | 1 | 1 | 843.78
07498376844 | FZTRP8NUJSNF038 | OM4,12-Fiber,RndHrn,PMPOm,1-2S,PLEM,38ft | OM4 12-fiber round harness cable assembly, plenum (OFNP) rated, PanMPO Male to LC Uniboot, staggered pairs, 1 and 2 shortest, Std. IL. Aqua, 38 ft. | PC | 1 | 1 | 1 | 1 | 843.78
07498374822 | FZTRP8NUSSNF038 | OM4,12-Fiber,RndHarnessCbl,PLEM,38ft | OM4 12-fiber, round harness cable assembly, plenum (OFNP) rated, PanMPO Male to LC Uniboot 60cm (24 inch), equal breakout, Std IL, Aqua, 38 ft. | PC | 1 | 1 | 1 | 1 | 843.78
61305629563 | FZTRL5N5NXNM025 | OM4 12f Interconnect LSZH MPO F/MPO F Ty |  | PC | 1 | 1 | 1 | 1 | 843.88
61305633195 | FZTRL5N5NXNM035 | OM4 12f Interconnect LSZH MPO F/MPO F Ty |  | PC | 1 | 1 | 1 | 1 | 843.88
61305633241 | FZTRL5N5NYNM035 | OM4 12f Interconnect LSZH MPO F/MPO F Ty |  | PC | 1 | 1 | 1 | 1 | 843.88
07498391682 | FZTRP5N5NANF083 | OM4,12-Fiber,PLEM,MPO/F-MPO/F,83ft | OM4 12 fiber, interconnect cable assembly, plenum (OFNP) rated, MPO female to MPO female, Method A Std IL, with no pulling eye 83 ft | PC | 1 | 1 | 1 | 1 | 844.24
07498357720 | FZTRP7N7NANF083 | Interconnect,12CT,OM4,MPO-MPO,A,83Ft. | OM4 12 fiber, PanMPO interconnect cable assembly, plenum rated (OFNP), PanMPO Female To PanMPO Female, Method A, Std IL with no pulling eye, Aqua, 83 ft | PC | 1 | 1 | 1 | 1 | 844.24
61305600573 | FZTRP7N7NBNF083 | OM4 12f Interconnect OFNP PanMPO F/PanMP | OM4 12 Fiber Interconnect Plenum PanMPO Female To PanMPO Female Method B Std. IL with no Pulling Eye - 83 Feet | PC | 1 | 1 | 1 | 1 | 844.24
61305632984 | FZTRP7N7NYNF078 | OM4 12f Interconnect OFNP PanMPO F/PanMP |  | PC | 1 | 1 | 1 | 1 | 844.32
07498399333 | FZ8RP7NUSQNF055 | 8-fiber OM4 Round Harness Plenum PanMPO | 8-fiber OM4 round harness cable assembly, plenum (OFNP) rated, PanMPO Female to LC Uniboot with 60cm (24 inch) equal breakout, 40G to 10G Std. IL | PC | 1 | 1 | 1 | 1 | 844.48
61305632336 | FZTRP5N5NBNF117 | OM4 12f Interconnect OFNP MPO F/MPO F Ty |  | PC | 1 | 1 | 1 | 1 | 845.28
07498375054 | FXTRP8NUJSNF073 | OM3,12-Fiber,RndHrnss,1-2Short,PLEM,73ft | OM3 12-fiber, round harness cable assembly, plenum (OFNP), PanMPO Male to LC Uniboot staggered pairs 1 and 2 shortest, Std IL, Aqua, 73 ft. | PC | 1 | 1 | 1 | 1 | 845.4
07498374464 | FXTRP8NUSSNF073 | OM3 12-fiber round harness cable, plenum | OM3 12-fiber round harness cable assembly, plenum (OFNP) rated, PanMPO Male to LC Uniboot, 60cm (24 inch) equal breakout, Std. IL. | PC | 1 | 1 | 1 | 1 | 845.4
07498370001 | FZTRL7N7NXNM025 | OM4,12-Fiber,LSZH,PMPOf-PMPOf,25M | OM4 12 fiber, optimized interconnect cable assembly, low smoke zero halogen (LSZH) rated, PanMPO female to PanMPO female, Method A, Optimized IL, with no pulling eye, Aqua, 25 meters | PC | 1 | 1 | 1 | 1 | 845.4
07498386790 | FZTRL7N7NYNM025 | OM4 12f Interconnect LSZH PanMPO F/PanMP | OM4 12 fiber interconnect cable assembly Low Smoke Zero Halogen (LSZH) PanMPO female to PanMPO female Method B Optimized IL, with no pulling eye, 25 meters. | PC | 1 | 1 | 1 | 1 | 845.4
61305600682 | FZTRP7N7NXNF078 | OM4 12f Interconnect OFNP PanMPO F/PanMP | OM4 12 Fiber Interconnect Plenum PanMPO Female To PanMPO Female Method A Optimized IL with no Pulling Eye - 78 Feet | PC | 1 | 1 | 1 | 1 | 845.68
61305619551 | FXURPEN74XNF016 | OM324-Fbr,Intr,PLEM,A,12fbrF,AQ,16f,EA | OM3 24-fiber, Interconnect, Plenum, 24F MPO Female to (2) 12-fiber Female PanMPO, Method A, Optimized IL, 16 Feet, Aqua. | PC | 1 | 1 | 1 | 1 | 846.06
61305619646 | FXURPEN74YNF016 | OM324-Fbr,Intr,PLEM,B,12fbrF,AQ,16f,EA | OM3 24-fiber, Interconnect, Plenum, 24F MPO Female to (2) 12-fiber Female PanMPO, Method B, Optimized IL, 16 Feet, Aqua. | PC | 1 | 1 | 1 | 1 | 846.06
61305632887 | FZTRP5N5NXNF110 | OM4 12f Interconnect OFNP MPO F/MPO F Ty |  | PC | 1 | 1 | 1 | 1 | 846.86
61305633408 | FZTRP5N5NYNF110 | OM4 12f Interconnect OFNP MPO F/MPO F Ty |  | PC | 1 | 1 | 1 | 1 | 846.86
07498309322 | FZTRL7NQSONM010 | OM4,12-Fiber,RndHarness,LSZH,10M | OM4, 12-fiber, harness cable assembly, LSZH rated, Female PanMPO to LC duplex with 61cm (24 Inch) equal breakout, Optimized IL, 10m. | PC | 1 | 1 | 1 | 1 | 847.1
07498309342 | FZTRL8NQSONM010 | OM4 12-Fiber Round Harness, LSZH, Male P | OM4 12-Fiber Round Harness, LSZH, Male PanMPO to LC Push-Pull, 61cm breakout, Optimized IL - 10 meters | PC | 1 | 1 | 1 | 1 | 847.1
61305647594 | FZTYP7E7EBNF032 | OM4 12f Trunk OFNP PanMPO F/PanMPO F Typ |  | PC | 1 | 1 | 1 | 1 | 847.7
61305619050 | FXURPENENXNF027 | OM324-Fbr,Intr,PLEM,A,24mpoF,AQ,27ft,EA | OM3 24 fiber, Interconnect, Plenum, 24F MPO Female to 24F MPO Female, Method A, Optimized IL, 27 ft, Aqua | PC | 1 | 1 | 1 | 1 | 847.84
61305619148 | FXURPENENYNF027 | OM324-Fbr,Intr,PLEM,B,24mpoF,AQ,27ft,EA | OM3 24 fiber, Interconnect, Plenum, 24F MPO Female to 24F MPO Female, Method B, Optimized IL, 27 ft, Aqua | PC | 1 | 1 | 1 | 1 | 847.84
07498399091 | FZ8RL7NUSQNM017 | OM4 8 Fiber Round Harness LSZH PanMPO Fe | OM4 8-fiber round harness cable assembly, low smoke zero halogen (LSZH) rated,PanMPO female To LC Uniboot 60cm (24 inch), equal breakout, Std. IL, 17 meters. | PC | 1 | 1 | 1 | 1 | 847.92
07498399006 | FZ8RP7NUSQNM017 | 8-fiber OM4 Round Harness Plenum PanMPO | 8-fiber OM4 Round Harness Plenum PanMPO Female to LC Uniboot 60cm (24 inch) equal breakout 40G to 10G Std. IL - 17m | PC | 1 | 1 | 1 | 1 | 847.92
07498377399 | FZTRP8NUFSNF039 | OM4,12-Fiber,RndHrnss,PMPOm,1L,PLEM,39ft | OM4 12-fiber round harness cable assembly, plenum (OFNP) rated, PanMPO Male to LC Uniboot, staggered pair, 1 longest, Std IL, Aqua, 39 ft. | PC | 1 | 1 | 1 | 1 | 848.22
07498377165 | FZTRP8NUGSNF039 | OM4,12-Fiber,RndHrnss,PMPOm,1S,PLEM,39ft | OM4 12-fiber round harness cable assembly, plenum (OFNP) rated, PanMPO male to LC Uniboot staggered pair, 1 shortest, Std. IL. Aqua, 39 ft. | PC | 1 | 1 | 1 | 1 | 848.22
07498376551 | FZTRP8NUHSNF039 | OM4,12-Fiber,RndHrn,PMPOm,1-2L,PLEM,39ft | OM4 12-fiber round harness cable assembly, plenum (OFNP) rated, PanMPO Male to LC Uniboot staggered pairs, 1 and 2 longest, Std. IL. Aqua, 39 ft. | PC | 1 | 1 | 1 | 1 | 848.22
07498376845 | FZTRP8NUJSNF039 | OM4,12-Fiber,RndHrn,PMPOm,1-2S,PLEM,39ft | OM4 12-fiber round harness cable assembly, plenum (OFNP) rated, PanMPO Male to LC Uniboot, staggered pairs, 1 and 2 shortest, Std. IL. Aqua, 39 ft. | PC | 1 | 1 | 1 | 1 | 848.22
07498374823 | FZTRP8NUSSNF039 | OM4,12-Fiber,RndHarnessCbl,PLEM,39ft | OM4 12-fiber, round harness cable assembly, plenum (OFNP) rated, PanMPO Male to LC Uniboot 60cm (24 inch), equal breakout, Std IL, Aqua, 39 ft. | PC | 1 | 1 | 1 | 1 | 848.22
61305632337 | FZTRP5N5NBNF118 | OM4 12f Interconnect OFNP MPO F/MPO F Ty |  | PC | 1 | 1 | 1 | 1 | 848.44
07498375055 | FXTRP8NUJSNF074 | OM3,12-Fiber,RndHrnss,1-2Short,PLEM,74ft | OM3 12-fiber, round harness cable assembly, plenum (OFNP), PanMPO Male to LC Uniboot staggered pairs 1 and 2 shortest, Std IL, Aqua, 74 ft. | PC | 1 | 1 | 1 | 1 | 848.58
07498374466 | FXTRP8NUSSNF074 | OM3 12-fiber round harness cable, plenum | OM3 12-fiber round harness cable assembly, plenum (OFNP) rated, PanMPO Male to LC Uniboot, 60cm (24 inch) equal breakout, Std. IL. | PC | 1 | 1 | 1 | 1 | 848.58
07498391683 | FZTRP5N5NANF084 | OM4,12-Fiber,PLEM,MPO/F-MPO/F,84ft | OM4 12 fiber, interconnect cable assembly, plenum (OFNP) rated, MPO female to MPO female, Method A Std IL, with no pulling eye 84 ft | PC | 1 | 1 | 1 | 1 | 848.66
07498357722 | FZTRP7N7NANF084 | Interconnect,12CT,OM4,MPO-MPO,A,84Ft. | OM4 12 fiber, PanMPO interconnect cable assembly, plenum rated (OFNP), PanMPO Female To PanMPO Female, Method A, Std IL with no pulling eye, Aqua, 84 ft | PC | 1 | 1 | 1 | 1 | 848.66
61305600574 | FZTRP7N7NBNF084 | OM4 12f Interconnect OFNP PanMPO F/PanMP | OM4 12 Fiber Interconnect Plenum PanMPO Female To PanMPO Female Method B Std. IL with no Pulling Eye - 84 Feet | PC | 1 | 1 | 1 | 1 | 848.66
61305633951 | FZTRP5N5NBNM036 | OM4 12f Interconnect OFNP MPO F/MPO F Ty |  | PC | 1 | 1 | 1 | 1 | 848.7
61305632985 | FZTRP7N7NYNF079 | OM4 12f Interconnect OFNP PanMPO F/PanMP |  | PC | 1 | 1 | 1 | 1 | 848.74
07498399334 | FZ8RP7NUSQNF056 | 8-fiber OM4 Round Harness Plenum PanMPO | 8-fiber OM4 round harness cable assembly, plenum (OFNP) rated, PanMPO Female to LC Uniboot with 60cm (24 inch) equal breakout, 40G to 10G Std. IL | PC | 1 | 1 | 1 | 1 | 848.96
07498393480 | FZTRP5N5NXNM024 | OM4 12 Fiber Interconnect Plenum MPO Fem | OM4 12 fiber interconnect plenum MPO female to MPO female, method A opt IL., with no pulling eye - 24 meters. | PC | 1 | 1 | 1 | 1 | 848.98
07498361154 | FZTRP7N7NXNM024 | OM4,12-Fiber,PLEM,PMPOf-PMPOf,24M | OM4 12 fiber, PanMPO interconnect cable assembly, plenum rated (OFNP), PanMPO Female To PanMPO Female, Method A, Optimized IL, with no pulling eye, Aqua, 24 meters | PC | 1 | 1 | 1 | 1 | 848.98
07498386725 | FZTRP7N7NYNM024 | OM4 12f Interconnect OFNP PanMPO F/PanMP | OM4 12 fiber interconnect cable assembly plenum (OFNP) rated Pan MPO female to Pan MPO female, Method B Optimized IL, with no pulling eye, 24 meters. | PC | 1 | 1 | 1 | 1 | 848.98
07498389763 | FZTRL5N5NANM027 | OM4,12-Fiber,LSZH,MPO/Fm-MPO/Fm,27M | OM4 12 fiber, interconnect cable assembly, low smoke zero halogen (LSZH) rated, MPO female to MPO female, Method A Std IL with no pulling eye, Aqua, 27 meters | PC | 1 | 1 | 1 | 1 | 849.44
07498359437 | FZTRL7N7NANM027 | OM4,12-Fiber,LSZH,PMPOf-PMPOf,A,27M | OM4 12 fiber, PanMPO interconnect cable assembly, low smoke zero halogen (LSZH), PanMPO Female To PanMPO Female, method A, Std IL with no pulling eye, Aqua, 27 meters | PC | 1 | 1 | 1 | 1 | 849.44
07498387293 | FZTRL7N7NBNM027 | OM4 12f Interconnect LSZH PanMPO F/PanMP | OM4 12 fiber interconnect cable assembly Low Smoke Zero Halogen ( LSZH), PanMPO female to PanMPO female, Method B Std IL with no pulling eye, 27 meters. | PC | 1 | 1 | 1 | 1 | 849.44
61305633140 | FZTRL5N5NBNM038 | OM4 12f Interconnect LSZH MPO F/MPO F Ty |  | PC | 1 | 1 | 1 | 1 | 849.72
61305632888 | FZTRP5N5NXNF111 | OM4 12f Interconnect OFNP MPO F/MPO F Ty |  | PC | 1 | 1 | 1 | 1 | 850.02
61305633409 | FZTRP5N5NYNF111 | OM4 12f Interconnect OFNP MPO F/MPO F Ty |  | PC | 1 | 1 | 1 | 1 | 850.02
61305600683 | FZTRP7N7NXNF079 | OM4 12f Interconnect OFNP PanMPO F/PanMP | OM4 12 Fiber Interconnect Plenum PanMPO Female To PanMPO Female Method A Optimized IL with no Pulling Eye - 79 Feet | PC | 1 | 1 | 1 | 1 | 850.14
61305618137 | FZURPENENXNF011 | OM424-Fbr,Intrc,24f,PLEM,AQ,11ft,MtdA,EA | OM4 24 fiber, Interconnect, Plenum, 24F MPO Female to 24F MPO Female, Method A, Optimized IL, 11 ft, Aqua | PC | 1 | 1 | 1 | 1 | 850.82
61305618876 | FZURPENENYNF011 | OM424-Fbr,Intrc,24f,PLEM,AQ,11ft,MtdB,EA | OM4 24 fiber, Interconnect, Plenum, 24F MPO Female to 24F MPO Female, Method B, Optimized IL, 11 ft, Aqua | PC | 1 | 1 | 1 | 1 | 850.82
61305632338 | FZTRP5N5NBNF119 | OM4 12f Interconnect OFNP MPO F/MPO F Ty |  | PC | 1 | 1 | 1 | 1 | 851.62
61305633288 | FZTRP5N5NYNM034 | OM4 12f Interconnect OFNP MPO F/MPO F Ty |  | PC | 1 | 1 | 1 | 1 | 851.68
07498375059 | FXTRP8NUJSNF075 | OM3,12-Fiber,RndHrnss,1-2Short,PLEM,75ft | OM3 12-fiber, round harness cable assembly, plenum (OFNP), PanMPO Male to LC Uniboot staggered pairs 1 and 2 shortest, Std IL, Aqua, 75 ft. | PC | 1 | 1 | 1 | 1 | 851.76
07498374467 | FXTRP8NUSSNF075 | OM3 12-fiber round harness cable, plenum | OM3 12-fiber round harness cable assembly, plenum (OFNP) rated, PanMPO Male to LC Uniboot, 60cm (24 inch) equal breakout, Std. IL. | PC | 1 | 1 | 1 | 1 | 851.76
61305619552 | FXURPEN74XNF017 | OM324-Fbr,Intr,PLEM,A,12fbrF,AQ,17f,EA | OM3 24-fiber, Interconnect, Plenum, 24F MPO Female to (2) 12-fiber Female PanMPO, Method A, Optimized IL, 17 Feet, Aqua. | PC | 1 | 1 | 1 | 1 | 851.78
61305619647 | FXURPEN74YNF017 | OM324-Fbr,Intr,PLEM,B,12fbrF,AQ,17f,EA | OM3 24-fiber, Interconnect, Plenum, 24F MPO Female to (2) 12-fiber Female PanMPO, Method B, Optimized IL, 17 Feet, Aqua. | PC | 1 | 1 | 1 | 1 | 851.78
07498377403 | FZTRP8NUFSNF040 | OM4,12-Fiber,RndHarnessPLEM,40ft | OM4 12-fiber round harness cable assembly, plenum (OFNP) rated, PanMPO Male to LC Uniboot, staggered pair, 1 longest, Std IL, Aqua, 40 ft. | PC | 1 | 1 | 1 | 1 | 852.66
07498377166 | FZTRP8NUGSNF040 | OM4,12-Fiber,RndHrnss,PMPOm,1S,PLEM,40ft | OM4 12-fiber round harness cable assembly, plenum (OFNP) rated, PanMPO male to LC Uniboot staggered pair, 1 shortest, Std. IL. Aqua, 40 ft. | PC | 1 | 1 | 1 | 1 | 852.66
07498376553 | FZTRP8NUHSNF040 | OM4,12-Fiber,RndHrn,PMPOm,1-2L,PLEM,40ft | OM4 12-fiber round harness cable assembly, plenum (OFNP) rated, PanMPO Male to LC Uniboot staggered pairs, 1 and 2 longest, Std. IL. Aqua, 40 ft. | PC | 1 | 1 | 1 | 1 | 852.66
07498376846 | FZTRP8NUJSNF040 | OM4,12-Fiber,RndHrn,PMPOm,1-2S,PLEM,40ft | OM4 12-fiber round harness cable assembly, plenum (OFNP) rated, PanMPO Male to LC Uniboot, staggered pairs, 1 and 2 shortest, Std. IL. Aqua, 40 ft. | PC | 1 | 1 | 1 | 1 | 852.66
07498374824 | FZTRP8NUSSNF040 | OM4,12-Fiber,RndHarnessCbl,PLEM,40ft | OM4 12-fiber, round harness cable assembly, plenum (OFNP) rated, PanMPO Male to LC Uniboot 60cm (24 inch), equal breakout, Std IL, Aqua, 40 ft. | PC | 1 | 1 | 1 | 1 | 852.66
07498391684 | FZTRP5N5NANF085 | OM4,12-Fiber,PLEM,MPO/F-MPO/F,85ft | OM4 12 fiber, interconnect cable assembly, plenum (OFNP) rated, MPO female to MPO female, Method A Std IL, with no pulling eye 85 ft | PC | 1 | 1 | 1 | 1 | 853.12
07498357727 | FZTRP7N7NANF085 | Interconnect,12CT,OM4,MPO-MPO,A,85Ft. | OM4 12 fiber, PanMPO interconnect cable assembly, plenum rated (OFNP), PanMPO Female To PanMPO Female, Method A, Std IL with no pulling eye, Aqua, 85 ft | PC | 1 | 1 | 1 | 1 | 853.12
61305600575 | FZTRP7N7NBNF085 | OM4 12f Interconnect OFNP PanMPO F/PanMP | OM4 12 Fiber Interconnect Plenum PanMPO Female To PanMPO Female Method B Std. IL with no Pulling Eye - 85 Feet | PC | 1 | 1 | 1 | 1 | 853.12
61305632889 | FZTRP5N5NXNF112 | OM4 12f Interconnect OFNP MPO F/MPO F Ty |  | PC | 1 | 1 | 1 | 1 | 853.18
61305633410 | FZTRP5N5NYNF112 | OM4 12f Interconnect OFNP MPO F/MPO F Ty |  | PC | 1 | 1 | 1 | 1 | 853.18
07498399335 | FZ8RP7NUSQNF057 | 8-fiber OM4 Round Harness Plenum PanMPO | 8-fiber OM4 round harness cable assembly, plenum (OFNP) rated, PanMPO Female to LC Uniboot with 60cm (24 inch) equal breakout, 40G to 10G Std. IL | PC | 1 | 1 | 1 | 1 | 853.4
61305619051 | FXURPENENXNF028 | OM324-Fbr,Intr,PLEM,A,24mpoF,AQ,28ft,EA | OM3 24 fiber, Interconnect, Plenum, 24F MPO Female to 24F MPO Female, Method A, Optimized IL, 28 ft, Aqua | PC | 1 | 1 | 1 | 1 | 853.56
61305619149 | FXURPENENYNF028 | OM324-Fbr,Intr,PLEM,B,24mpoF,AQ,28ft,EA | OM3 24 fiber, Interconnect, Plenum, 24F MPO Female to 24F MPO Female, Method B, Optimized IL, 28 ft, Aqua | PC | 1 | 1 | 1 | 1 | 853.56
61305633196 | FZTRL5N5NXNM036 | OM4 12f Interconnect LSZH MPO F/MPO F Ty |  | PC | 1 | 1 | 1 | 1 | 853.76
61305633242 | FZTRL5N5NYNM036 | OM4 12f Interconnect LSZH MPO F/MPO F Ty |  | PC | 1 | 1 | 1 | 1 | 853.76
61305619430 | FXURLENENXNM009 | OM324-Fbr,Intr,LSZH,A,24mpoF,AQ,9M,RL | OM3 24 fiber, Interconnect, LSZH, 24F MPO Female to 24F MPO Female, Method A, Optimized IL, 9 m, Aqua | PC | 1 | 1 | 1 | 1 | 853.78
61305619460 | FXURLENENYNM009 | OM324-Fbr,Intr,LSZH,B,24mpoF,AQ,9M,RL | OM3 24 fiber, Interconnect, LSZH, 24F MPO Female to 24F MPO Female, Method B, Optimized IL, 9 m, Aqua | PC | 1 | 1 | 1 | 1 | 853.78
61305619222 | FZURPEN74XNF003 | OM424-Fbr,Intrc,12f,PLEM,AQ,3ft,MtdA,EA | OM4 24-fiber, Interconnect, Plenum, 24F MPO Female to (2) 12-fiber Female PanMPO, Method A, Optimized IL, 3 Feet, Aqua. | PC | 1 | 1 | 1 | 1 | 853.96
61305619320 | FZURPEN74YNF003 | OM424-Fbr,Intrc,12f,PLEM,AQ,3ft,MtdB,EA | OM4 24-fiber, Interconnect, Plenum, 24F MPO Female to (2) 12-fiber Female PanMPO, Method B, Optimized IL, 3 Feet, Aqua. | PC | 1 | 1 | 1 | 1 | 853.96
07498393338 | FZTRP5N5NANM026 | OM4 12 Fiber Interconnect Plenum MPO Fem | OM4 12-fiber, interconnect cable assembly, plenum (OFNP) rated, MPO female to MPO female, Method A Std. IL, with no pulling eye - 26 meters. | PC | 1 | 1 | 1 | 1 | 854.44
07498361039 | FZTRP7N7NANM026 | OM4,12-Fiber,PanMPO/F-PanMPO/F,26M | OM4 12 fiber, PanMPO interconnect cable assembly, plenum rated (OFNP), PanMPO Female To PanMPO Female, Method A, Std IL, with no pulling eye, Aqua, 26 meters | PC | 1 | 1 | 1 | 1 | 854.44
07498387325 | FZTRP7N7NBNM026 | OM4 12f Interconnect OFNP PanMPO F/PanMP | OM4 12 fiber interconnect cable assembly, plenum (OFNP) rated, PanMPO female to PanMPO female, Method B Std IL with no pulling eye, 26 meters. | PC | 1 | 1 | 1 | 1 | 854.44
61305600684 | FZTRP7N7NXNF080 | OM4 12f Interconnect OFNP PanMPO F/PanMP | OM4 12 Fiber Interconnect Plenum PanMPO Female To PanMPO Female Method A Optimized IL with no Pulling Eye - 80 Feet | PC | 1 | 1 | 1 | 1 | 854.6
61305600708 | FZTRP7N7NYNF080 | OM4 12f Interconnect OFNP PanMPO F/PanMP | OM4 12 Fiber Interconnect Plenum PanMPO Female To PanMPO Female Method B Optimized IL with no Pulling Eye - 80 Feet | PC | 1 | 1 | 1 | 1 | 854.6
61305632339 | FZTRP5N5NBNF120 | OM4 12f Interconnect OFNP MPO F/MPO F Ty |  | PC | 1 | 1 | 1 | 1 | 854.78
61305619418 | FZURLEN74XNM001 | OM424-Fiber,Interc,LSZH,AQ,MethodA,EA | OM4 24-fiber, Interconnect, LSZH, 24F MPO Female to (2) 12-fiber Female PanMPO, Method A, Optimized IL, 1 Meter, Aqua. | PC | 1 | 1 | 1 | 1 | 854.86
61305619508 | FZURLEN74YNM001 | OM424-Fiber,Interc,LSZH,AQ,MethodB,EA | OM4 24-fiber, Interconnect, LSZH, 24F MPO Female to (2) 12-fiber Female PanMPO, Method B, Optimized IL, 1 Meter, Aqua. | PC | 1 | 1 | 1 | 1 | 854.86
07498375068 | FXTRP8NUJSNF076 | OM3,12-Fiber,RndHrnss,1-2Short,PLEM,76ft | OM3 12-fiber, round harness cable assembly, plenum (OFNP), PanMPO Male to LC Uniboot staggered pairs 1 and 2 shortest, Std IL, Aqua, 76 ft. | PC | 1 | 1 | 1 | 1 | 854.92
07498374468 | FXTRP8NUSSNF076 | OM3 12-fiber round harness cable, plenum | OM3 12-fiber round harness cable assembly, plenum (OFNP) rated, PanMPO Male to LC Uniboot, 60cm (24 inch) equal breakout, Std. IL. | PC | 1 | 1 | 1 | 1 | 854.92
07498375146 | FZTRL8NUFSNM013 | OM4,12-Fiber,Rnd,HarnessCbl,LSZH,13M | OM4 12-fiber, round harness cable assembly, low smoke zero halogen (LSZH) rated, PanMPO Male to LC Uniboot staggered pair, 1 longest, Std. IL. Aqua, 13 meters. | PC | 1 | 1 | 1 | 1 | 855
07498375975 | FZTRL8NUGSNM013 | OM4,12-Fiber,RndHrnss,PMPOm,LSZH,13M | OM4 12-fiber, round harness cable assembly, low smoke zero halogen (LSZH) rated, PanMPO Male to LC Uniboot staggered pair, 1 shortest Std.IL, Aqua, 13 meters. | PC | 1 | 1 | 1 | 1 | 855
07498376067 | FZTRL8NUHSNM013 | OM4,12-Fiber,RndHrn,PMPOm,1-2L,LSZH,13M | OM4 12-fiber round harness cable assembly, low smoke zero halogen (LSZH) rated, PanMPO Male to LC Uniboot, staggered pairs, 1 and 2 Longest, Std. IL. Aqua, 13 meters. | PC | 1 | 1 | 1 | 1 | 855
07498376667 | FZTRL8NUJSNM013 | OM4,12-Fiber,RndHrn,PMPOm,1-2S,13M | OM4 12-fiber round harness cable assembly, low smoke zero halogen (LSZH) rated, PanMPO Male to LC Uniboot, staggered pair, 1 and 2 shortest, Std IL, Aqua, 13 meters. | PC | 1 | 1 | 1 | 1 | 855
07498375176 | FZTRL8NUSSNM013 | OM4,12-Fiber,RndHarnessCbl,LSZH,13M | OM4 12-fiber round harness cable assembly, low smoke zero halogen (LSZH) rated, PanMPO Male to LC Uniboot, 60cm (24 inch) equal breakout, Std. IL. Aqua, 13 meters. | PC | 1 | 1 | 1 | 1 | 855
61305632890 | FZTRP5N5NXNF113 | OM4 12f Interconnect OFNP MPO F/MPO F Ty |  | PC | 1 | 1 | 1 | 1 | 856.36
61305633411 | FZTRP5N5NYNF113 | OM4 12f Interconnect OFNP MPO F/MPO F Ty |  | PC | 1 | 1 | 1 | 1 | 856.36
07498377404 | FZTRP8NUFSNF041 | OM4,12-Fiber,RndHarnessPLEM,41ft | OM4 12-fiber round harness cable assembly, plenum (OFNP) rated, PanMPO Male to LC Uniboot, staggered pair, 1 longest, Std IL, Aqua, 41 ft. | PC | 1 | 1 | 1 | 1 | 857.1
07498377167 | FZTRP8NUGSNF041 | OM4,12-Fiber,RndHrnss,PMPOm,1S,PLEM,41ft | OM4 12-fiber round harness cable assembly, plenum (OFNP) rated, PanMPO male to LC Uniboot staggered pair, 1 shortest, Std. IL. Aqua, 41 ft. | PC | 1 | 1 | 1 | 1 | 857.1
07498376554 | FZTRP8NUHSNF041 | OM4,12-Fiber,RndHrn,PMPOm,1-2L,PLEM,41ft | OM4 12-fiber round harness cable assembly, plenum (OFNP) rated, PanMPO Male to LC Uniboot staggered pairs, 1 and 2 longest, Std. IL. Aqua, 41 ft. | PC | 1 | 1 | 1 | 1 | 857.1
07498376847 | FZTRP8NUJSNF041 | OM4,12-Fiber,RndHrn,PMPOm,1-2S,PLEM,41ft | OM4 12-fiber round harness cable assembly, plenum (OFNP) rated, PanMPO Male to LC Uniboot, staggered pairs, 1 and 2 shortest, Std. IL. Aqua, 41 ft. | PC | 1 | 1 | 1 | 1 | 857.1
07498374825 | FZTRP8NUSSNF041 | OM4,12-Fiber,RndHarnessCbl,PLEM,41ft | OM4 12-fiber, round harness cable assembly, plenum (OFNP) rated, PanMPO Male to LC Uniboot 60cm (24 inch), equal breakout, Std IL, Aqua, 41 ft. | PC | 1 | 1 | 1 | 1 | 857.1
61305619553 | FXURPEN74XNF018 | OM324-Fbr,Intr,PLEM,A,12fbrF,AQ,18f,EA | OM3 24-fiber, Interconnect, Plenum, 24F MPO Female to (2) 12-fiber Female PanMPO, Method A, Optimized IL, 18 Feet, Aqua. | PC | 1 | 1 | 1 | 1 | 857.5
61305619648 | FXURPEN74YNF018 | OM324-Fbr,Intr,PLEM,B,12fbrF,AQ,18f,EA | OM3 24-fiber, Interconnect, Plenum, 24F MPO Female to (2) 12-fiber Female PanMPO, Method B, Optimized IL, 18 Feet, Aqua. | PC | 1 | 1 | 1 | 1 | 857.5
07498391685 | FZTRP5N5NANF086 | OM4,12-Fiber,PLEM,MPO/F-MPO/F,86ft | OM4 12 fiber, interconnect cable assembly, plenum (OFNP) rated, MPO female to MPO female, Method A Std IL, with no pulling eye 86 ft | PC | 1 | 1 | 1 | 1 | 857.56
07498357729 | FZTRP7N7NANF086 | Interconnect,12CT,OM4,MPO-MPO,A,86Ft. | OM4 12 fiber, PanMPO interconnect cable assembly, plenum rated (OFNP), PanMPO Female To PanMPO Female, Method A, Std IL with no pulling eye, Aqua, 86 ft | PC | 1 | 1 | 1 | 1 | 857.56
61305600576 | FZTRP7N7NBNF086 | OM4 12f Interconnect OFNP PanMPO F/PanMP | OM4 12 Fiber Interconnect Plenum PanMPO Female To PanMPO Female Method B Std. IL with no Pulling Eye - 86 Feet | PC | 1 | 1 | 1 | 1 | 857.56
61305632986 | FZTRP7N7NYNF081 | OM4 12f Interconnect OFNP PanMPO F/PanMP |  | PC | 1 | 1 | 1 | 1 | 857.6
07498399337 | FZ8RP7NUSQNF058 | 8-fiber OM4 Round Harness Plenum PanMPO | 8-fiber OM4 round harness cable assembly, plenum (OFNP) rated, PanMPO Female to LC Uniboot with 60cm (24 inch) equal breakout, 40G to 10G Std. IL | PC | 1 | 1 | 1 | 1 | 857.86
61305632340 | FZTRP5N5NBNF121 | OM4 12f Interconnect OFNP MPO F/MPO F Ty |  | PC | 1 | 1 | 1 | 1 | 857.94
07498375069 | FXTRP8NUJSNF077 | OM3,12-Fiber,RndHrnss,1-2Short,PLEM,77ft | OM3 12-fiber, round harness cable assembly, plenum (OFNP), PanMPO Male to LC Uniboot staggered pairs 1 and 2 shortest, Std IL, Aqua, 77 ft. | PC | 1 | 1 | 1 | 1 | 858.12
07498374470 | FXTRP8NUSSNF077 | OM3 12-fiber round harness cable, plenum | OM3 12-fiber round harness cable assembly, plenum (OFNP) rated, PanMPO Male to LC Uniboot, 60cm (24 inch) equal breakout, Std. IL. | PC | 1 | 1 | 1 | 1 | 858.12
61305647598 | FZTYP7E7EBNF034 | OM4 12f Trunk OFNP PanMPO F/PanMPO F Typ |  | PC | 1 | 1 | 1 | 1 | 858.54
61305618138 | FZURPENENXNF012 | OM424-Fbr,Intrc,24f,PLEM,AQ,12ft,MtdA,EA | OM4 24 fiber, Interconnect, Plenum, 24F MPO Female to 24F MPO Female, Method A, Optimized IL, 12 ft, Aqua | PC | 1 | 1 | 1 | 1 | 858.84
61305618877 | FZURPENENYNF012 | OM424-Fbr,Intrc,24f,PLEM,AQ,12ft,MtdB,EA | OM4 24 fiber, Interconnect, Plenum, 24F MPO Female to 24F MPO Female, Method B, Optimized IL, 12 ft, Aqua | PC | 1 | 1 | 1 | 1 | 858.84
61305600685 | FZTRP7N7NXNF081 | OM4 12f Interconnect OFNP PanMPO F/PanMP | OM4 12 Fiber Interconnect Plenum PanMPO Female To PanMPO Female Method A Optimized IL with no Pulling Eye - 81 Feet | PC | 1 | 1 | 1 | 1 | 859.06
61305633952 | FZTRP5N5NBNM037 | OM4 12f Interconnect OFNP MPO F/MPO F Ty |  | PC | 1 | 1 | 1 | 1 | 859.08
07498370002 | FZTRL7N7NXNM026 | OM4,12-Fiber,LSZH,PMPOf-PMPOf,26M | OM4 12 fiber, optimized interconnect cable assembly, low smoke zero halogen (LSZH) rated, PanMPO female to PanMPO female, Method A, Optimized IL, with no pulling eye, Aqua, 26 meters | PC | 1 | 1 | 1 | 1 | 859.26
07498386795 | FZTRL7N7NYNM026 | OM4 12f Interconnect LSZH PanMPO F/PanMP | OM4 12 fiber interconnect cable assembly Low Smoke Zero Halogen (LSZH) PanMPO female to PanMPO female Method B Optimized IL, with no pulling eye, 26 meters. | PC | 1 | 1 | 1 | 1 | 859.26
61305619052 | FXURPENENXNF029 | OM324-Fbr,Intr,PLEM,A,24mpoF,AQ,29ft,EA | OM3 24 fiber, Interconnect, Plenum, 24F MPO Female to 24F MPO Female, Method A, Optimized IL, 29 ft, Aqua | PC | 1 | 1 | 1 | 1 | 859.28
61305619150 | FXURPENENYNF029 | OM324-Fbr,Intr,PLEM,B,24mpoF,AQ,29ft,EA | OM3 24 fiber, Interconnect, Plenum, 24F MPO Female to 24F MPO Female, Method B, Optimized IL, 29 ft, Aqua | PC | 1 | 1 | 1 | 1 | 859.28
61305632891 | FZTRP5N5NXNF114 | OM4 12f Interconnect OFNP MPO F/MPO F Ty |  | PC | 1 | 1 | 1 | 1 | 859.52
61305633412 | FZTRP5N5NYNF114 | OM4 12f Interconnect OFNP MPO F/MPO F Ty |  | PC | 1 | 1 | 1 | 1 | 859.52
61305633141 | FZTRL5N5NBNM039 | OM4 12f Interconnect LSZH MPO F/MPO F Ty |  | PC | 1 | 1 | 1 | 1 | 859.6
07498372699 | FXTYP5EL2SAF040 | OM3 12f Trunk OFNP MPO F/LC Dup Std Pola | OM3 12-fiber indoor small diameter trunk cable assembly, plenum (OFNP) rated, MPO Female to LC duplex, Std. IL, with a pulling eye on end A. | PC | 1 | 1 | 1 | 1 | 859.7
07498372775 | FXTYP7EL2SAF040 | OM3 12f Trunk OFNP PanMPO F/LC Dup Std P | OM3 12-fiber indoor small diameter trunk cable assembly, plenum (OFNP) rated, PanMPO Female to LC duplex, Std. IL, with a pulling eye on end A, 40.00 ft. | PC | 1 | 1 | 1 | 1 | 859.7
61305632341 | FZTRP5N5NBNF122 | OM4 12f Interconnect OFNP MPO F/MPO F Ty |  | PC | 1 | 1 | 1 | 1 | 861.1
07498375070 | FXTRP8NUJSNF078 | OM3,12-Fiber,RndHrnss,1-2Short,PLEM,78ft | OM3 12-fiber, round harness cable assembly, plenum (OFNP), PanMPO Male to LC Uniboot staggered pairs 1 and 2 shortest, Std IL, Aqua, 78 ft. | PC | 1 | 1 | 1 | 1 | 861.3
07498374471 | FXTRP8NUSSNF078 | OM3 12-fiber round harness cable, plenum | OM3 12-fiber round harness cable assembly, plenum (OFNP) rated, PanMPO Male to LC Uniboot, 60cm (24 inch) equal breakout, Std. IL. | PC | 1 | 1 | 1 | 1 | 861.3
61305619759 | FXURLEN74XNM006 | OM324-Fbr,Intr,LSZH,A,12fbrF,AQ,6M,RL | OM3 24-fiber, Interconnect, LSZH, 24F MPO Female to (2) 12-fiber Female PanMPO, Method A, Optimized IL, 6 Meters, Aqua. | PC | 1 | 1 | 1 | 1 | 861.46
61305619789 | FXURLEN74YNM006 | OM324-Fbr,Intr,LSZH,B,12fbrF,AQ,6M,RL | OM3 24-fiber, Interconnect, LSZH, 24F MPO Female to (2) 12-fiber Female PanMPO, Method B, Optimized IL, 6 Meters, Aqua. | PC | 1 | 1 | 1 | 1 | 861.46
61305629576 | FZTRL5N5NBNM028 | OM4 12f Interconnect LSZH MPO F/MPO F Ty |  | PC | 1 | 1 | 1 | 1 | 861.56
07498377411 | FZTRP8NUFSNF042 | OM4,12-Fiber,RndHrnss,PMPOm,1L,PLEM,42ft | OM4 12-fiber round harness cable assembly, plenum (OFNP) rated, PanMPO Male to LC Uniboot, staggered pair, 1 longest, Std IL, Aqua, 42 ft. | PC | 1 | 1 | 1 | 1 | 861.56
07498377180 | FZTRP8NUGSNF042 | OM4,12-Fiber,RndHrnss,PMPOm,1S,PLEM,42ft | OM4 12-fiber round harness cable assembly, plenum (OFNP) rated, PanMPO male to LC Uniboot staggered pair, 1 shortest, Std. IL. Aqua, 42 ft. | PC | 1 | 1 | 1 | 1 | 861.56
07498376555 | FZTRP8NUHSNF042 | OM4,12-Fiber,RndHrn,PMPOm,1-2L,PLEM,42ft | OM4 12-fiber round harness cable assembly, plenum (OFNP) rated, PanMPO Male to LC Uniboot staggered pairs, 1 and 2 longest, Std. IL. Aqua, 42 ft. | PC | 1 | 1 | 1 | 1 | 861.56
07498376848 | FZTRP8NUJSNF042 | OM4,12-Fiber,RndHrn,PMPOm,1-2S,PLEM,42ft | OM4 12-fiber round harness cable assembly, plenum (OFNP) rated, PanMPO Male to LC Uniboot, staggered pairs, 1 and 2 shortest, Std. IL. Aqua, 42 ft. | PC | 1 | 1 | 1 | 1 | 861.56
07498374826 | FZTRP8NUSSNF042 | OM4,12-Fiber,RndHarnessCbl,PLEM,42ft | OM4 12-fiber, round harness cable assembly, plenum (OFNP) rated, PanMPO Male to LC Uniboot 60cm (24 inch), equal breakout, Std IL, Aqua, 42 ft. | PC | 1 | 1 | 1 | 1 | 861.56
61305619223 | FZURPEN74XNF004 | OM424-Fbr,Intrc,12f,PLEM,AQ,4ft,MtdA,EA | OM4 24-fiber, Interconnect, Plenum, 24F MPO Female to (2) 12-fiber Female PanMPO, Method A, Optimized IL, 4 Feet, Aqua. | PC | 1 | 1 | 1 | 1 | 861.98
61305619321 | FZURPEN74YNF004 | OM424-Fbr,Intrc,12f,PLEM,AQ,4ft,MtdB,EA | OM4 24-fiber, Interconnect, Plenum, 24F MPO Female to (2) 12-fiber Female PanMPO, Method B, Optimized IL, 4 Feet, Aqua. | PC | 1 | 1 | 1 | 1 | 861.98
07498391686 | FZTRP5N5NANF087 | OM4,12-Fiber,PLEM,MPO/F-MPO/F,87ft | OM4 12 fiber, interconnect cable assembly, plenum (OFNP) rated, MPO female to MPO female, Method A Std IL, with no pulling eye 87 ft | PC | 1 | 1 | 1 | 1 | 862.04
07498357740 | FZTRP7N7NANF087 | Interconnect,12CT,OM4,MPO-MPO,A,87Ft. | OM4 12 fiber, PanMPO interconnect cable assembly, plenum rated (OFNP), PanMPO Female To PanMPO Female, Method A, Std IL with no pulling eye, Aqua, 87 ft | PC | 1 | 1 | 1 | 1 | 862.04
61305600577 | FZTRP7N7NBNF087 | OM4 12f Interconnect OFNP PanMPO F/PanMP | OM4 12 Fiber Interconnect Plenum PanMPO Female To PanMPO Female Method B Std. IL with no Pulling Eye - 87 Feet | PC | 1 | 1 | 1 | 1 | 862.04
61305629447 | FZTRP5N5NYNM025 | OM4 12f Interconnect OFNP MPO F/MPO F Ty |  | PC | 1 | 1 | 1 | 1 | 862.06
61305633289 | FZTRP5N5NYNM035 | OM4 12f Interconnect OFNP MPO F/MPO F Ty |  | PC | 1 | 1 | 1 | 1 | 862.06
61305632987 | FZTRP7N7NYNF082 | OM4 12f Interconnect OFNP PanMPO F/PanMP |  | PC | 1 | 1 | 1 | 1 | 862.06
07498399338 | FZ8RP7NUSQNF059 | 8-fiber OM4 Round Harness Plenum PanMPO | 8-fiber OM4 round harness cable assembly, plenum (OFNP) rated, PanMPO Female to LC Uniboot with 60cm (24 inch) equal breakout, 40G to 10G Std. IL | PC | 1 | 1 | 1 | 1 | 862.28
61305618969 | FZURLENENXNM004 | OM424-Fbr,Intrc,24F,LSZH,AQ,4M,MtdA,RL | OM4 24 fiber, Interconnect, LSZH, 24F MPO Female to 24F MPO Female, Method A, Optimized IL, 4 m, Aqua | PC | 1 | 1 | 1 | 1 | 862.5
61305618999 | FZURLENENYNM004 | OM424-Fbr,Intrc,24F,LSZH,AQ,4M,MtdB,RL | OM4 24 fiber, Interconnect, LSZH, 24F MPO Female to 24F MPO Female, Method B, Optimized IL, 4 m, Aqua | PC | 1 | 1 | 1 | 1 | 862.5
07498399128 | FZ8RL7NUSQNM018 | OM4 8 Fiber Round Harness LSZH PanMPO Fe | OM4 8-fiber round harness cable assembly, low smoke zero halogen (LSZH) rated,PanMPO female To LC Uniboot 60cm (24 inch), equal breakout, Std. IL, 18 meters. | PC | 1 | 1 | 1 | 1 | 862.54
07498399008 | FZ8RP7NUSQNM018 | 8-fiber OM4 Round Harness Plenum PanMPO | 8-fiber OM4 Round Harness Plenum PanMPO Female to LC Uniboot 60cm (24 inch) equal breakout 40G to 10G Std. IL - 18m | PC | 1 | 1 | 1 | 1 | 862.54
61305633413 | FZTRP5N5NYNF115 | OM4 12f Interconnect OFNP MPO F/MPO F Ty |  | PC | 1 | 1 | 1 | 1 | 862.68
61305619554 | FXURPEN74XNF019 | OM324-Fbr,Intr,PLEM,A,12fbrF,AQ,19f,EA | OM3 24-fiber, Interconnect, Plenum, 24F MPO Female to (2) 12-fiber Female PanMPO, Method A, Optimized IL, 19 Feet, Aqua. | PC | 1 | 1 | 1 | 1 | 863.22
61305619649 | FXURPEN74YNF019 | OM324-Fbr,Intr,PLEM,B,12fbrF,AQ,19f,EA | OM3 24-fiber, Interconnect, Plenum, 24F MPO Female to (2) 12-fiber Female PanMPO, Method B, Optimized IL, 19 Feet, Aqua. | PC | 1 | 1 | 1 | 1 | 863.22
07498389764 | FZTRL5N5NANM028 | OM4,12-Fiber,LSZH,MPO/Fm-MPO/Fm,28M | OM4 12 fiber, interconnect cable assembly, low smoke zero halogen (LSZH) rated, MPO female to MPO female, Method A Std IL with no pulling eye, Aqua, 28 meters | PC | 1 | 1 | 1 | 1 | 863.28
07498359438 | FZTRL7N7NANM028 | OM4,12-Fiber,LSZH,PMPOf-PMPOf,A,28M | OM4 12 fiber, PanMPO interconnect cable assembly, low smoke zero halogen (LSZH), PanMPO Female To PanMPO Female, method A, Std IL with no pulling eye, Aqua, 28 meters | PC | 1 | 1 | 1 | 1 | 863.28
07498387295 | FZTRL7N7NBNM028 | OM4 12f Interconnect LSZH PanMPO F/PanMP | OM4 12 fiber interconnect cable assembly Low Smoke Zero Halogen ( LSZH), PanMPO female to PanMPO female, Method B Std IL with no pulling eye, 91.86 ft. | PC | 1 | 1 | 1 | 1 | 863.28
61305600686 | FZTRP7N7NXNF082 | OM4 12f Interconnect OFNP PanMPO F/PanMP | OM4 12 Fiber Interconnect Plenum PanMPO Female To PanMPO Female Method A Optimized IL with no Pulling Eye - 82 Feet | PC | 1 | 1 | 1 | 1 | 863.52
07498393491 | FZTRP5N5NXNM025 | OM4 12 Fiber Interconnect Plenum MPO Fem |  | PC | 1 | 1 | 1 | 1 | 863.58
07498361155 | FZTRP7N7NXNM025 | OM4,12-Fiber,PLEM,PMPOf-PMPOf,25M | OM4 12 fiber, PanMPO interconnect cable assembly, plenum rated (OFNP), PanMPO Female To PanMPO Female, Method A, Optimized IL, with no pulling eye, Aqua, 25 meters | PC | 1 | 1 | 1 | 1 | 863.58
07498386727 | FZTRP7N7NYNM025 | OM4 12f Interconnect OFNP PanMPO F/PanMP | OM4 12 fiber interconnect cable assembly plenum (OFNP) rated Pan MPO female to Pan MPO female, Method B Optimized IL, with no pulling eye, 25 meters. | PC | 1 | 1 | 1 | 1 | 863.58
61305633197 | FZTRL5N5NXNM037 | OM4 12f Interconnect LSZH MPO F/MPO F Ty |  | PC | 1 | 1 | 1 | 1 | 863.6
61305633243 | FZTRL5N5NYNM037 | OM4 12f Interconnect LSZH MPO F/MPO F Ty |  | PC | 1 | 1 | 1 | 1 | 863.6
61305632342 | FZTRP5N5NBNF123 | OM4 12f Interconnect OFNP MPO F/MPO F Ty |  | PC | 1 | 1 | 1 | 1 | 864.28
07498375071 | FXTRP8NUJSNF079 | OM3,12-Fiber,RndHrnss,1-2Short,PLEM,79ft | OM3 12-fiber, round harness cable assembly, plenum (OFNP), PanMPO Male to LC Uniboot staggered pairs 1 and 2 shortest, Std IL, Aqua, 79 ft. | PC | 1 | 1 | 1 | 1 | 864.46
07498374472 | FXTRP8NUSSNF079 | OM3 12-fiber round harness cable, plenum | OM3 12-fiber round harness cable assembly, plenum (OFNP) rated, PanMPO Male to LC Uniboot, 60cm (24 inch) equal breakout, Std. IL. | PC | 1 | 1 | 1 | 1 | 864.46
61305601230 | FZTRP7N7NBNF088 | OM4 12f Interconnect OFNP PanMPO F/PanMP |  | PC | 1 | 1 | 1 | 1 | 864.9
61305619053 | FXURPENENXNF030 | OM324-Fbr,Intr,PLEM,A,24mpoF,AQ,30ft,EA | OM3 24 fiber, Interconnect, Plenum, 24F MPO Female to 24F MPO Female, Method A, Optimized IL, 30 ft, Aqua | PC | 1 | 1 | 1 | 1 | 865
61305619151 | FXURPENENYNF030 | OM324-Fbr,Intr,PLEM,B,24mpoF,AQ,30ft,EA | OM3 24 fiber, Interconnect, Plenum, 24F MPO Female to 24F MPO Female, Method B, Optimized IL, 30 ft, Aqua | PC | 1 | 1 | 1 | 1 | 865
61305632892 | FZTRP5N5NXNF116 | OM4 12f Interconnect OFNP MPO F/MPO F Ty |  | PC | 1 | 1 | 1 | 1 | 865.84
61305633414 | FZTRP5N5NYNF116 | OM4 12f Interconnect OFNP MPO F/MPO F Ty |  | PC | 1 | 1 | 1 | 1 | 865.84
07498377412 | FZTRP8NUFSNF043 | OM4,12-Fiber,RndHrnss,PMPOm,1L,PLEM,43ft | OM4 12-fiber round harness cable assembly, plenum (OFNP) rated, PanMPO Male to LC Uniboot, staggered pair, 1 longest, Std IL, Aqua, 43 ft. | PC | 1 | 1 | 1 | 1 | 866.02
07498377181 | FZTRP8NUGSNF043 | OM4,12-Fiber,RndHrnss,PMPOm,1S,PLEM,43ft | OM4 12-fiber round harness cable assembly, plenum (OFNP) rated, PanMPO male to LC Uniboot staggered pair, 1 shortest, Std. IL. Aqua, 43 ft. | PC | 1 | 1 | 1 | 1 | 866.02
07498376556 | FZTRP8NUHSNF043 | OM4,12-Fiber,RndHrn,PMPOm,1-2L,PLEM,43ft | OM4 12-fiber round harness cable assembly, plenum (OFNP) rated, PanMPO Male to LC Uniboot staggered pairs, 1 and 2 longest, Std. IL. Aqua, 43 ft. | PC | 1 | 1 | 1 | 1 | 866.02
07498376849 | FZTRP8NUJSNF043 | OM4,12-Fiber,RndHrn,PMPOm,1-2S,PLEM,43ft | OM4 12-fiber round harness cable assembly, plenum (OFNP) rated, PanMPO Male to LC Uniboot, staggered pairs, 1 and 2 shortest, Std. IL. Aqua, 43 ft. | PC | 1 | 1 | 1 | 1 | 866.02
07498374827 | FZTRP8NUSSNF043 | OM4,12-Fiber,RndHarnessCbl,PLEM,43ft | OM4 12-fiber, round harness cable assembly, plenum (OFNP) rated, PanMPO Male to LC Uniboot 60cm (24 inch), equal breakout, Std IL, Aqua, 43 ft. | PC | 1 | 1 | 1 | 1 | 866.02
07498391687 | FZTRP5N5NANF088 | OM4,12-Fiber,PLEM,MPO/F-MPO/F,88ft | OM4 12 fiber, interconnect cable assembly, plenum (OFNP) rated, MPO female to MPO female, Method A Std IL, with no pulling eye 88 ft | PC | 1 | 1 | 1 | 1 | 866.48
07498357747 | FZTRP7N7NANF088 | Interconnect,12CT,OM4,MPO-MPO,A,88Ft. | OM4 12 fiber, PanMPO interconnect cable assembly, plenum rated (OFNP), PanMPO Female To PanMPO Female, Method A, Std IL with no pulling eye, Aqua, 88 ft | PC | 1 | 1 | 1 | 1 | 866.48
61305632988 | FZTRP7N7NYNF083 | OM4 12f Interconnect OFNP PanMPO F/PanMP |  | PC | 1 | 1 | 1 | 1 | 866.48
07498399339 | FZ8RP7NUSQNF060 | 8-fiber OM4 Round Harness Plenum PanMPO | 8-fiber OM4 round harness cable assembly, plenum (OFNP) rated, PanMPO Female to LC Uniboot with 60cm (24 inch) equal breakout, 40G to 10G Std. IL | PC | 1 | 1 | 1 | 1 | 866.74
61305618139 | FZURPENENXNF013 | OM424-Fbr,Intrc,24f,PLEM,AQ,13ft,MtdA,EA | OM4 24 fiber, Interconnect, Plenum, 24F MPO Female to 24F MPO Female, Method A, Optimized IL, 13 ft, Aqua | PC | 1 | 1 | 1 | 1 | 866.86
61305618878 | FZURPENENYNF013 | OM424-Fbr,Intrc,24f,PLEM,AQ,13ft,MtdB,EA | OM4 24 fiber, Interconnect, Plenum, 24F MPO Female to 24F MPO Female, Method B, Optimized IL, 13 ft, Aqua | PC | 1 | 1 | 1 | 1 | 866.86
61305632343 | FZTRP5N5NBNF124 | OM4 12f Interconnect OFNP MPO F/MPO F Ty |  | PC | 1 | 1 | 1 | 1 | 867.44
07498375072 | FXTRP8NUJSNF080 | OM3,12-Fiber,RndHrnss,1-2Short,PLEM,80ft | OM3 12-fiber, round harness cable assembly, plenum (OFNP), PanMPO Male to LC Uniboot staggered pairs 1 and 2 shortest, Std IL, Aqua, 80 ft. | PC | 1 | 1 | 1 | 1 | 867.66
07498374473 | FXTRP8NUSSNF080 | OM3 12-fiber round harness cable, plenum | OM3 12-fiber round harness cable assembly, plenum (OFNP) rated, PanMPO Male to LC Uniboot, 60cm (24 inch) equal breakout, Std. IL. | PC | 1 | 1 | 1 | 1 | 867.66
61305600687 | FZTRP7N7NXNF083 | OM4 12f Interconnect OFNP PanMPO F/PanMP | OM4 12 Fiber Interconnect Plenum PanMPO Female To PanMPO Female Method A Optimized IL with no Pulling Eye - 83 Feet | PC | 1 | 1 | 1 | 1 | 867.94
07498375147 | FZTRL8NUFSNM014 | OM4,12-Fiber,Rnd,HarnessCbl,LSZH,14M | OM4 12-fiber, round harness cable assembly, low smoke zero halogen (LSZH) rated, PanMPO Male to LC Uniboot staggered pair, 1 longest, Std. IL. Aqua, 14 meters. | PC | 1 | 1 | 1 | 1 | 868.88
07498375976 | FZTRL8NUGSNM014 | OM4,12-Fiber,RndHrnss,PMPOm,LSZH,14M | OM4 12-fiber, round harness cable assembly, low smoke zero halogen (LSZH) rated, PanMPO Male to LC Uniboot staggered pair, 1 shortest Std.IL, Aqua, 14 meters. | PC | 1 | 1 | 1 | 1 | 868.88
07498376072 | FZTRL8NUHSNM014 | OM4,12-Fiber,RndHrn,PMPOm,1-2L,LSZH,14M | OM4 12-fiber round harness cable assembly, low smoke zero halogen (LSZH) rated, PanMPO Male to LC Uniboot, staggered pairs, 1 and 2 Longest, Std. IL. Aqua, 14 meters. | PC | 1 | 1 | 1 | 1 | 868.88
07498376668 | FZTRL8NUJSNM014 | OM4,12-Fiber,RndHrn,PMPOm,1-2S,14M | OM4 12-fiber round harness cable assembly, low smoke zero halogen (LSZH) rated, PanMPO Male to LC Uniboot, staggered pair, 1 and 2 shortest, Std IL, Aqua, 14 meters. | PC | 1 | 1 | 1 | 1 | 868.88
07498375177 | FZTRL8NUSSNM014 | OM4,12-Fiber,RndHarnessCbl,LSZH,14M | OM4 12-fiber round harness cable assembly, low smoke zero halogen (LSZH) rated, PanMPO Male to LC Uniboot, 60cm (24 inch) equal breakout, Std. IL. Aqua, 14 meters. | PC | 1 | 1 | 1 | 1 | 868.88
61305619555 | FXURPEN74XNF020 | OM324-Fbr,Intr,PLEM,A,12fbrF,AQ,20f,EA | OM3 24-fiber, Interconnect, Plenum, 24F MPO Female to (2) 12-fiber Female PanMPO, Method A, Optimized IL, 20 Feet, Aqua. | PC | 1 | 1 | 1 | 1 | 868.94
61305619650 | FXURPEN74YNF020 | OM324-Fbr,Intr,PLEM,B,12fbrF,AQ,20f,EA | OM3 24-fiber, Interconnect, Plenum, 24F MPO Female to (2) 12-fiber Female PanMPO, Method B, Optimized IL, 20 Feet, Aqua. | PC | 1 | 1 | 1 | 1 | 868.94
61305632893 | FZTRP5N5NXNF117 | OM4 12f Interconnect OFNP MPO F/MPO F Ty |  | PC | 1 | 1 | 1 | 1 | 869.02
61305633415 | FZTRP5N5NYNF117 | OM4 12f Interconnect OFNP MPO F/MPO F Ty |  | PC | 1 | 1 | 1 | 1 | 869.02
07498393339 | FZTRP5N5NANM027 | OM4 12 Fiber Interconnect Plenum MPO Fem | OM4 12-fiber, interconnect cable assembly, plenum (OFNP) rated, MPO female to MPO female, Method A Std. IL, with no pulling eye - 27 meters. | PC | 1 | 1 | 1 | 1 | 869.04
07498361041 | FZTRP7N7NANM027 | OM4,12-Fiber,PanMPO/F-PanMPO/F,27M | OM4 12 fiber, PanMPO interconnect cable assembly, plenum rated (OFNP), PanMPO Female To PanMPO Female, Method A, Std IL, with no pulling eye, Aqua, 27 meters | PC | 1 | 1 | 1 | 1 | 869.04
07498387326 | FZTRP7N7NBNM027 | OM4 12f Interconnect OFNP PanMPO F/PanMP | OM4 12 fiber interconnect cable assembly, plenum (OFNP) rated, PanMPO female to PanMPO female, Method B Std IL with no pulling eye, 27 meters. | PC | 1 | 1 | 1 | 1 | 869.04
61305647602 | FZTYP7E7EBNF036 | OM4 12f Trunk OFNP PanMPO F/PanMPO F Typ |  | PC | 1 | 1 | 1 | 1 | 869.36
61305633142 | FZTRL5N5NBNM040 | OM4 12f Interconnect LSZH MPO F/MPO F Ty |  | PC | 1 | 1 | 1 | 1 | 869.48
61305633953 | FZTRP5N5NBNM038 | OM4 12f Interconnect OFNP MPO F/MPO F Ty |  | PC | 1 | 1 | 1 | 1 | 869.48
61305619224 | FZURPEN74XNF005 | OM424-Fbr,Intrc,12f,PLEM,AQ,5ft,MtdA,EA | OM4 24-fiber, Interconnect, Plenum, 24F MPO Female to (2) 12-fiber Female PanMPO, Method A, Optimized IL, 5 Feet, Aqua. | PC | 1 | 1 | 1 | 1 | 870
61305619322 | FZURPEN74YNF005 | OM424-Fbr,Intrc,12f,PLEM,AQ,5ft,MtdB,EA | OM4 24-fiber, Interconnect, Plenum, 24F MPO Female to (2) 12-fiber Female PanMPO, Method B, Optimized IL, 5 Feet, Aqua. | PC | 1 | 1 | 1 | 1 | 870
07498377413 | FZTRP8NUFSNF044 | OM4,12-Fiber,RndHrnss,PMPOm,1L,PLEM,44ft | OM4 12-fiber round harness cable assembly, plenum (OFNP) rated, PanMPO Male to LC Uniboot, staggered pair, 1 longest, Std IL, Aqua, 44 ft. | PC | 1 | 1 | 1 | 1 | 870.48
07498377182 | FZTRP8NUGSNF044 | OM4,12-Fiber,RndHrnss,PMPOm,1S,PLEM,44ft | OM4 12-fiber round harness cable assembly, plenum (OFNP) rated, PanMPO male to LC Uniboot staggered pair, 1 shortest, Std. IL. Aqua, 44 ft. | PC | 1 | 1 | 1 | 1 | 870.48
07498376558 | FZTRP8NUHSNF044 | OM4,12-Fiber,RndHrn,PMPOm,1-2L,PLEM,44ft | OM4 12-fiber round harness cable assembly, plenum (OFNP) rated, PanMPO Male to LC Uniboot staggered pairs, 1 and 2 longest, Std. IL. Aqua, 44 ft. | PC | 1 | 1 | 1 | 1 | 870.48
07498376850 | FZTRP8NUJSNF044 | OM4,12-Fiber,RndHrn,PMPOm,1-2S,PLEM,44ft | OM4 12-fiber round harness cable assembly, plenum (OFNP) rated, PanMPO Male to LC Uniboot, staggered pairs, 1 and 2 shortest, Std. IL. Aqua, 44 ft. | PC | 1 | 1 | 1 | 1 | 870.48
07498374828 | FZTRP8NUSSNF044 | OM4,12-Fiber,RndHarnessCbl,PLEM,44ft | OM4 12-fiber, round harness cable assembly, plenum (OFNP) rated, PanMPO Male to LC Uniboot 60cm (24 inch), equal breakout, Std IL, Aqua, 44 ft. | PC | 1 | 1 | 1 | 1 | 870.48
61305632344 | FZTRP5N5NBNF125 | OM4 12f Interconnect OFNP MPO F/MPO F Ty |  | PC | 1 | 1 | 1 | 1 | 870.6
61305619054 | FXURPENENXNF031 | OM324-Fbr,Intr,PLEM,A,24mpoF,AQ,31ft,EA | OM3 24 fiber, Interconnect, Plenum, 24F MPO Female to 24F MPO Female, Method A, Optimized IL, 31 ft, Aqua | PC | 1 | 1 | 1 | 1 | 870.72
61305619152 | FXURPENENYNF031 | OM324-Fbr,Intr,PLEM,B,24mpoF,AQ,31ft,EA | OM3 24 fiber, Interconnect, Plenum, 24F MPO Female to 24F MPO Female, Method B, Optimized IL, 31 ft, Aqua | PC | 1 | 1 | 1 | 1 | 870.72
07498375073 | FXTRP8NUJSNF081 | OM3,12-Fiber,RndHrnss,1-2Short,PLEM,81ft | OM3 12-fiber, round harness cable assembly, plenum (OFNP), PanMPO Male to LC Uniboot staggered pairs 1 and 2 shortest, Std IL, Aqua, 81 ft. | PC | 1 | 1 | 1 | 1 | 870.84
07498374474 | FXTRP8NUSSNF081 | OM3 12-fiber round harness cable, plenum | OM3 12-fiber round harness cable assembly, plenum (OFNP) rated, PanMPO Male to LC Uniboot, 60cm (24 inch) equal breakout, Std. IL. | PC | 1 | 1 | 1 | 1 | 870.84
61305632989 | FZTRP7N7NYNF084 | OM4 12f Interconnect OFNP PanMPO F/PanMP |  | PC | 1 | 1 | 1 | 1 | 870.92
07498391688 | FZTRP5N5NANF089 | OM4,12-Fiber,PLEM,MPO/F-MPO/F,89ft | OM4 12 fiber, interconnect cable assembly, plenum (OFNP) rated, MPO female to MPO female, Method A Std IL, with no pulling eye 89 ft | PC | 1 | 1 | 1 | 1 | 870.94
07498357765 | FZTRP7N7NANF089 | Interconnect,12CT,OM4,MPO-MPO,A,89Ft. | OM4 12 fiber, PanMPO interconnect cable assembly, plenum rated (OFNP), PanMPO Female To PanMPO Female, Method A, Std IL with no pulling eye, Aqua, 89 ft | PC | 1 | 1 | 1 | 1 | 870.94
61305600578 | FZTRP7N7NBNF089 | OM4 12f Interconnect OFNP PanMPO F/PanMP | OM4 12 Fiber Interconnect Plenum PanMPO Female To PanMPO Female Method B Std. IL with no Pulling Eye - 89 Feet | PC | 1 | 1 | 1 | 1 | 870.94
07498399340 | FZ8RP7NUSQNF061 | 8-fiber OM4 Round Harness Plenum PanMPO | 8-fiber OM4 round harness cable assembly, plenum (OFNP) rated, PanMPO Female to LC Uniboot with 60cm (24 inch) equal breakout, 40G to 10G Std. IL | PC | 1 | 1 | 1 | 1 | 871.2
61305619431 | FXURLENENXNM010 | OM324-Fbr,Intr,LSZH,A,24mpoF,AQ,10M,RL | OM3 24 fiber, Interconnect, LSZH, 24F MPO Female to 24F MPO Female, Method A, Optimized IL, 10 m, Aqua | PC | 1 | 1 | 1 | 1 | 871.6
61305619461 | FXURLENENYNM010 | OM324-Fbr,Intr,LSZH,B,24mpoF,AQ,10M,RL | OM3 24 fiber, Interconnect, LSZH, 24F MPO Female to 24F MPO Female, Method B, Optimized IL, 10 m, Aqua | PC | 1 | 1 | 1 | 1 | 871.6
61305632894 | FZTRP5N5NXNF118 | OM4 12f Interconnect OFNP MPO F/MPO F Ty |  | PC | 1 | 1 | 1 | 1 | 872.18
61305633416 | FZTRP5N5NYNF118 | OM4 12f Interconnect OFNP MPO F/MPO F Ty |  | PC | 1 | 1 | 1 | 1 | 872.18
61305600688 | FZTRP7N7NXNF084 | OM4 12f Interconnect OFNP PanMPO F/PanMP | OM4 12 Fiber Interconnect Plenum PanMPO Female To PanMPO Female Method A Optimized IL with no Pulling Eye - 84 Feet | PC | 1 | 1 | 1 | 1 | 872.4
61305633290 | FZTRP5N5NYNM036 | OM4 12f Interconnect OFNP MPO F/MPO F Ty |  | PC | 1 | 1 | 1 | 1 | 872.44
07498370005 | FZTRL7N7NXNM027 | OM4,12-Fiber,LSZH,PMPOf-PMPOf,27M | OM4 12 fiber, optimized interconnect cable assembly, low smoke zero halogen (LSZH) rated, PanMPO female to PanMPO female, Method A, Optimized IL, with no pulling eye, Aqua, 27 meters | PC | 1 | 1 | 1 | 1 | 873.16
07498386799 | FZTRL7N7NYNM027 | OM4 12f Interconnect LSZH PanMPO F/PanMP | OM4 12 fiber interconnect cable assembly Low Smoke Zero Halogen (LSZH) PanMPO female to PanMPO female Method B Optimized IL, with no pulling eye, 27 meters. | PC | 1 | 1 | 1 | 1 | 873.16
61305633198 | FZTRL5N5NXNM038 | OM4 12f Interconnect LSZH MPO F/MPO F Ty |  | PC | 1 | 1 | 1 | 1 | 873.48
61305633244 | FZTRL5N5NYNM038 | OM4 12f Interconnect LSZH MPO F/MPO F Ty |  | PC | 1 | 1 | 1 | 1 | 873.48
61305632345 | FZTRP5N5NBNF126 | OM4 12f Interconnect OFNP MPO F/MPO F Ty |  | PC | 1 | 1 | 1 | 1 | 873.76
07498375074 | FXTRP8NUJSNF082 | OM3,12-Fiber,RndHrnss,1-2Short,PLEM,82ft | OM3 12-fiber, round harness cable assembly, plenum (OFNP), PanMPO Male to LC Uniboot staggered pairs 1 and 2 shortest, Std IL, Aqua, 82 ft. | PC | 1 | 1 | 1 | 1 | 874.02
07498374475 | FXTRP8NUSSNF082 | OM3 12-fiber round harness cable, plenum | OM3 12-fiber round harness cable assembly, plenum (OFNP) rated, PanMPO Male to LC Uniboot, 60cm (24 inch) equal breakout, Std. IL. | PC | 1 | 1 | 1 | 1 | 874.02
61305619556 | FXURPEN74XNF021 | OM324-Fbr,Intr,PLEM,A,12fbrF,AQ,21f,EA | OM3 24-fiber, Interconnect, Plenum, 24F MPO Female to (2) 12-fiber Female PanMPO, Method A, Optimized IL, 21 Feet, Aqua. | PC | 1 | 1 | 1 | 1 | 874.66
61305619651 | FXURPEN74YNF021 | OM324-Fbr,Intr,PLEM,B,12fbrF,AQ,21f,EA | OM3 24-fiber, Interconnect, Plenum, 24F MPO Female to (2) 12-fiber Female PanMPO, Method B, Optimized IL, 21 Feet, Aqua. | PC | 1 | 1 | 1 | 1 | 874.66
61305618140 | FZURPENENXNF014 | OM424-Fbr,Intrc,24f,PLEM,AQ,14ft,MtdA,EA | OM4 24 fiber, Interconnect, Plenum, 24F MPO Female to 24F MPO Female, Method A, Optimized IL, 14 ft, Aqua | PC | 1 | 1 | 1 | 1 | 874.88
61305618879 | FZURPENENYNF014 | OM424-Fbr,Intrc,24f,PLEM,AQ,14ft,MtdB,EA | OM4 24 fiber, Interconnect, Plenum, 24F MPO Female to 24F MPO Female, Method B, Optimized IL, 14 ft, Aqua | PC | 1 | 1 | 1 | 1 | 874.88
07498377414 | FZTRP8NUFSNF045 | OM4,12-Fiber,RndHrnss,PMPOm,1L,PLEM,45ft | OM4 12-fiber round harness cable assembly, plenum (OFNP) rated, PanMPO Male to LC Uniboot, staggered pair, 1 longest, Std IL, Aqua, 45 ft. | PC | 1 | 1 | 1 | 1 | 874.94
07498377183 | FZTRP8NUGSNF045 | OM4,12-Fiber,RndHrnss,PMPOm,1S,PLEM,45ft | OM4 12-fiber round harness cable assembly, plenum (OFNP) rated, PanMPO male to LC Uniboot staggered pair, 1 shortest, Std. IL. Aqua, 45 ft. | PC | 1 | 1 | 1 | 1 | 874.94
07498376559 | FZTRP8NUHSNF045 | OM4,12-Fiber,RndHrn,PMPOm,1-2L,PLEM,45ft | OM4 12-fiber round harness cable assembly, plenum (OFNP) rated, PanMPO Male to LC Uniboot staggered pairs, 1 and 2 longest, Std. IL. Aqua, 45 ft. | PC | 1 | 1 | 1 | 1 | 874.94
07498376851 | FZTRP8NUJSNF045 | OM4,12-Fiber,RndHrn,PMPOm,1-2S,PLEM,45ft | OM4 12-fiber round harness cable assembly, plenum (OFNP) rated, PanMPO Male to LC Uniboot, staggered pairs, 1 and 2 shortest, Std. IL. Aqua, 45 ft. | PC | 1 | 1 | 1 | 1 | 874.94
07498374829 | FZTRP8NUSSNF045 | OM4,12-Fiber,RndHarnessCbl,PLEM,45ft | OM4 12-fiber, round harness cable assembly, plenum (OFNP) rated, PanMPO Male to LC Uniboot 60cm (24 inch), equal breakout, Std IL, Aqua, 45 ft. | PC | 1 | 1 | 1 | 1 | 874.94
61305629462 | FZTRP5N5NXNF085 | OM4 12f Interconnect OFNP MPO F/MPO F Ty |  | PC | 1 | 1 | 1 | 1 | 875.34
61305632895 | FZTRP5N5NXNF119 | OM4 12f Interconnect OFNP MPO F/MPO F Ty |  | PC | 1 | 1 | 1 | 1 | 875.34
61305633417 | FZTRP5N5NYNF119 | OM4 12f Interconnect OFNP MPO F/MPO F Ty |  | PC | 1 | 1 | 1 | 1 | 875.34
61305632990 | FZTRP7N7NYNF085 | OM4 12f Interconnect OFNP PanMPO F/PanMP |  | PC | 1 | 1 | 1 | 1 | 875.34
07498391689 | FZTRP5N5NANF090 | OM4,12-Fiber,PLEM,MPO/F-MPO/F,90ft | OM4 12 fiber, interconnect cable assembly, plenum (OFNP) rated, MPO female to MPO female, Method A Std IL, with no pulling eye 90 ft | PC | 1 | 1 | 1 | 1 | 875.36
07498357766 | FZTRP7N7NANF090 | Interconnect,12CT,OM4,MPO-MPO,A,90Ft. | OM4 12 fiber, PanMPO interconnect cable assembly, plenum rated (OFNP), PanMPO Female To PanMPO Female, Method A, Std IL with no pulling eye, Aqua, 90 ft | PC | 1 | 1 | 1 | 1 | 875.36
61305600579 | FZTRP7N7NBNF090 | OM4 12f Interconnect OFNP PanMPO F/PanMP | OM4 12 Fiber Interconnect Plenum PanMPO Female To PanMPO Female Method B Std. IL with no Pulling Eye - 90 Feet | PC | 1 | 1 | 1 | 1 | 875.36
61305629573 | FZTRL5N5NBNM029 | OM4 12f Interconnect LSZH MPO F/MPO F Ty |  | PC | 1 | 1 | 1 | 1 | 875.38
07498399341 | FZ8RP7NUSQNF062 | 8-fiber OM4 Round Harness Plenum PanMPO | 8-fiber OM4 round harness cable assembly, plenum (OFNP) rated, PanMPO Female to LC Uniboot with 60cm (24 inch) equal breakout, 40G to 10G Std. IL | PC | 1 | 1 | 1 | 1 | 875.66
61305619055 | FXURPENENXNF032 | OM324-Fbr,Intr,PLEM,A,24mpoF,AQ,32ft,EA | OM3 24 fiber, Interconnect, Plenum, 24F MPO Female to 24F MPO Female, Method A, Optimized IL, 32 ft, Aqua | PC | 1 | 1 | 1 | 1 | 876.48
61305619153 | FXURPENENYNF032 | OM324-Fbr,Intr,PLEM,B,24mpoF,AQ,32ft,EA | OM3 24 fiber, Interconnect, Plenum, 24F MPO Female to 24F MPO Female, Method B, Optimized IL, 32 ft, Aqua | PC | 1 | 1 | 1 | 1 | 876.48
61305600689 | FZTRP7N7NXNF085 | OM4 12f Interconnect OFNP PanMPO F/PanMP | OM4 12 Fiber Interconnect Plenum PanMPO Female To PanMPO Female Method A Optimized IL with no Pulling Eye - 85 Feet | PC | 1 | 1 | 1 | 1 | 876.84
61305632346 | FZTRP5N5NBNF127 | OM4 12f Interconnect OFNP MPO F/MPO F Ty |  | PC | 1 | 1 | 1 | 1 | 876.94
07498399129 | FZ8RL7NUSQNM019 | OM4 8 Fiber Round Harness LSZH PanMPO Fe | OM4 8-fiber round harness cable assembly, low smoke zero halogen (LSZH) rated,PanMPO female To LC Uniboot 60cm (24 inch), equal breakout, Std. IL, 19 meters. | PC | 1 | 1 | 1 | 1 | 877.14
07498399010 | FZ8RP7NUSQNM019 | 8-fiber OM4 Round Harness Plenum PanMPO | 8-fiber OM4 Round Harness Plenum PanMPO Female to LC Uniboot 60cm (24 inch) equal breakout 40G to 10G Std. IL - 19m | PC | 1 | 1 | 1 | 1 | 877.14
07498389765 | FZTRL5N5NANM029 | OM4,12-Fiber,LSZH,MPO/Fm-MPO/Fm,29M | OM4 12 fiber, interconnect cable assembly, low smoke zero halogen (LSZH) rated, MPO female to MPO female, Method A Std IL with no pulling eye, Aqua, 29 meters | PC | 1 | 1 | 1 | 1 | 877.18
07498359443 | FZTRL7N7NANM029 | OM4,12-Fiber,LSZH,PMPOf-PMPOf,A,29M | OM4 12 fiber, PanMPO interconnect cable assembly, low smoke zero halogen (LSZH), PanMPO Female To PanMPO Female, method A, Std IL with no pulling eye, Aqua, 29 meters | PC | 1 | 1 | 1 | 1 | 877.18
07498387297 | FZTRL7N7NBNM029 | OM4 12f Interconnect LSZH PanMPO F/PanMP | OM4 12 fiber interconnect cable assembly Low Smoke Zero Halogen ( LSZH), PanMPO female to PanMPO female, Method B Std IL with no pulling eye, 29 meters. | PC | 1 | 1 | 1 | 1 | 877.18
07498375076 | FXTRP8NUJSNF083 | OM3,12-Fiber,RndHrnss,1-2Short,PLEM,83ft | OM3 12-fiber, round harness cable assembly, plenum (OFNP), PanMPO Male to LC Uniboot staggered pairs 1 and 2 shortest, Std IL, Aqua, 83 ft. | PC | 1 | 1 | 1 | 1 | 877.2
07498374476 | FXTRP8NUSSNF083 | OM3 12-fiber round harness cable, plenum | OM3 12-fiber round harness cable assembly, plenum (OFNP) rated, PanMPO Male to LC Uniboot, 60cm (24 inch) equal breakout, Std. IL. | PC | 1 | 1 | 1 | 1 | 877.2
61305619225 | FZURPEN74XNF006 | OM424-Fbr,Intrc,12f,PLEM,AQ,6ft,MtdA,EA | OM4 24-fiber, Interconnect, Plenum, 24F MPO Female to (2) 12-fiber Female PanMPO, Method A, Optimized IL, 6 Feet, Aqua. | PC | 1 | 1 | 1 | 1 | 878
61305619323 | FZURPEN74YNF006 | OM424-Fbr,Intrc,12f,PLEM,AQ,6ft,MtdB,EA | OM4 24-fiber, Interconnect, Plenum, 24F MPO Female to (2) 12-fiber Female PanMPO, Method B, Optimized IL, 6 Feet, Aqua. | PC | 1 | 1 | 1 | 1 | 878
07498393500 | FZTRP5N5NXNM026 | OM4 12 Fiber Interconnect Plenum MPO Fem |  | PC | 1 | 1 | 1 | 1 | 878.16
07498361156 | FZTRP7N7NXNM026 | OM4,12-Fiber,PLEM,PMPOf-PMPOf,26M | OM4 12 fiber, PanMPO interconnect cable assembly, plenum rated (OFNP), PanMPO Female To PanMPO Female, Method A, Optimized IL, with no pulling eye, Aqua, 26 meters | PC | 1 | 1 | 1 | 1 | 878.16
07498386731 | FZTRP7N7NYNM026 | OM4 12f Interconnect OFNP PanMPO F/PanMP | OM4 12 fiber interconnect cable assembly plenum (OFNP) rated Pan MPO female to Pan MPO female, Method B Optimized IL, with no pulling eye, 26 meters. | PC | 1 | 1 | 1 | 1 | 878.16
61305632896 | FZTRP5N5NXNF120 | OM4 12f Interconnect OFNP MPO F/MPO F Ty |  | PC | 1 | 1 | 1 | 1 | 878.5
61305633418 | FZTRP5N5NYNF120 | OM4 12f Interconnect OFNP MPO F/MPO F Ty |  | PC | 1 | 1 | 1 | 1 | 878.5
61305619760 | FXURLEN74XNM007 | OM324-Fbr,Intr,LSZH,A,12fbrF,AQ,7M,RL | OM3 24-fiber, Interconnect, LSZH, 24F MPO Female to (2) 12-fiber Female PanMPO, Method A, Optimized IL, 7 Meters, Aqua. | PC | 1 | 1 | 1 | 1 | 879.28
61305619790 | FXURLEN74YNM007 | OM324-Fbr,Intr,LSZH,B,12fbrF,AQ,7M,RL | OM3 24-fiber, Interconnect, LSZH, 24F MPO Female to (2) 12-fiber Female PanMPO, Method B, Optimized IL, 7 Meters, Aqua. | PC | 1 | 1 | 1 | 1 | 879.28
61305633143 | FZTRL5N5NBNM041 | OM4 12f Interconnect LSZH MPO F/MPO F Ty |  | PC | 1 | 1 | 1 | 1 | 879.34
07498377415 | FZTRP8NUFSNF046 | OM4,12-Fiber,RndHrnss,PMPOm,1L,PLEM,46ft | OM4 12-fiber round harness cable assembly, plenum (OFNP) rated, PanMPO Male to LC Uniboot, staggered pair, 1 longest, Std IL, Aqua, 46 ft. | PC | 1 | 1 | 1 | 1 | 879.36
07498377184 | FZTRP8NUGSNF046 | OM4,12-Fiber,RndHrnss,PMPOm,1S,PLEM,46ft | OM4 12-fiber round harness cable assembly, plenum (OFNP) rated, PanMPO male to LC Uniboot staggered pair, 1 shortest, Std. IL. Aqua, 46 ft. | PC | 1 | 1 | 1 | 1 | 879.36
07498376560 | FZTRP8NUHSNF046 | OM4,12-Fiber,RndHrn,PMPOm,1-2L,PLEM,46ft | OM4 12-fiber round harness cable assembly, plenum (OFNP) rated, PanMPO Male to LC Uniboot staggered pairs, 1 and 2 longest, Std. IL. Aqua, 46 ft. | PC | 1 | 1 | 1 | 1 | 879.36
07498376852 | FZTRP8NUJSNF046 | OM4,12-Fiber,RndHrn,PMPOm,1-2S,PLEM,46ft | OM4 12-fiber round harness cable assembly, plenum (OFNP) rated, PanMPO Male to LC Uniboot, staggered pairs, 1 and 2 shortest, Std. IL. Aqua, 46 ft. | PC | 1 | 1 | 1 | 1 | 879.36
07498374830 | FZTRP8NUSSNF046 | OM4,12-Fiber,RndHarnessCbl,PLEM,46ft | OM4 12-fiber, round harness cable assembly, plenum (OFNP) rated, PanMPO Male to LC Uniboot 60cm (24 inch), equal breakout, Std IL, Aqua, 46 ft. | PC | 1 | 1 | 1 | 1 | 879.36
61305632991 | FZTRP7N7NYNF086 | OM4 12f Interconnect OFNP PanMPO F/PanMP |  | PC | 1 | 1 | 1 | 1 | 879.78
07498391690 | FZTRP5N5NANF091 | OM4,12-Fiber,PLEM,MPO/F-MPO/F,91ft | OM4 12 fiber, interconnect cable assembly, plenum (OFNP) rated, MPO female to MPO female, Method A Std IL, with no pulling eye 91 ft | PC | 1 | 1 | 1 | 1 | 879.82
07498357774 | FZTRP7N7NANF091 | Interconnect,12CT,OM4,MPO-MPO,A,91Ft. | OM4 12 fiber, PanMPO interconnect cable assembly, plenum rated (OFNP), PanMPO Female To PanMPO Female, Method A, Std IL with no pulling eye, Aqua, 91 ft | PC | 1 | 1 | 1 | 1 | 879.82
61305600580 | FZTRP7N7NBNF091 | OM4 12f Interconnect OFNP PanMPO F/PanMP | OM4 12 Fiber Interconnect Plenum PanMPO Female To PanMPO Female Method B Std. IL with no Pulling Eye - 91 Feet | PC | 1 | 1 | 1 | 1 | 879.82
61305619419 | FZURLEN74XNM002 | OM424-Fbr,Intrc,12F,LSZH,AQ,2M,MtdA,RL | OM4 24-fiber, Interconnect, LSZH, 24F MPO Female to (2) 12-fiber Female PanMPO, Method A, Optimized IL, 2 Meters, Aqua. | PC | 1 | 1 | 1 | 1 | 879.82
61305619509 | FZURLEN74YNM002 | OM424-Fbr,Intrc,12F,LSZH,AQ,2M,MtdB,RL | OM4 24-fiber, Interconnect, LSZH, 24F MPO Female to (2) 12-fiber Female PanMPO, Method B, Optimized IL, 2 Meters, Aqua. | PC | 1 | 1 | 1 | 1 | 879.82
61305633954 | FZTRP5N5NBNM039 | OM4 12f Interconnect OFNP MPO F/MPO F Ty |  | PC | 1 | 1 | 1 | 1 | 879.86
07498399343 | FZ8RP7NUSQNF063 | 8-fiber OM4 Round Harness Plenum PanMPO | 8-fiber OM4 round harness cable assembly, plenum (OFNP) rated, PanMPO Female to LC Uniboot with 60cm (24 inch) equal breakout, 40G to 10G Std. IL | PC | 1 | 1 | 1 | 1 | 880.12
61305632347 | FZTRP5N5NBNF128 | OM4 12f Interconnect OFNP MPO F/MPO F Ty |  | PC | 1 | 1 | 1 | 1 | 880.12
61305647604 | FZTYP7E7EBNF038 | OM4 12f Trunk OFNP PanMPO F/PanMPO F Typ |  | PC | 1 | 1 | 1 | 1 | 880.18
07498375077 | FXTRP8NUJSNF084 | OM3,12-Fiber,RndHrnss,1-2Short,PLEM,84ft | OM3 12-fiber, round harness cable assembly, plenum (OFNP), PanMPO Male to LC Uniboot staggered pairs 1 and 2 shortest, Std IL, Aqua, 84 ft. | PC | 1 | 1 | 1 | 1 | 880.38
07498374478 | FXTRP8NUSSNF084 | OM3 12-fiber round harness cable, plenum | OM3 12-fiber round harness cable assembly, plenum (OFNP) rated, PanMPO Male to LC Uniboot, 60cm (24 inch) equal breakout, Std. IL. | PC | 1 | 1 | 1 | 1 | 880.38
61305619557 | FXURPEN74XNF022 | OM324-Fbr,Intr,PLEM,A,12fbrF,AQ,22f,EA | OM3 24-fiber, Interconnect, Plenum, 24F MPO Female to (2) 12-fiber Female PanMPO, Method A, Optimized IL, 22 Feet, Aqua. | PC | 1 | 1 | 1 | 1 | 880.4
61305619652 | FXURPEN74YNF022 | OM324-Fbr,Intr,PLEM,B,12fbrF,AQ,22f,EA | OM3 24-fiber, Interconnect, Plenum, 24F MPO Female to (2) 12-fiber Female PanMPO, Method B, Optimized IL, 22 Feet, Aqua. | PC | 1 | 1 | 1 | 1 | 880.4
61305600690 | FZTRP7N7NXNF086 | OM4 12f Interconnect OFNP PanMPO F/PanMP | OM4 12 Fiber Interconnect Plenum PanMPO Female To PanMPO Female Method A Optimized IL with no Pulling Eye - 86 Feet | PC | 1 | 1 | 1 | 1 | 881.32
61305632897 | FZTRP5N5NXNF121 | OM4 12f Interconnect OFNP MPO F/MPO F Ty |  | PC | 1 | 1 | 1 | 1 | 881.7
61305633419 | FZTRP5N5NYNF121 | OM4 12f Interconnect OFNP MPO F/MPO F Ty |  | PC | 1 | 1 | 1 | 1 | 881.7
61305619056 | FXURPENENXNF033 | OM324-Fbr,Intr,PLEM,A,24mpoF,AQ,33ft,EA | OM3 24 fiber, Interconnect, Plenum, 24F MPO Female to 24F MPO Female, Method A, Optimized IL, 33 ft, Aqua | PC | 1 | 1 | 1 | 1 | 882.2
61305619154 | FXURPENENYNF033 | OM324-Fbr,Intr,PLEM,B,24mpoF,AQ,33ft,EA | OM3 24 fiber, Interconnect, Plenum, 24F MPO Female to 24F MPO Female, Method B, Optimized IL, 33 ft, Aqua | PC | 1 | 1 | 1 | 1 | 882.2
07498375148 | FZTRL8NUFSNM015 | OM4,12-Fiber,Rnd,HarnessCbl,LSZH,15M | OM4 12-fiber, round harness cable assembly, low smoke zero halogen (LSZH) rated, PanMPO Male to LC Uniboot staggered pair, 1 longest, Std. IL. Aqua, 15 meters. | PC | 1 | 1 | 1 | 1 | 882.76
07498375977 | FZTRL8NUGSNM015 | OM4,12-Fiber,RndHrnss,PMPOm,LSZH,15M | OM4 12-fiber, round harness cable assembly, low smoke zero halogen (LSZH) rated, PanMPO Male to LC Uniboot staggered pair, 1 shortest Std.IL, Aqua, 15 meters. | PC | 1 | 1 | 1 | 1 | 882.76
07498376073 | FZTRL8NUHSNM015 | OM4,12-Fiber,RndHrn,PMPOm,1-2L,LSZH,15M | OM4 12-fiber round harness cable assembly, low smoke zero halogen (LSZH) rated, PanMPO Male to LC Uniboot, staggered pairs, 1 and 2 Longest, Std. IL. Aqua, 15 meters. | PC | 1 | 1 | 1 | 1 | 882.76
07498376680 | FZTRL8NUJSNM015 | OM4,12-Fiber,RndHrn,PMPOm,1-2S,15M | OM4 12-fiber round harness cable assembly, low smoke zero halogen (LSZH) rated, PanMPO Male to LC Uniboot, staggered pair, 1 and 2 shortest, Std IL, Aqua, 15 meters. | PC | 1 | 1 | 1 | 1 | 882.76
07498375178 | FZTRL8NUSSNM015 | OM4,12-Fiber,RndHarnessCbl,LSZH,15M | OM4 12-fiber round harness cable assembly, low smoke zero halogen (LSZH) rated, PanMPO Male to LC Uniboot, 60cm (24 inch) equal breakout, Std. IL. Aqua, 15 meters. | PC | 1 | 1 | 1 | 1 | 882.76
61305633291 | FZTRP5N5NYNM037 | OM4 12f Interconnect OFNP MPO F/MPO F Ty |  | PC | 1 | 1 | 1 | 1 | 882.82
61305618141 | FZURPENENXNF015 | OM424-Fbr,Intrc,24f,PLEM,AQ,15ft,MtdA,EA | OM4 24 fiber, Interconnect, Plenum, 24F MPO Female to 24F MPO Female, Method A, Optimized IL, 15 ft, Aqua | PC | 1 | 1 | 1 | 1 | 882.9
61305618880 | FZURPENENYNF015 | OM424-Fbr,Intrc,24f,PLEM,AQ,15ft,MtdB,EA | OM4 24 fiber, Interconnect, Plenum, 24F MPO Female to 24F MPO Female, Method B, Optimized IL, 15 ft, Aqua | PC | 1 | 1 | 1 | 1 | 882.9
61305632348 | FZTRP5N5NBNF129 | OM4 12f Interconnect OFNP MPO F/MPO F Ty |  | PC | 1 | 1 | 1 | 1 | 883.28
61305633199 | FZTRL5N5NXNM039 | OM4 12f Interconnect LSZH MPO F/MPO F Ty |  | PC | 1 | 1 | 1 | 1 | 883.34
61305633245 | FZTRL5N5NYNM039 | OM4 12f Interconnect LSZH MPO F/MPO F Ty |  | PC | 1 | 1 | 1 | 1 | 883.34
07498375078 | FXTRP8NUJSNF085 | OM3,12-Fiber,RndHrnss,1-2Short,PLEM,85ft | OM3 12-fiber, round harness cable assembly, plenum (OFNP), PanMPO Male to LC Uniboot staggered pairs 1 and 2 shortest, Std IL, Aqua, 85 ft. | PC | 1 | 1 | 1 | 1 | 883.56
07498374479 | FXTRP8NUSSNF085 | OM3 12-fiber round harness cable, plenum | OM3 12-fiber round harness cable assembly, plenum (OFNP) rated, PanMPO Male to LC Uniboot, 60cm (24 inch) equal breakout, Std. IL. | PC | 1 | 1 | 1 | 1 | 883.56
07498393340 | FZTRP5N5NANM028 | OM4 12 Fiber Interconnect Plenum MPO Fem | OM4 12-fiber, interconnect cable assembly, plenum (OFNP) rated, MPO female to MPO female, Method A Std. IL, with no pulling eye - 28 meters. | PC | 1 | 1 | 1 | 1 | 883.64
07498361042 | FZTRP7N7NANM028 | OM4,12-Fiber,PanMPO/F-PanMPO/F,28M | OM4 12 fiber, PanMPO interconnect cable assembly, plenum rated (OFNP), PanMPO Female To PanMPO Female, Method A, Std IL, with no pulling eye, Aqua, 28 meters | PC | 1 | 1 | 1 | 1 | 883.64
07498387327 | FZTRP7N7NBNM028 | OM4 12f Interconnect OFNP PanMPO F/PanMP | OM4 12 fiber interconnect cable assembly, plenum (OFNP) rated, PanMPO female to PanMPO female, Method B Std IL with no pulling eye, 28 meters. | PC | 1 | 1 | 1 | 1 | 883.64
07498377416 | FZTRP8NUFSNF047 | OM4,12-Fiber,RndHarnessPLEM,47ft | OM4 12-fiber round harness cable assembly, plenum (OFNP) rated, PanMPO Male to LC Uniboot, staggered pair, 1 longest, Std IL, Aqua, 47 ft. | PC | 1 | 1 | 1 | 1 | 883.82
07498377185 | FZTRP8NUGSNF047 | OM4,12-Fiber,RndHrnss,PMPOm,1S,PLEM,47ft | OM4 12-fiber round harness cable assembly, plenum (OFNP) rated, PanMPO male to LC Uniboot staggered pair, 1 shortest, Std. IL. Aqua, 47 ft. | PC | 1 | 1 | 1 | 1 | 883.82
07498376561 | FZTRP8NUHSNF047 | OM4,12-Fiber,RndHrn,PMPOm,1-2L,PLEM,47ft | OM4 12-fiber round harness cable assembly, plenum (OFNP) rated, PanMPO Male to LC Uniboot staggered pairs, 1 and 2 longest, Std. IL. Aqua, 47 ft. | PC | 1 | 1 | 1 | 1 | 883.82
07498376853 | FZTRP8NUJSNF047 | OM4,12-Fiber,RndHrn,PMPOm,1-2S,PLEM,47ft | OM4 12-fiber round harness cable assembly, plenum (OFNP) rated, PanMPO Male to LC Uniboot, staggered pairs, 1 and 2 shortest, Std. IL. Aqua, 47 ft. | PC | 1 | 1 | 1 | 1 | 883.82
07498374831 | FZTRP8NUSSNF047 | OM4,12-Fiber,RndHarnessCbl,PLEM,47ft | OM4 12-fiber, round harness cable assembly, plenum (OFNP) rated, PanMPO Male to LC Uniboot 60cm (24 inch), equal breakout, Std IL, Aqua, 47 ft. | PC | 1 | 1 | 1 | 1 | 883.82
07498372436 | FZTYP5EL2SAF020 | OM4,12-Fiber,InSMDiaTrnk,MPOf,20ft,EA | OM4 12-fiber indoor small diameter trunk cable assembly, plenum (OFNP) rated, MPO female to LC duplex, Std. IL., with a pulling eye on end A, Aqua, 20 ft. | PC | 1 | 1 | 1 | 1 | 883.92
07498372301 | FZTYP7EL2SAF020 | OM4,12-Fibr,SMDiaTrnk,PLEM,PMPOf,20ft,EA | OM4 12-fiber indoor small diameter trunk cable assembly, plenum (OFNP) rated, PanMPO female to LC duplex, Std. IL., with a pulling eye on end A, Aqua, 20 ft. | PC | 1 | 1 | 1 | 1 | 883.92
61305632735 | FZTRP7N7NXNF087 | OM4 12f Interconnect OFNP PanMPO F/PanMP |  | PC | 1 | 1 | 1 | 1 | 884.2
61305632992 | FZTRP7N7NYNF087 | OM4 12f Interconnect OFNP PanMPO F/PanMP |  | PC | 1 | 1 | 1 | 1 | 884.2
07498391691 | FZTRP5N5NANF092 | OM4,12-Fiber,PLEM,MPO/F-MPO/F,92ft | OM4 12 fiber, interconnect cable assembly, plenum (OFNP) rated, MPO female to MPO female, Method A Std IL, with no pulling eye 92 ft | PC | 1 | 1 | 1 | 1 | 884.28
07498357776 | FZTRP7N7NANF092 | Interconnect,12CT,OM4,MPO-MPO,A,92Ft. | OM4 12 fiber, PanMPO interconnect cable assembly, plenum rated (OFNP), PanMPO Female To PanMPO Female, Method A, Std IL with no pulling eye, Aqua, 92 ft | PC | 1 | 1 | 1 | 1 | 884.28
61305600581 | FZTRP7N7NBNF092 | OM4 12f Interconnect OFNP PanMPO F/PanMP | OM4 12 Fiber Interconnect Plenum PanMPO Female To PanMPO Female Method B Std. IL with no Pulling Eye - 92 Feet | PC | 1 | 1 | 1 | 1 | 884.28
07498399345 | FZ8RP7NUSQNF064 | 8-fiber OM4 Round Harness Plenum PanMPO | 8-fiber OM4 round harness cable assembly, plenum (OFNP) rated, PanMPO Female to LC Uniboot with 60cm (24 inch) equal breakout, 40G to 10G Std. IL | PC | 1 | 1 | 1 | 1 | 884.56
61305632899 | FZTRP5N5NXNF122 | OM4 12f Interconnect OFNP MPO F/MPO F Ty |  | PC | 1 | 1 | 1 | 1 | 884.86
61305633420 | FZTRP5N5NYNF122 | OM4 12f Interconnect OFNP MPO F/MPO F Ty |  | PC | 1 | 1 | 1 | 1 | 884.86
07498372564 | FXTYL5EL2SAM015 | OM3 12f Trunk LSZH MPO F/LC Dup Std Pola | OM3 12-fiber, indoor small diameter trunk cable assembly, low smoke zero halogen rated, MPO female To LC duplex, Std. IL, with pulling on eye on end A, 15 meters. | PC | 1 | 1 | 1 | 1 | 885.84
07498372601 | FXTYL7EL2SAM015 | OM3 12f Trunk LSZH PanMPO F/LC Dup Std P | OM3 12-fiber indoor small diameter trunk cable assembly, low smoke zero halogen (LSZH) rated, PanMPO Female to LC duplex, std. IL. with a pulling eye on end A, 15 meters. | PC | 1 | 1 | 1 | 1 | 885.84
61305619226 | FZURPEN74XNF007 | OM424-Fbr,Intrc,12f,PLEM,AQ,7ft,MtdA,EA | OM4 24-fiber, Interconnect, Plenum, 24F MPO Female to (2) 12-fiber Female PanMPO, Method A, Optimized IL, 7 Feet, Aqua. | PC | 1 | 1 | 1 | 1 | 886.02
61305619324 | FZURPEN74YNF007 | OM424-Fbr,Intrc,12f,PLEM,AQ,7ft,MtdB,EA | OM4 24-fiber, Interconnect, Plenum, 24F MPO Female to (2) 12-fiber Female PanMPO, Method B, Optimized IL, 7 Feet, Aqua. | PC | 1 | 1 | 1 | 1 | 886.02
61305619558 | FXURPEN74XNF023 | OM324-Fbr,Intr,PLEM,A,12fbrF,AQ,23f,EA | OM3 24-fiber, Interconnect, Plenum, 24F MPO Female to (2) 12-fiber Female PanMPO, Method A, Optimized IL, 23 Feet, Aqua. | PC | 1 | 1 | 1 | 1 | 886.12
61305619653 | FXURPEN74YNF023 | OM324-Fbr,Intr,PLEM,B,12fbrF,AQ,23f,EA | OM3 24-fiber, Interconnect, Plenum, 24F MPO Female to (2) 12-fiber Female PanMPO, Method B, Optimized IL, 23 Feet, Aqua. | PC | 1 | 1 | 1 | 1 | 886.12
61305632349 | FZTRP5N5NBNF130 | OM4 12f Interconnect OFNP MPO F/MPO F Ty |  | PC | 1 | 1 | 1 | 1 | 886.44
07498375079 | FXTRP8NUJSNF086 | OM3,12-Fiber,RndHrnss,1-2Short,PLEM,86ft | OM3 12-fiber, round harness cable assembly, plenum (OFNP), PanMPO Male to LC Uniboot staggered pairs 1 and 2 shortest, Std IL, Aqua, 86 ft. | PC | 1 | 1 | 1 | 1 | 886.72
07498374481 | FXTRP8NUSSNF086 | OM3 12-fiber round harness cable, plenum | OM3 12-fiber round harness cable assembly, plenum (OFNP) rated, PanMPO Male to LC Uniboot, 60cm (24 inch) equal breakout, Std. IL. | PC | 1 | 1 | 1 | 1 | 886.72
07498370015 | FZTRL7N7NXNM028 | OM4,12-Fiber,LSZH,PMPOf-PMPOf,28M | OM4 12 fiber, optimized interconnect cable assembly, low smoke zero halogen (LSZH) rated, PanMPO female to PanMPO female, Method A, Optimized IL, with no pulling eye, Aqua, 28 meters | PC | 1 | 1 | 1 | 1 | 887.04
07498386787 | FZTRL7N7NYNM028 | OM4 12f Interconnect LSZH PanMPO F/PanMP | OM4 12 fiber interconnect cable assembly Low Smoke Zero Halogen (LSZH) PanMPO female to PanMPO female Method B Optimized IL, with no pulling eye, 28 meters. | PC | 1 | 1 | 1 | 1 | 887.04
61305618970 | FZURLENENXNM005 | OM424-Fbr,Intrc,24F,LSZH,AQ,5M,MtdA,RL | OM4 24 fiber, Interconnect, LSZH, 24F MPO Female to 24F MPO Female, Method A, Optimized IL, 5 m, Aqua | PC | 1 | 1 | 1 | 1 | 887.46
61305619000 | FZURLENENYNM005 | OM424-Fbr,Intrc,24F,LSZH,AQ,5M,MtdB,RL | OM4 24 fiber, Interconnect, LSZH, 24F MPO Female to 24F MPO Female, Method B, Optimized IL, 5 m, Aqua | PC | 1 | 1 | 1 | 1 | 887.46
61305619057 | FXURPENENXNF034 | OM324-Fbr,Intr,PLEM,A,24mpoF,AQ,34ft,EA | OM3 24 fiber, Interconnect, Plenum, 24F MPO Female to 24F MPO Female, Method A, Optimized IL, 34 ft, Aqua | PC | 1 | 1 | 1 | 1 | 887.94
61305619155 | FXURPENENYNF034 | OM324-Fbr,Intr,PLEM,B,24mpoF,AQ,34ft,EA | OM3 24 fiber, Interconnect, Plenum, 24F MPO Female to 24F MPO Female, Method B, Optimized IL, 34 ft, Aqua | PC | 1 | 1 | 1 | 1 | 887.94
61305632900 | FZTRP5N5NXNF123 | OM4 12f Interconnect OFNP MPO F/MPO F Ty |  | PC | 1 | 1 | 1 | 1 | 888.02
61305633421 | FZTRP5N5NYNF123 | OM4 12f Interconnect OFNP MPO F/MPO F Ty |  | PC | 1 | 1 | 1 | 1 | 888.02
07498377417 | FZTRP8NUFSNF048 | OM4,12-Fiber,RndHarnessPLEM,48ft | OM4 12-fiber round harness cable assembly, plenum (OFNP) rated, PanMPO Male to LC Uniboot, staggered pair, 1 longest, Std IL, Aqua, 48 ft. | PC | 1 | 1 | 1 | 1 | 888.28
07498377186 | FZTRP8NUGSNF048 | OM4,12-Fiber,RndHrnss,PMPOm,1S,PLEM,48ft | OM4 12-fiber round harness cable assembly, plenum (OFNP) rated, PanMPO male to LC Uniboot staggered pair, 1 shortest, Std. IL. Aqua, 48 ft. | PC | 1 | 1 | 1 | 1 | 888.28
07498376563 | FZTRP8NUHSNF048 | OM4,12-Fiber,RndHrn,PMPOm,1-2L,PLEM,48ft | OM4 12-fiber round harness cable assembly, plenum (OFNP) rated, PanMPO Male to LC Uniboot staggered pairs, 1 and 2 longest, Std. IL. Aqua, 48 ft. | PC | 1 | 1 | 1 | 1 | 888.28
07498376854 | FZTRP8NUJSNF048 | OM4,12-Fiber,RndHrn,PMPOm,1-2S,PLEM,48ft | OM4 12-fiber round harness cable assembly, plenum (OFNP) rated, PanMPO Male to LC Uniboot, staggered pairs, 1 and 2 shortest, Std. IL. Aqua, 48 ft. | PC | 1 | 1 | 1 | 1 | 888.28
07498374832 | FZTRP8NUSSNF048 | OM4,12-Fiber,RndHarnessCbl,PLEM,48ft | OM4 12-fiber, round harness cable assembly, plenum (OFNP) rated, PanMPO Male to LC Uniboot 60cm (24 inch), equal breakout, Std IL, Aqua, 48 ft. | PC | 1 | 1 | 1 | 1 | 888.28
61305632993 | FZTRP7N7NYNF088 | OM4 12f Interconnect OFNP PanMPO F/PanMP |  | PC | 1 | 1 | 1 | 1 | 888.64
07498391693 | FZTRP5N5NANF093 | OM4,12-Fiber,PLEM,MPO/F-MPO/F,93ft | OM4 12 fiber, interconnect cable assembly, plenum (OFNP) rated, MPO female to MPO female, Method A Std IL, with no pulling eye 93 ft | PC | 1 | 1 | 1 | 1 | 888.74
07498357777 | FZTRP7N7NANF093 | Interconnect,12CT,OM4,MPO-MPO,A,93Ft. | OM4 12 fiber, PanMPO interconnect cable assembly, plenum rated (OFNP), PanMPO Female To PanMPO Female, Method A, Std IL with no pulling eye, Aqua, 93 ft | PC | 1 | 1 | 1 | 1 | 888.74
61305600582 | FZTRP7N7NBNF093 | OM4 12f Interconnect OFNP PanMPO F/PanMP | OM4 12 Fiber Interconnect Plenum PanMPO Female To PanMPO Female Method B Std. IL with no Pulling Eye - 93 Feet | PC | 1 | 1 | 1 | 1 | 888.74
07498399346 | FZ8RP7NUSQNF065 | 8-fiber OM4 Round Harness Plenum PanMPO | 8-fiber OM4 round harness cable assembly, plenum (OFNP) rated, PanMPO Female to LC Uniboot with 60cm (24 inch) equal breakout, 40G to 10G Std. IL | PC | 1 | 1 | 1 | 1 | 889
61305629571 | FZTRL5N5NBNM030 | OM4 12f Interconnect LSZH MPO F/MPO F Ty |  | PC | 1 | 1 | 1 | 1 | 889.2
61305633144 | FZTRL5N5NBNM042 | OM4 12f Interconnect LSZH MPO F/MPO F Ty |  | PC | 1 | 1 | 1 | 1 | 889.22
61305619432 | FXURLENENXNM011 | OM324-Fbr,Intr,LSZH,A,24mpoF,AQ,11M,RL | OM3 24 fiber, Interconnect, LSZH, 24F MPO Female to 24F MPO Female, Method A, Optimized IL, 11 m, Aqua | PC | 1 | 1 | 1 | 1 | 889.42
61305619462 | FXURLENENYNM011 | OM324-Fbr,Intr,LSZH,B,24mpoF,AQ,11M,RL | OM3 24 fiber, Interconnect, LSZH, 24F MPO Female to 24F MPO Female, Method B, Optimized IL, 11 m, Aqua | PC | 1 | 1 | 1 | 1 | 889.42
61305632350 | FZTRP5N5NBNF131 | OM4 12f Interconnect OFNP MPO F/MPO F Ty |  | PC | 1 | 1 | 1 | 1 | 889.62
07498375080 | FXTRP8NUJSNF087 | OM3,12-Fiber,RndHrnss,1-2Short,PLEM,87ft | OM3 12-fiber, round harness cable assembly, plenum (OFNP), PanMPO Male to LC Uniboot staggered pairs 1 and 2 shortest, Std IL, Aqua, 87 ft. | PC | 1 | 1 | 1 | 1 | 889.9
07498374482 | FXTRP8NUSSNF087 | OM3 12-fiber round harness cable, plenum | OM3 12-fiber round harness cable assembly, plenum (OFNP) rated, PanMPO Male to LC Uniboot, 60cm (24 inch) equal breakout, Std. IL. | PC | 1 | 1 | 1 | 1 | 889.9
61305600691 | FZTRP7N7NXNF088 | OM4 12f Interconnect OFNP PanMPO F/PanMP | OM4 12 Fiber Interconnect Plenum PanMPO Female To PanMPO Female Method A Optimized IL with no Pulling Eye - 88 Feet | PC | 1 | 1 | 1 | 1 | 890.22
61305633955 | FZTRP5N5NBNM040 | OM4 12f Interconnect OFNP MPO F/MPO F Ty |  | PC | 1 | 1 | 1 | 1 | 890.24
61305618142 | FZURPENENXNF016 | OM424-Fbr,Intrc,24f,PLEM,AQ,16ft,MtdA,EA | OM4 24 fiber, Interconnect, Plenum, 24F MPO Female to 24F MPO Female, Method A, Optimized IL, 16 ft, Aqua | PC | 1 | 1 | 1 | 1 | 890.92
61305618881 | FZURPENENYNF016 | OM424-Fbr,Intrc,24f,PLEM,AQ,16ft,MtdB,EA | OM4 24 fiber, Interconnect, Plenum, 24F MPO Female to 24F MPO Female, Method B, Optimized IL, 16 ft, Aqua | PC | 1 | 1 | 1 | 1 | 890.92
61305647162 | FZTYP7E7EBNF040 | OM4 12f Trunk OFNP PanMPO F/PanMPO F Typ |  | PC | 1 | 1 | 1 | 1 | 891
07498389766 | FZTRL5N5NANM030 | OM4,12-Fiber,LSZH,MPO/Fm-MPO/Fm,30M | OM4 12 fiber, interconnect cable assembly, low smoke zero halogen (LSZH) rated, MPO female to MPO female, Method A Std IL with no pulling eye, Aqua, 30 meters | PC | 1 | 1 | 1 | 1 | 891.06
07498359444 | FZTRL7N7NANM030 | OM4,12-Fiber,LSZH,PMPOf-PMPOf,A,30M | This 12 fiber cable assembly is an OM4 interconnect cable assembly. It is Low Smoke Zero Halogen (LSZH) rated and features PanMPO Female to PanMPO Female connectors. It is aqua, 30 meters in length and has Method A standard insertion loss with no pulling | PC | 1 | 1 | 1 | 1 | 891.06
07498387299 | FZTRL7N7NBNM030 | OM4,12-Fibr,LSZH,PMPOf-PMPOf,B,StdIL,30M | OM4 12 fiber interconnect cable assembly Low Smoke Zero Halogen ( LSZH), PanMPO female to PanMPO female, Method B Std IL with no pulling eye, Aqua, 30 meters | PC | 1 | 1 | 1 | 1 | 891.06
61305632901 | FZTRP5N5NXNF124 | OM4 12f Interconnect OFNP MPO F/MPO F Ty |  | PC | 1 | 1 | 1 | 1 | 891.18
61305633422 | FZTRP5N5NYNF124 | OM4 12f Interconnect OFNP MPO F/MPO F Ty |  | PC | 1 | 1 | 1 | 1 | 891.18
07498399130 | FZ8RL7NUSQNM020 | OM4 8 Fiber Round Harness LSZH PanMPO Fe | OM4 8-fiber round harness cable assembly, low smoke zero halogen (LSZH) rated,PanMPO female To LC Uniboot 60cm (24 inch), equal breakout, Std. IL, 20 meters. | PC | 1 | 1 | 1 | 1 | 891.74
07498399011 | FZ8RP7NUSQNM020 | 8-fiber OM4 Round Harness Plenum PanMPO | 8-fiber OM4 Round Harness Plenum PanMPO Female to LC Uniboot 60cm (24 inch) equal breakout 40G to 10G Std. IL - 20m | PC | 1 | 1 | 1 | 1 | 891.74
61305619559 | FXURPEN74XNF024 | OM324-Fbr,Intr,PLEM,A,12fbrF,AQ,24ft,EA | OM3 24-fiber, Interconnect, Plenum, 24F MPO Female to (2) 12-fiber Female PanMPO, Method A, Optimized IL, 24 Feet, Aqua. | PC | 1 | 1 | 1 | 1 | 891.84
61305619654 | FXURPEN74YNF024 | OM324-Fbr,Intr,PLEM,B,12fbrF,AQ,24ft,EA | OM3 24-fiber, Interconnect, Plenum, 24F MPO Female to (2) 12-fiber Female PanMPO, Method B, Optimized IL, 24 Feet, Aqua. | PC | 1 | 1 | 1 | 1 | 891.84
07498377423 | FZTRP8NUFSNF049 | OM4,12-Fiber,RndHarnessPLEM,49ft | OM4 12-fiber round harness cable assembly, plenum (OFNP) rated, PanMPO Male to LC Uniboot, staggered pair, 1 longest, Std IL, Aqua, 49 ft. | PC | 1 | 1 | 1 | 1 | 892.74
07498377187 | FZTRP8NUGSNF049 | OM4,12-Fiber,RndHrnss,PMPOm,1S,PLEM,49ft | OM4 12-fiber round harness cable assembly, plenum (OFNP) rated, PanMPO male to LC Uniboot staggered pair, 1 shortest, Std. IL. Aqua, 49 ft. | PC | 1 | 1 | 1 | 1 | 892.74
07498376564 | FZTRP8NUHSNF049 | OM4,12-Fiber,RndHrn,PMPOm,1-2L,PLEM,49ft | OM4 12-fiber round harness cable assembly, plenum (OFNP) rated, PanMPO Male to LC Uniboot staggered pairs, 1 and 2 longest, Std. IL. Aqua, 49 ft. | PC | 1 | 1 | 1 | 1 | 892.74
07498376855 | FZTRP8NUJSNF049 | OM4,12-Fiber,RndHrn,PMPOm,1-2S,PLEM,49ft | OM4 12-fiber round harness cable assembly, plenum (OFNP) rated, PanMPO Male to LC Uniboot, staggered pairs, 1 and 2 shortest, Std. IL. Aqua, 49 ft. | PC | 1 | 1 | 1 | 1 | 892.74
07498374833 | FZTRP8NUSSNF049 | OM4,12-Fiber,RndHarnessCbl,PLEM,49ft | OM4 12-fiber, round harness cable assembly, plenum (OFNP) rated, PanMPO Male to LC Uniboot 60cm (24 inch), equal breakout, Std IL, Aqua, 49 ft. | PC | 1 | 1 | 1 | 1 | 892.74
61305632351 | FZTRP5N5NBNF132 | OM4 12f Interconnect OFNP MPO F/MPO F Ty |  | PC | 1 | 1 | 1 | 1 | 892.78
07498393501 | FZTRP5N5NXNM027 | OM4 12 Fiber Interconnect Plenum MPO Fem | OM4 12 fiber interconnect plenum MPO female to MPO female, method A opt IL., with no pulling eye - 27 meters. | PC | 1 | 1 | 1 | 1 | 892.78
07498361157 | FZTRP7N7NXNM027 | OM4,12-Fiber,PLEM,PMPOf-PMPOf,27M | OM4 12 fiber, PanMPO interconnect cable assembly, plenum rated (OFNP), PanMPO Female To PanMPO Female, Method A, Optimized IL, with no pulling eye, Aqua, 27 meters | PC | 1 | 1 | 1 | 1 | 892.78
07498386732 | FZTRP7N7NYNM027 | OM4 12f Interconnect OFNP PanMPO F/PanMP | OM4 12 fiber interconnect cable assembly plenum (OFNP) rated Pan MPO female to Pan MPO female, Method B Optimized IL, with no pulling eye, 27 meters. | PC | 1 | 1 | 1 | 1 | 892.78
61305633020 | FZTRP7N7NYNF089 | OM4 12f Interconnect OFNP PanMPO F/PanMP |  | PC | 1 | 1 | 1 | 1 | 893.08
07498375081 | FXTRP8NUJSNF088 | OM3,12-Fiber,RndHrnss,1-2Short,PLEM,88ft | OM3 12-fiber, round harness cable assembly, plenum (OFNP), PanMPO Male to LC Uniboot staggered pairs 1 and 2 shortest, Std IL, Aqua, 88 ft. | PC | 1 | 1 | 1 | 1 | 893.12
07498374483 | FXTRP8NUSSNF088 | OM3 12-fiber round harness cable, plenum | OM3 12-fiber round harness cable assembly, plenum (OFNP) rated, PanMPO Male to LC Uniboot, 60cm (24 inch) equal breakout, Std. IL. | PC | 1 | 1 | 1 | 1 | 893.12
07498391694 | FZTRP5N5NANF094 | OM4,12-Fiber,PLEM,MPO/F-MPO/F,94ft | OM4 12 fiber, interconnect cable assembly, plenum (OFNP) rated, MPO female to MPO female, Method A Std IL, with no pulling eye 94 ft | PC | 1 | 1 | 1 | 1 | 893.2
07498357778 | FZTRP7N7NANF094 | Interconnect,12CT,OM4,MPO-MPO,A,94Ft. | OM4 12 fiber, PanMPO interconnect cable assembly, plenum rated (OFNP), PanMPO Female To PanMPO Female, Method A, Std IL with no pulling eye, Aqua, 94 ft | PC | 1 | 1 | 1 | 1 | 893.2
61305600583 | FZTRP7N7NBNF094 | OM4 12f Interconnect OFNP PanMPO F/PanMP | OM4 12 Fiber Interconnect Plenum PanMPO Female To PanMPO Female Method B Std. IL with no Pulling Eye - 94 Feet | PC | 1 | 1 | 1 | 1 | 893.2
61305633200 | FZTRL5N5NXNM040 | OM4 12f Interconnect LSZH MPO F/MPO F Ty |  | PC | 1 | 1 | 1 | 1 | 893.22
61305633246 | FZTRL5N5NYNM040 | OM4 12f Interconnect LSZH MPO F/MPO F Ty |  | PC | 1 | 1 | 1 | 1 | 893.22
61305633292 | FZTRP5N5NYNM038 | OM4 12f Interconnect OFNP MPO F/MPO F Ty |  | PC | 1 | 1 | 1 | 1 | 893.22
07498399348 | FZ8RP7NUSQNF066 | 8-fiber OM4 Round Harness Plenum PanMPO | 8-fiber OM4 round harness cable assembly, plenum (OFNP) rated, PanMPO Female to LC Uniboot with 60cm (24 inch) equal breakout, 40G to 10G Std. IL | PC | 1 | 1 | 1 | 1 | 893.44
61305619058 | FXURPENENXNF035 | OM324-Fbr,Intr,PLEM,A,24mpoF,AQ,35ft,EA | OM3 24 fiber, Interconnect, Plenum, 24F MPO Female to 24F MPO Female, Method A, Optimized IL, 35 ft, Aqua | PC | 1 | 1 | 1 | 1 | 893.66
61305619156 | FXURPENENYNF035 | OM324-Fbr,Intr,PLEM,B,24mpoF,AQ,35ft,EA | OM3 24 fiber, Interconnect, Plenum, 24F MPO Female to 24F MPO Female, Method B, Optimized IL, 35 ft, Aqua | PC | 1 | 1 | 1 | 1 | 893.66
61305619227 | FZURPEN74XNF008 | OM424-Fbr,Intrc,12F,PLEM,AQ,8ft,MtdA,EA | OM4 24-fiber, Interconnect, Plenum, 24F MPO Female to (2) 12-fiber Female PanMPO, Method A, Optimized IL, 8 Feet, Aqua. | PC | 1 | 1 | 1 | 1 | 894.04
61305619325 | FZURPEN74YNF008 | OM424-Fbr,Intrc,12F,PLEM,AQ,8ft,MtdB,EA | OM4 24-fiber, Interconnect, Plenum, 24F MPO Female to (2) 12-fiber Female PanMPO, Method B, Optimized IL, 8 Feet, Aqua. | PC | 1 | 1 | 1 | 1 | 894.04
61305632902 | FZTRP5N5NXNF125 | OM4 12f Interconnect OFNP MPO F/MPO F Ty |  | PC | 1 | 1 | 1 | 1 | 894.36
61305633423 | FZTRP5N5NYNF125 | OM4 12f Interconnect OFNP MPO F/MPO F Ty |  | PC | 1 | 1 | 1 | 1 | 894.36
61305600692 | FZTRP7N7NXNF089 | OM4 12f Interconnect OFNP PanMPO F/PanMP | OM4 12 Fiber Interconnect Plenum PanMPO Female To PanMPO Female Method A Optimized IL with no Pulling Eye - 89 Feet | PC | 1 | 1 | 1 | 1 | 894.64
61305632352 | FZTRP5N5NBNF133 | OM4 12f Interconnect OFNP MPO F/MPO F Ty |  | PC | 1 | 1 | 1 | 1 | 895.94
07498375082 | FXTRP8NUJSNF089 | OM3,12-Fiber,RndHrnss,1-2Short,PLEM,89ft | OM3 12-fiber, round harness cable assembly, plenum (OFNP), PanMPO Male to LC Uniboot staggered pairs 1 and 2 shortest, Std IL, Aqua, 89 ft. | PC | 1 | 1 | 1 | 1 | 896.28
07498374484 | FXTRP8NUSSNF089 | OM3 12-fiber round harness cable, plenum | OM3 12-fiber round harness cable assembly, plenum (OFNP) rated, PanMPO Male to LC Uniboot, 60cm (24 inch) equal breakout, Std. IL. | PC | 1 | 1 | 1 | 1 | 896.28
07498375149 | FZTRL8NUFSNM016 | OM4,12-Fiber,Rnd,HarnessCbl,LSZH,16M | OM4 12-fiber, round harness cable assembly, low smoke zero halogen (LSZH) rated, PanMPO Male to LC Uniboot staggered pair, 1 longest, Std. IL. Aqua, 16 meters. | PC | 1 | 1 | 1 | 1 | 896.64
07498375987 | FZTRL8NUGSNM016 | OM4,12-Fiber,RndHrnss,PMPOm,LSZH,16M | OM4 12-fiber, round harness cable assembly, low smoke zero halogen (LSZH) rated, PanMPO Male to LC Uniboot staggered pair, 1 shortest Std.IL, Aqua, 16 meters. | PC | 1 | 1 | 1 | 1 | 896.64
07498376074 | FZTRL8NUHSNM016 | OM4,12-Fiber,RndHrn,PMPOm,1-2L,LSZH,16M | OM4 12-fiber round harness cable assembly, low smoke zero halogen (LSZH) rated, PanMPO Male to LC Uniboot, staggered pairs, 1 and 2 Longest, Std. IL. Aqua, 16 meters. | PC | 1 | 1 | 1 | 1 | 896.64
07498376681 | FZTRL8NUJSNM016 | OM4,12-Fiber,RndHrn,PMPOm,1-2S,16M | OM4 12-fiber round harness cable assembly, low smoke zero halogen (LSZH) rated, PanMPO Male to LC Uniboot, staggered pair, 1 and 2 shortest, Std IL, Aqua, 16 meters. | PC | 1 | 1 | 1 | 1 | 896.64
07498375179 | FZTRL8NUSSNM016 | OM4,12-Fiber,RndHarnessCbl,LSZH,16M | OM4 12-fiber round harness cable assembly, low smoke zero halogen (LSZH) rated, PanMPO Male to LC Uniboot, 60cm (24 inch) equal breakout, Std. IL. Aqua, 16 meters. | PC | 1 | 1 | 1 | 1 | 896.64
61305619761 | FXURLEN74XNM008 | OM324-Fbr,Intr,LSZH,A,12fbrF,AQ,8M,RL | OM3 24-fiber, Interconnect, LSZH, 24F MPO Female to (2) 12-fiber Female PanMPO, Method A, Optimized IL, 8 Meters, Aqua. | PC | 1 | 1 | 1 | 1 | 897.12
61305619791 | FXURLEN74YNM008 | OM324-Fbr,Intr,LSZH,B,12fbrF,AQ,8M,RL | OM3 24-fiber, Interconnect, LSZH, 24F MPO Female to (2) 12-fiber Female PanMPO, Method B, Optimized IL, 8 Meters, Aqua. | PC | 1 | 1 | 1 | 1 | 897.12
07498377425 | FZTRP8NUFSNF050 | OM4,12-Fiber,RndHrnss,PMPOm,1L,PLEM,50ft | OM4 12-fiber round harness cable assembly, plenum (OFNP) rated, PanMPO Male to LC Uniboot, staggered pair, 1 longest, Std IL, Aqua, 50 ft. | PC | 1 | 1 | 1 | 1 | 897.18
07498377188 | FZTRP8NUGSNF050 | OM4,12-Fiber,RndHrnss,PMPOm,1S,PLEM,50ft | OM4 12-fiber round harness cable assembly, plenum (OFNP) rated, PanMPO male to LC Uniboot staggered pair, 1 shortest, Std. IL. Aqua, 50 ft. | PC | 1 | 1 | 1 | 1 | 897.18
07498376565 | FZTRP8NUHSNF050 | OM4,12-Fiber,RndHrn,PMPOm,1-2L,PLEM,50ft | OM4 12-fiber round harness cable assembly, plenum (OFNP) rated, PanMPO Male to LC Uniboot staggered pairs, 1 and 2 longest, Std. IL. Aqua, 50 ft. | PC | 1 | 1 | 1 | 1 | 897.18
07498376856 | FZTRP8NUJSNF050 | OM4,12-Fiber,RndHrn,PMPOm,1-2S,PLEM,50ft | OM4 12-fiber round harness cable assembly, plenum (OFNP) rated, PanMPO Male to LC Uniboot, staggered pairs, 1 and 2 shortest, Std. IL. Aqua, 50 ft. | PC | 1 | 1 | 1 | 1 | 897.18
07498374834 | FZTRP8NUSSNF050 | OM4,12-Fiber,RndHarnessCbl,PLEM,50ft | OM4 12-fiber, round harness cable assembly, plenum (OFNP) rated, PanMPO Male to LC Uniboot 60cm (24 inch), equal breakout, Std IL, Aqua, 50 ft. | PC | 1 | 1 | 1 | 1 | 897.18
61305632903 | FZTRP5N5NXNF126 | OM4 12f Interconnect OFNP MPO F/MPO F Ty |  | PC | 1 | 1 | 1 | 1 | 897.52
61305633424 | FZTRP5N5NYNF126 | OM4 12f Interconnect OFNP MPO F/MPO F Ty |  | PC | 1 | 1 | 1 | 1 | 897.52
61305633021 | FZTRP7N7NYNF090 | OM4 12f Interconnect OFNP PanMPO F/PanMP |  | PC | 1 | 1 | 1 | 1 | 897.52
61305619560 | FXURPEN74XNF025 | OM324-Fbr,Intr,PLEM,A,12fbrF,AQ,25ft,EA | OM3 24-fiber, Interconnect, Plenum, 24F MPO Female to (2) 12-fiber Female PanMPO, Method A, Optimized IL, 25 Feet, Aqua. | PC | 1 | 1 | 1 | 1 | 897.58
61305619655 | FXURPEN74YNF025 | OM324-Fbr,Intr,PLEM,B,12fbrF,AQ,25ft,EA | OM3 24-fiber, Interconnect, Plenum, 24F MPO Female to (2) 12-fiber Female PanMPO, Method B, Optimized IL, 25 Feet, Aqua. | PC | 1 | 1 | 1 | 1 | 897.58
07498391695 | FZTRP5N5NANF095 | OM4,12-Fiber,PLEM,MPO/F-MPO/F,95ft | OM4 12 fiber, interconnect cable assembly, plenum (OFNP) rated, MPO female to MPO female, Method A Std IL, with no pulling eye 95 ft | PC | 1 | 1 | 1 | 1 | 897.64
07498357781 | FZTRP7N7NANF095 | Interconnect,12CT,OM4,MPO-MPO,A,95Ft. | OM4 12 fiber, PanMPO interconnect cable assembly, plenum rated (OFNP), PanMPO Female To PanMPO Female, Method A, Std IL with no pulling eye, Aqua, 95 ft | PC | 1 | 1 | 1 | 1 | 897.64
61305600584 | FZTRP7N7NBNF095 | OM4 12f Interconnect OFNP PanMPO F/PanMP | OM4 12 Fiber Interconnect Plenum PanMPO Female To PanMPO Female Method B Std. IL with no Pulling Eye - 95 Feet | PC | 1 | 1 | 1 | 1 | 897.64
07498399356 | FZ8RP7NUSQNF067 | 8-fiber OM4 Round Harness Plenum PanMPO | 8-fiber OM4 round harness cable assembly, plenum (OFNP) rated, PanMPO Female to LC Uniboot with 60cm (24 inch) equal breakout, 40G to 10G Std. IL | PC | 1 | 1 | 1 | 1 | 897.92
07498393341 | FZTRP5N5NANM029 | OM4 12 Fiber Interconnect Plenum MPO Fem | OM4 12-fiber, interconnect cable assembly, plenum (OFNP) rated, MPO female to MPO female, Method A Std. IL, with no pulling eye - 29 meters. | PC | 1 | 1 | 1 | 1 | 898.24
07498361049 | FZTRP7N7NANM029 | OM4,12-Fiber,PanMPO/F-PanMPO/F,29M | OM4 12 fiber, PanMPO interconnect cable assembly, plenum rated (OFNP), PanMPO Female To PanMPO Female, Method A, Std IL, with no pulling eye, Aqua, 29 meters | PC | 1 | 1 | 1 | 1 | 898.24
07498387328 | FZTRP7N7NBNM029 | OM4 12f Interconnect OFNP PanMPO F/PanMP | OM4 12 fiber interconnect cable assembly, plenum (OFNP) rated, PanMPO female to PanMPO female, Method B Std IL with no pulling eye, 29 meters. | PC | 1 | 1 | 1 | 1 | 898.24
07498372700 | FXTYP5EL2SAF050 | OM3 12f Trunk OFNP MPO F/LC Dup Std Pola | OM3 12-fiber indoor small diameter trunk cable assembly, plenum (OFNP) rated, MPO Female to LC duplex, Std. IL, with a pulling eye on end A. | PC | 1 | 1 | 1 | 1 | 898.34
07498372776 | FXTYP7EL2SAF050 | OM3 12f Trunk OFNP PanMPO F/LC Dup Std P | OM3 12-fiber indoor small diameter trunk cable assembly, plenum (OFNP) rated, PanMPO Female to LC duplex, Std. IL, with a pulling eye on end A. | PC | 1 | 1 | 1 | 1 | 898.34
61305618143 | FZURPENENXNF017 | OM424-Fbr,Intrc,24f,PLEM,AQ,17ft,MtdA,EA | OM4 24 fiber, Interconnect, Plenum, 24F MPO Female to 24F MPO Female, Method A, Optimized IL, 17 ft, Aqua | PC | 1 | 1 | 1 | 1 | 898.94
61305618882 | FZURPENENYNF017 | OM424-Fbr,Intrc,24f,PLEM,AQ,17ft,MtdB,EA | OM4 24 fiber, Interconnect, Plenum, 24F MPO Female to 24F MPO Female, Method B, Optimized IL, 17 ft, Aqua | PC | 1 | 1 | 1 | 1 | 898.94
61305633145 | FZTRL5N5NBNM043 | OM4 12f Interconnect LSZH MPO F/MPO F Ty |  | PC | 1 | 1 | 1 | 1 | 899.06
61305632353 | FZTRP5N5NBNF134 | OM4 12f Interconnect OFNP MPO F/MPO F Ty |  | PC | 1 | 1 | 1 | 1 | 899.1
61305600693 | FZTRP7N7NXNF090 | OM4 12f Interconnect OFNP PanMPO F/PanMP | OM4 12 Fiber Interconnect Plenum PanMPO Female To PanMPO Female Method A Optimized IL with no Pulling Eye - 90 Feet | PC | 1 | 1 | 1 | 1 | 899.1
61305619059 | FXURPENENXNF036 | OM324-Fbr,Intr,PLEM,A,24mpoF,AQ,36ft,EA | OM3 24 fiber, Interconnect, Plenum, 24F MPO Female to 24F MPO Female, Method A, Optimized IL, 36 ft, Aqua | PC | 1 | 1 | 1 | 1 | 899.38
61305619157 | FXURPENENYNF036 | OM324-Fbr,Intr,PLEM,B,24mpoF,AQ,36ft,EA | OM3 24 fiber, Interconnect, Plenum, 24F MPO Female to 24F MPO Female, Method B, Optimized IL, 36 ft, Aqua | PC | 1 | 1 | 1 | 1 | 899.38
07498375083 | FXTRP8NUJSNF090 | OM3,12-Fiber,RndHrnss,1-2Short,PLEM,90ft | OM3 12-fiber, round harness cable assembly, plenum (OFNP), PanMPO Male to LC Uniboot staggered pairs 1 and 2 shortest, Std IL, Aqua, 90 ft. | PC | 1 | 1 | 1 | 1 | 899.46
07498374485 | FXTRP8NUSSNF090 | OM3 12-fiber round harness cable, plenum | OM3 12-fiber round harness cable assembly, plenum (OFNP) rated, PanMPO Male to LC Uniboot, 60cm (24 inch) equal breakout, Std. IL. | PC | 1 | 1 | 1 | 1 | 899.46
61305633956 | FZTRP5N5NBNM041 | OM4 12f Interconnect OFNP MPO F/MPO F Ty |  | PC | 1 | 1 | 1 | 1 | 900.64
61305632904 | FZTRP5N5NXNF127 | OM4 12f Interconnect OFNP MPO F/MPO F Ty |  | PC | 1 | 1 | 1 | 1 | 900.68
61305633425 | FZTRP5N5NYNF127 | OM4 12f Interconnect OFNP MPO F/MPO F Ty |  | PC | 1 | 1 | 1 | 1 | 900.68
07498370017 | FZTRL7N7NXNM029 | OM4,12-Fiber,LSZH,PMPOf-PMPOf,29M | OM4 12 fiber, optimized interconnect cable assembly, low smoke zero halogen (LSZH) rated, PanMPO female to PanMPO female, Method A, Optimized IL, with no pulling eye, Aqua, 29 meters | PC | 1 | 1 | 1 | 1 | 900.92
07498386791 | FZTRL7N7NYNM029 | OM4 12f Interconnect LSZH PanMPO F/PanMP | OM4 12 fiber interconnect cable assembly Low Smoke Zero Halogen (LSZH) PanMPO female to PanMPO female Method B Optimized IL, with no pulling eye, 29 meters. | PC | 1 | 1 | 1 | 1 | 900.92
07498377431 | FZTRP8NUFSNF051 | OM4,12-Fiber,RndHarnessPLEM,51ft | OM4 12-fiber round harness cable assembly, plenum (OFNP) rated, PanMPO Male to LC Uniboot, staggered pair, 1 longest, Std IL, Aqua, 51 ft. | PC | 1 | 1 | 1 | 1 | 901.64
07498377189 | FZTRP8NUGSNF051 | OM4,12-Fiber,RndHrnss,PMPOm,1S,PLEM,51ft | OM4 12-fiber round harness cable assembly, plenum (OFNP) rated, PanMPO male to LC Uniboot staggered pair, 1 shortest, Std. IL. Aqua, 51 ft. | PC | 1 | 1 | 1 | 1 | 901.64
07498376566 | FZTRP8NUHSNF051 | OM4,12-Fiber,RndHrn,PMPOm,1-2L,PLEM,51ft | OM4 12-fiber round harness cable assembly, plenum (OFNP) rated, PanMPO Male to LC Uniboot staggered pairs, 1 and 2 longest, Std. IL. Aqua, 51 ft. | PC | 1 | 1 | 1 | 1 | 901.64
07498376857 | FZTRP8NUJSNF051 | OM4,12-Fiber,RndHrn,PMPOm,1-2S,PLEM,51ft | OM4 12-fiber round harness cable assembly, plenum (OFNP) rated, PanMPO Male to LC Uniboot, staggered pairs, 1 and 2 shortest, Std. IL. Aqua, 51 ft. | PC | 1 | 1 | 1 | 1 | 901.64
07498374835 | FZTRP8NUSSNF051 | OM4,12-Fiber,RndHarnessCbl,PLEM,51ft | OM4 12-fiber, round harness cable assembly, plenum (OFNP) rated, PanMPO Male to LC Uniboot 60cm (24 inch), equal breakout, Std IL, Aqua, 51 ft. | PC | 1 | 1 | 1 | 1 | 901.64
61305647164 | FZTYP7E7EBNF042 | OM4 12f Trunk OFNP PanMPO F/PanMPO F Typ |  | PC | 1 | 1 | 1 | 1 | 901.82
61305633022 | FZTRP7N7NYNF091 | OM4 12f Interconnect OFNP PanMPO F/PanMP |  | PC | 1 | 1 | 1 | 1 | 901.96
61305619228 | FZURPEN74XNF009 | OM424-Fbr,Intrc,12F,PLEM,AQ,9ft,MtdA,EA | OM4 24-fiber, Interconnect, Plenum, 24F MPO Female to (2) 12-fiber Female PanMPO, Method A, Optimized IL, 9 Feet, Aqua. | PC | 1 | 1 | 1 | 1 | 902.06
61305619326 | FZURPEN74YNF009 | OM424-Fbr,Intrc,12F,PLEM,AQ,9ft,MtdB,EA | OM4 24-fiber, Interconnect, Plenum, 24F MPO Female to (2) 12-fiber Female PanMPO, Method B, Optimized IL, 9 Feet, Aqua. | PC | 1 | 1 | 1 | 1 | 902.06
07498391696 | FZTRP5N5NANF096 | OM4,12-Fiber,PLEM,MPO/F-MPO/F,96ft | OM4 12 fiber, interconnect cable assembly, plenum (OFNP) rated, MPO female to MPO female, Method A Std IL, with no pulling eye 96 ft | PC | 1 | 1 | 1 | 1 | 902.08
07498357782 | FZTRP7N7NANF096 | Interconnect,12CT,OM4,MPO-MPO,A,96Ft. | OM4 12 fiber, PanMPO interconnect cable assembly, plenum rated (OFNP), PanMPO Female To PanMPO Female, Method A, Std IL with no pulling eye, Aqua, 96 ft | PC | 1 | 1 | 1 | 1 | 902.08
61305600585 | FZTRP7N7NBNF096 | OM4 12f Interconnect OFNP PanMPO F/PanMP | OM4 12 Fiber Interconnect Plenum PanMPO Female To PanMPO Female Method B Std. IL with no Pulling Eye - 96 Feet | PC | 1 | 1 | 1 | 1 | 902.08
61305632354 | FZTRP5N5NBNF135 | OM4 12f Interconnect OFNP MPO F/MPO F Ty |  | PC | 1 | 1 | 1 | 1 | 902.28
07498399357 | FZ8RP7NUSQNF068 | 8-fiber OM4 Round Harness Plenum PanMPO | 8-fiber OM4 round harness cable assembly, plenum (OFNP) rated, PanMPO Female to LC Uniboot with 60cm (24 inch) equal breakout, 40G to 10G Std. IL | PC | 1 | 1 | 1 | 1 | 902.36
07498375084 | FXTRP8NUJSNF091 | OM3,12-Fiber,RndHrnss,1-2Short,PLEM,91ft | OM3 12-fiber, round harness cable assembly, plenum (OFNP), PanMPO Male to LC Uniboot staggered pairs 1 and 2 shortest, Std IL, Aqua, 91 ft. | PC | 1 | 1 | 1 | 1 | 902.62
07498374486 | FXTRP8NUSSNF091 | OM3 12-fiber round harness cable, plenum | OM3 12-fiber round harness cable assembly, plenum (OFNP) rated, PanMPO Male to LC Uniboot, 60cm (24 inch) equal breakout, Std. IL. | PC | 1 | 1 | 1 | 1 | 902.62
61305629606 | FZTRL5N5NBNM031 | OM4 12f Interconnect LSZH MPO F/MPO F Ty |  | PC | 1 | 1 | 1 | 1 | 903.02
61305633835 | FZTRL7N7NBNM031 | OM4 12f Interconnect LSZH PanMPO F/PanMP |  | PC | 1 | 1 | 1 | 1 | 903.02
61305633201 | FZTRL5N5NXNM041 | OM4 12f Interconnect LSZH MPO F/MPO F Ty |  | PC | 1 | 1 | 1 | 1 | 903.1
61305633247 | FZTRL5N5NYNM041 | OM4 12f Interconnect LSZH MPO F/MPO F Ty |  | PC | 1 | 1 | 1 | 1 | 903.1
61305619561 | FXURPEN74XNF026 | OM324-Fbr,Intr,PLEM,A,12fbrF,AQ,26ft,EA | OM3 24-fiber, Interconnect, Plenum, 24F MPO Female to (2) 12-fiber Female PanMPO, Method A, Optimized IL, 26 Feet, Aqua. | PC | 1 | 1 | 1 | 1 | 903.3
61305619656 | FXURPEN74YNF026 | OM324-Fbr,Intr,PLEM,B,12fbrF,AQ,26ft,EA | OM3 24-fiber, Interconnect, Plenum, 24F MPO Female to (2) 12-fiber Female PanMPO, Method B, Optimized IL, 26 Feet, Aqua. | PC | 1 | 1 | 1 | 1 | 903.3
61305600694 | FZTRP7N7NXNF091 | OM4 12f Interconnect OFNP PanMPO F/PanMP | OM4 12 Fiber Interconnect Plenum PanMPO Female To PanMPO Female Method A Optimized IL with no Pulling Eye - 91 Feet | PC | 1 | 1 | 1 | 1 | 903.58
61305633293 | FZTRP5N5NYNM039 | OM4 12f Interconnect OFNP MPO F/MPO F Ty |  | PC | 1 | 1 | 1 | 1 | 903.62
61305632905 | FZTRP5N5NXNF128 | OM4 12f Interconnect OFNP MPO F/MPO F Ty |  | PC | 1 | 1 | 1 | 1 | 903.84
61305633426 | FZTRP5N5NYNF128 | OM4 12f Interconnect OFNP MPO F/MPO F Ty |  | PC | 1 | 1 | 1 | 1 | 903.84
61305619420 | FZURLEN74XNM003 | OM424-Fbr,Intrc,12F,LSZH,AQ,3M,MtdA,RL | OM4 24-fiber, Interconnect, LSZH, 24F MPO Female to (2) 12-fiber Female PanMPO, Method A, Optimized IL, 3 Meters, Aqua. | PC | 1 | 1 | 1 | 1 | 904.78
61305619510 | FZURLEN74YNM003 | OM424-Fbr,Intrc,12F,LSZH,AQ,3M,MtdB,RL | OM4 24-fiber, Interconnect, LSZH, 24F MPO Female to (2) 12-fiber Female PanMPO, Method B, Optimized IL, 3 Meters, Aqua. | PC | 1 | 1 | 1 | 1 | 904.78
07498389767 | FZTRL5N5NANM031 | OM4,12-Fiber,LSZH,MPO/Fm-MPO/Fm,31M | OM4 12 fiber, interconnect cable assembly, low smoke zero halogen (LSZH) rated, MPO female to MPO female, Method A Std IL with no pulling eye, Aqua, 31 meters | PC | 1 | 1 | 1 | 1 | 904.92
07498394758 | FZTRL7N7NANM031 | OM4 12f Interconnect LSZH PanMPO F/PanMP | 12 fiber OM4 interconnect cable assembly, low smoke zero halogen (LSZH) rated, PanMPO female to PanMPO female, Method A, Std IL with no pulling eye, 31 meters. | PC | 1 | 1 | 1 | 1 | 904.92
61305619060 | FXURPENENXNF037 | OM324-Fbr,Intr,PLEM,A,24mpoF,AQ,37ft,EA | OM3 24 fiber, Interconnect, Plenum, 24F MPO Female to 24F MPO Female, Method A, Optimized IL, 37 ft, Aqua | PC | 1 | 1 | 1 | 1 | 905.1
61305619158 | FXURPENENYNF037 | OM324-Fbr,Intr,PLEM,B,24mpoF,AQ,37ft,EA | OM3 24 fiber, Interconnect, Plenum, 24F MPO Female to 24F MPO Female, Method B, Optimized IL, 37 ft, Aqua | PC | 1 | 1 | 1 | 1 | 905.1
61305632355 | FZTRP5N5NBNF136 | OM4 12f Interconnect OFNP MPO F/MPO F Ty |  | PC | 1 | 1 | 1 | 1 | 905.44
07498375085 | FXTRP8NUJSNF092 | OM3,12-Fiber,RndHrnss,1-2Short,PLEM,92ft | OM3 12-fiber, round harness cable assembly, plenum (OFNP), PanMPO Male to LC Uniboot staggered pairs 1 and 2 shortest, Std IL, Aqua, 92 ft. | PC | 1 | 1 | 1 | 1 | 905.82
07498374488 | FXTRP8NUSSNF092 | OM3 12-fiber round harness cable, plenum | OM3 12-fiber round harness cable assembly, plenum (OFNP) rated, PanMPO Male to LC Uniboot, 60cm (24 inch) equal breakout, Std. IL. | PC | 1 | 1 | 1 | 1 | 905.82
07498377433 | FZTRP8NUFSNF052 | OM4,12-Fiber,RndHarnessPLEM,52ft | OM4 12-fiber round harness cable assembly, plenum (OFNP) rated, PanMPO Male to LC Uniboot, staggered pair, 1 longest, Std IL, Aqua, 52 ft. | PC | 1 | 1 | 1 | 1 | 906.08
07498377190 | FZTRP8NUGSNF052 | OM4,12-Fiber,RndHrnss,PMPOm,1S,PLEM,52ft | OM4 12-fiber round harness cable assembly, plenum (OFNP) rated, PanMPO male to LC Uniboot staggered pair, 1 shortest, Std. IL. Aqua, 52 ft. | PC | 1 | 1 | 1 | 1 | 906.08
07498376568 | FZTRP8NUHSNF052 | OM4,12-Fiber,RndHrn,PMPOm,1-2L,PLEM,52ft | OM4 12-fiber round harness cable assembly, plenum (OFNP) rated, PanMPO Male to LC Uniboot staggered pairs, 1 and 2 longest, Std. IL. Aqua, 52 ft. | PC | 1 | 1 | 1 | 1 | 906.08
07498376858 | FZTRP8NUJSNF052 | OM4,12-Fiber,RndHrn,PMPOm,1-2S,PLEM,52ft | OM4 12-fiber round harness cable assembly, plenum (OFNP) rated, PanMPO Male to LC Uniboot, staggered pairs, 1 and 2 shortest, Std. IL. Aqua, 52 ft. | PC | 1 | 1 | 1 | 1 | 906.08
07498374836 | FZTRP8NUSSNF052 | OM4,12-Fiber,RndHarnessCbl,PLEM,52ft | OM4 12-fiber, round harness cable assembly, plenum (OFNP) rated, PanMPO Male to LC Uniboot 60cm (24 inch), equal breakout, Std IL, Aqua, 52 ft. | PC | 1 | 1 | 1 | 1 | 906.08
07498399131 | FZ8RL7NUSQNM021 | OM4 8 Fiber Round Harness LSZH PanMPO Fe | OM4 8-fiber round harness cable assembly, low smoke zero halogen (LSZH) rated,PanMPO female To LC Uniboot 60cm (24 inch), equal breakout, Std. IL, 21 meters. | PC | 1 | 1 | 1 | 1 | 906.34
07498399016 | FZ8RP7NUSQNM021 | 8-fiber OM4 Round Harness Plenum PanMPO | 8-fiber OM4 Round Harness Plenum PanMPO Female to LC Uniboot 60cm (24 inch) equal breakout 40G to 10G Std. IL - 21m | PC | 1 | 1 | 1 | 1 | 906.34
61305633023 | FZTRP7N7NYNF092 | OM4 12f Interconnect OFNP PanMPO F/PanMP |  | PC | 1 | 1 | 1 | 1 | 906.38
07498391697 | FZTRP5N5NANF097 | OM4,12-Fiber,PLEM,MPO/F-MPO/F,97ft | OM4 12 fiber, interconnect cable assembly, plenum (OFNP) rated, MPO female to MPO female, Method A Std IL, with no pulling eye 97 ft | PC | 1 | 1 | 1 | 1 | 906.52
07498357767 | FZTRP7N7NANF097 | Interconnect,12CT,OM4,MPO-MPO,A,97Ft. | OM4 12 fiber, PanMPO interconnect cable assembly, plenum rated (OFNP), PanMPO Female To PanMPO Female, Method A, Std IL with no pulling eye, Aqua, 97 ft | PC | 1 | 1 | 1 | 1 | 906.52
61305600586 | FZTRP7N7NBNF097 | OM4 12f Interconnect OFNP PanMPO F/PanMP | OM4 12 Fiber Interconnect Plenum PanMPO Female To PanMPO Female Method B Std IL with no Pulling Eye - 97 Feet | PC | 1 | 1 | 1 | 1 | 906.52
07498399366 | FZ8RP7NUSQNF069 | 8-fiber OM4 Round Harness Plenum PanMPO | 8-fiber OM4 round harness cable assembly, plenum (OFNP) rated, PanMPO Female to LC Uniboot with 60cm (24 inch) equal breakout, 40G to 10G Std. IL | PC | 1 | 1 | 1 | 1 | 906.82
61305618144 | FZURPENENXNF018 | OM424-Fbr,Intrc,24f,PLEM,AQ,18ft,MtdA,EA | OM4 24 fiber, Interconnect, Plenum, 24F MPO Female to 24F MPO Female, Method A, Optimized IL, 18 ft, Aqua | PC | 1 | 1 | 1 | 1 | 906.94
61305618883 | FZURPENENYNF018 | OM424-Fbr,Intrc,24f,PLEM,AQ,18ft,MtdB,EA | OM4 24 fiber, Interconnect, Plenum, 24F MPO Female to 24F MPO Female, Method B, Optimized IL, 18 ft, Aqua | PC | 1 | 1 | 1 | 1 | 906.94
61305632906 | FZTRP5N5NXNF129 | OM4 12f Interconnect OFNP MPO F/MPO F Ty |  | PC | 1 | 1 | 1 | 1 | 907.02
61305633427 | FZTRP5N5NYNF129 | OM4 12f Interconnect OFNP MPO F/MPO F Ty |  | PC | 1 | 1 | 1 | 1 | 907.02
61305619433 | FXURLENENXNM012 | OM324-Fbr,Intr,LSZH,A,24mpoF,AQ,12M,RL | OM3 24 fiber, Interconnect, LSZH, 24F MPO Female to 24F MPO Female, Method A, Optimized IL, 12 m, Aqua | PC | 1 | 1 | 1 | 1 | 907.28
61305619463 | FXURLENENYNM012 | OM324-Fbr,Intr,LSZH,B,24mpoF,AQ,12M,RL | OM3 24 fiber, Interconnect, LSZH, 24F MPO Female to 24F MPO Female, Method B, Optimized IL, 12 m, Aqua | PC | 1 | 1 | 1 | 1 | 907.28
07498393502 | FZTRP5N5NXNM028 | OM4 12 Fiber Interconnect Plenum MPO Fem |  | PC | 1 | 1 | 1 | 1 | 907.38
07498361159 | FZTRP7N7NXNM028 | OM4,12-Fiber,PLEM,PMPOf-PMPOf,28M | OM4 12 fiber, PanMPO interconnect cable assembly, plenum rated (OFNP), PanMPO Female To PanMPO Female, Method A, Optimized IL, with no pulling eye, Aqua, 28 meters | PC | 1 | 1 | 1 | 1 | 907.38
07498386734 | FZTRP7N7NYNM028 | OM4 12f Interconnect OFNP PanMPO F/PanMP | OM4 12 fiber interconnect cable assembly plenum (OFNP) rated Pan MPO female to Pan MPO female, Method B Optimized IL, with no pulling eye, 28 meters. | PC | 1 | 1 | 1 | 1 | 907.38
61305600695 | FZTRP7N7NXNF092 | OM4 12f Interconnect OFNP PanMPO F/PanMP | OM4 12 Fiber Interconnect Plenum PanMPO Female To PanMPO Female Method A Optimized IL with no Pulling Eye - 92 Feet | PC | 1 | 1 | 1 | 1 | 908.02
61305632356 | FZTRP5N5NBNF137 | OM4 12f Interconnect OFNP MPO F/MPO F Ty |  | PC | 1 | 1 | 1 | 1 | 908.6
61305633146 | FZTRL5N5NBNM044 | OM4 12f Interconnect LSZH MPO F/MPO F Ty |  | PC | 1 | 1 | 1 | 1 | 908.94
07498375086 | FXTRP8NUJSNF093 | OM3,12-Fiber,RndHrnss,1-2Short,PLEM,93ft | OM3 12-fiber, round harness cable assembly, plenum (OFNP), PanMPO Male to LC Uniboot staggered pairs 1 and 2 shortest, Std IL, Aqua, 93 ft. | PC | 1 | 1 | 1 | 1 | 909
07498374490 | FXTRP8NUSSNF093 | OM3 12-fiber round harness cable, plenum | OM3 12-fiber round harness cable assembly, plenum (OFNP) rated, PanMPO Male to LC Uniboot, 60cm (24 inch) equal breakout, Std. IL. | PC | 1 | 1 | 1 | 1 | 909
61305619562 | FXURPEN74XNF027 | OM324-Fbr,Intr,PLEM,A,12fbrF,AQ,27ft,EA | OM3 24-fiber, Interconnect, Plenum, 24F MPO Female to (2) 12-fiber Female PanMPO, Method A, Optimized IL, 27 Feet, Aqua. | PC | 1 | 1 | 1 | 1 | 909.02
61305619657 | FXURPEN74YNF027 | OM324-Fbr,Intr,PLEM,B,12fbrF,AQ,27ft,EA | OM3 24-fiber, Interconnect, Plenum, 24F MPO Female to (2) 12-fiber Female PanMPO, Method B, Optimized IL, 27 Feet, Aqua. | PC | 1 | 1 | 1 | 1 | 909.02
61305619229 | FZURPEN74XNF010 | OM424-Fbr,Intrc,12f,PLEM,AQ,10ft,MtdA,EA | OM4 24-fiber, Interconnect, Plenum, 24F MPO Female to (2) 12-fiber Female PanMPO, Method A, Optimized IL, 10 Feet, Aqua. | PC | 1 | 1 | 1 | 1 | 910.1
61305619327 | FZURPEN74YNF010 | OM424-Fbr,Intrc,12f,PLEM,AQ,10ft,MtdB,EA | OM4 24-fiber, Interconnect, Plenum, 24F MPO Female to (2) 12-fiber Female PanMPO, Method B, Optimized IL, 10 Feet, Aqua. | PC | 1 | 1 | 1 | 1 | 910.1
61305633428 | FZTRP5N5NYNF130 | OM4 12f Interconnect OFNP MPO F/MPO F Ty |  | PC | 1 | 1 | 1 | 1 | 910.18
07498375150 | FZTRL8NUFSNM017 | OM4,12-Fiber,Rnd,HarnessCbl,LSZH,17M | OM4 12-fiber, round harness cable assembly, low smoke zero halogen (LSZH) rated, PanMPO Male to LC Uniboot staggered pair, 1 longest, Std. IL. Aqua, 17 meters. | PC | 1 | 1 | 1 | 1 | 910.52
07498375988 | FZTRL8NUGSNM017 | OM4,12-Fiber,RndHrnss,PMPOm,LSZH,17M | OM4 12-fiber, round harness cable assembly, low smoke zero halogen (LSZH) rated, PanMPO Male to LC Uniboot staggered pair, 1 shortest Std.IL, Aqua, 17 meters. | PC | 1 | 1 | 1 | 1 | 910.52
07498376076 | FZTRL8NUHSNM017 | OM4,12-Fiber,RndHrn,PMPOm,1-2L,LSZH,17M | OM4 12-fiber round harness cable assembly, low smoke zero halogen (LSZH) rated, PanMPO Male to LC Uniboot, staggered pairs, 1 and 2 Longest, Std. IL. Aqua, 17 meters. | PC | 1 | 1 | 1 | 1 | 910.52
07498376682 | FZTRL8NUJSNM017 | OM4,12-Fiber,RndHrn,PMPOm,1-2S,17M | OM4 12-fiber round harness cable assembly, low smoke zero halogen (LSZH) rated, PanMPO Male to LC Uniboot, staggered pair, 1 and 2 shortest, Std IL, Aqua, 17 meters. | PC | 1 | 1 | 1 | 1 | 910.52
07498375181 | FZTRL8NUSSNM017 | OM4,12-Fiber,RndHarnessCbl,LSZH,17M | OM4 12-fiber round harness cable assembly, low smoke zero halogen (LSZH) rated, PanMPO Male to LC Uniboot, 60cm (24 inch) equal breakout, Std. IL. Aqua, 17 meters. | PC | 1 | 1 | 1 | 1 | 910.52
07498377434 | FZTRP8NUFSNF053 | OM4,12-Fiber,RndHrnss,PMPOm,1L,PLEM,53ft | OM4 12-fiber round harness cable assembly, plenum (OFNP) rated, PanMPO Male to LC Uniboot, staggered pair, 1 longest, Std IL, Aqua, 53 ft. | PC | 1 | 1 | 1 | 1 | 910.54
07498377191 | FZTRP8NUGSNF053 | OM4,12-Fiber,RndHrnss,PMPOm,1S,PLEM,53ft | OM4 12-fiber round harness cable assembly, plenum (OFNP) rated, PanMPO male to LC Uniboot staggered pair, 1 shortest, Std. IL. Aqua, 53 ft. | PC | 1 | 1 | 1 | 1 | 910.54
07498376569 | FZTRP8NUHSNF053 | OM4,12-Fiber,RndHrn,PMPOm,1-2L,PLEM,53ft | OM4 12-fiber round harness cable assembly, plenum (OFNP) rated, PanMPO Male to LC Uniboot staggered pairs, 1 and 2 longest, Std. IL. Aqua, 53 ft. | PC | 1 | 1 | 1 | 1 | 910.54
07498376859 | FZTRP8NUJSNF053 | OM4,12-Fiber,RndHrn,PMPOm,1-2S,PLEM,53ft | OM4 12-fiber round harness cable assembly, plenum (OFNP) rated, PanMPO Male to LC Uniboot, staggered pairs, 1 and 2 shortest, Std. IL. Aqua, 53 ft. | PC | 1 | 1 | 1 | 1 | 910.54
07498374837 | FZTRP8NUSSNF053 | OM4,12-Fiber,RndHarnessCbl,PLEM,53ft | OM4 12-fiber, round harness cable assembly, plenum (OFNP) rated, PanMPO Male to LC Uniboot 60cm (24 inch), equal breakout, Std IL, Aqua, 53 ft. | PC | 1 | 1 | 1 | 1 | 910.54
61305619061 | FXURPENENXNF038 | OM324-Fbr,Intr,PLEM,A,24mpoF,AQ,38ft,EA | OM3 24 fiber, Interconnect, Plenum, 24F MPO Female to 24F MPO Female, Method A, Optimized IL, 38 ft, Aqua | PC | 1 | 1 | 1 | 1 | 910.82
61305619159 | FXURPENENYNF038 | OM324-Fbr,Intr,PLEM,B,24mpoF,AQ,38ft,EA | OM3 24 fiber, Interconnect, Plenum, 24F MPO Female to 24F MPO Female, Method B, Optimized IL, 38 ft, Aqua | PC | 1 | 1 | 1 | 1 | 910.82
61305633024 | FZTRP7N7NYNF093 | OM4 12f Interconnect OFNP PanMPO F/PanMP |  | PC | 1 | 1 | 1 | 1 | 910.82
07498391698 | FZTRP5N5NANF098 | OM4,12-Fiber,PLEM,MPO/F-MPO/F,98ft | OM4 12 fiber, interconnect cable assembly, plenum (OFNP) rated, MPO female to MPO female, Method A Std IL, with no pulling eye 98 ft | PC | 1 | 1 | 1 | 1 | 911
07498357768 | FZTRP7N7NANF098 | Interconnect,12CT,OM4,MPO-MPO,A,98Ft. | OM4 12 fiber, PanMPO interconnect cable assembly, plenum rated (OFNP), PanMPO Female To PanMPO Female, Method A, Std IL with no pulling eye, Aqua, 98 ft | PC | 1 | 1 | 1 | 1 | 911
61305600587 | FZTRP7N7NBNF098 | OM4 12f Interconnect OFNP PanMPO F/PanMP | OM4 12 Fiber Interconnect Plenum PanMPO Female To PanMPO Female Method B Std. IL with no Pulling Eye - 98 Feet | PC | 1 | 1 | 1 | 1 | 911
61305633957 | FZTRP5N5NBNM042 | OM4 12f Interconnect OFNP MPO F/MPO F Ty |  | PC | 1 | 1 | 1 | 1 | 911.02
07498399367 | FZ8RP7NUSQNF070 | 8-fiber OM4 Round Harness Plenum PanMPO | 8-fiber OM4 round harness cable assembly, plenum (OFNP) rated, PanMPO Female to LC Uniboot with 60cm (24 inch) equal breakout, 40G to 10G Std. IL | PC | 1 | 1 | 1 | 1 | 911.26
61305632357 | FZTRP5N5NBNF138 | OM4 12f Interconnect OFNP MPO F/MPO F Ty |  | PC | 1 | 1 | 1 | 1 | 911.76
07498375087 | FXTRP8NUJSNF094 | OM3,12-Fiber,RndHrnss,1-2Short,PLEM,94ft | OM3 12-fiber, round harness cable assembly, plenum (OFNP), PanMPO Male to LC Uniboot staggered pairs 1 and 2 shortest, Std IL, Aqua, 94 ft. | PC | 1 | 1 | 1 | 1 | 912.16
07498374492 | FXTRP8NUSSNF094 | OM3 12-fiber round harness cable, plenum | OM3 12-fiber round harness cable assembly, plenum (OFNP) rated, PanMPO Male to LC Uniboot, 60cm (24 inch) equal breakout, Std. IL. | PC | 1 | 1 | 1 | 1 | 912.16
61305618971 | FZURLENENXNM006 | OM424-Fbr,Intrc,24F,LSZH,AQ,6M,MtdA,RL | OM4 24 fiber, Interconnect, LSZH, 24F MPO Female to 24F MPO Female, Method A, Optimized IL, 6 m, Aqua | PC | 1 | 1 | 1 | 1 | 912.42
61305619001 | FZURLENENYNM006 | OM424-Fbr,Intrc,24F,LSZH,AQ,6M,MtdB,RL | OM4 24 fiber, Interconnect, LSZH, 24F MPO Female to 24F MPO Female, Method B, Optimized IL, 6 m, Aqua | PC | 1 | 1 | 1 | 1 | 912.42
61305600696 | FZTRP7N7NXNF093 | OM4 12f Interconnect OFNP PanMPO F/PanMP | OM4 12 Fiber Interconnect Plenum PanMPO Female To PanMPO Female Method A Optimized IL with no Pulling Eye - 93 Feet | PC | 1 | 1 | 1 | 1 | 912.48
61305647166 | FZTYP7E7EBNF044 | OM4 12f Trunk OFNP PanMPO F/PanMPO F Typ |  | PC | 1 | 1 | 1 | 1 | 912.64
07498393342 | FZTRP5N5NANM030 | OM4 12 Fiber Interconnect Plenum MPO Fem | OM4 12-fiber, interconnect cable assembly, plenum (OFNP) rated, MPO female to MPO female, Method A Std. IL, with no pulling eye - 30 meters. | PC | 1 | 1 | 1 | 1 | 912.84
07498361050 | FZTRP7N7NANM030 | OM4,12-Fiber,PanMPO/F-PanMPO/F,30M | OM4 12 fiber, PanMPO interconnect cable assembly, plenum rated (OFNP), PanMPO Female To PanMPO Female, Method A, Std IL, with no pulling eye, Aqua, 30 meters | PC | 1 | 1 | 1 | 1 | 912.84
07498387329 | FZTRP7N7NBNM030 | OM4,12-Fiber,PLEM,PMPOf-PMPOf,30M,RL | OM4 12 fiber interconnect cable assembly, plenum (OFNP) rated, PanMPO female to PanMPO female, Method B Std IL with no pulling eye, Aqua, 30 meters | PC | 1 | 1 | 1 | 1 | 912.84
61305633202 | FZTRL5N5NXNM042 | OM4 12f Interconnect LSZH MPO F/MPO F Ty |  | PC | 1 | 1 | 1 | 1 | 912.96
61305633248 | FZTRL5N5NYNM042 | OM4 12f Interconnect LSZH MPO F/MPO F Ty |  | PC | 1 | 1 | 1 | 1 | 912.96
61305632907 | FZTRP5N5NXNF131 | OM4 12f Interconnect OFNP MPO F/MPO F Ty |  | PC | 1 | 1 | 1 | 1 | 913.34
61305633429 | FZTRP5N5NYNF131 | OM4 12f Interconnect OFNP MPO F/MPO F Ty |  | PC | 1 | 1 | 1 | 1 | 913.34
61305633294 | FZTRP5N5NYNM040 | OM4 12f Interconnect OFNP MPO F/MPO F Ty |  | PC | 1 | 1 | 1 | 1 | 913.98
61305619563 | FXURPEN74XNF028 | OM324-Fbr,Intr,PLEM,A,12fbrF,AQ,28ft,EA | OM3 24-fiber, Interconnect, Plenum, 24F MPO Female to (2) 12-fiber Female PanMPO, Method A, Optimized IL, 28 Feet, Aqua. | PC | 1 | 1 | 1 | 1 | 914.74
61305619658 | FXURPEN74YNF028 | OM324-Fbr,Intr,PLEM,B,12fbrF,AQ,28ft,EA | OM3 24-fiber, Interconnect, Plenum, 24F MPO Female to (2) 12-fiber Female PanMPO, Method B, Optimized IL, 28 Feet, Aqua. | PC | 1 | 1 | 1 | 1 | 914.74
07498370018 | FZTRL7N7NXNM030 | OM4,12-Fiber,LSZH,PMPOf-PMPOf,30M | OM4 12 fiber, optimized interconnect cable assembly, low smoke zero halogen (LSZH) rated, PanMPO female to PanMPO female, Method A, Optimized IL, with no pulling eye, Aqua, 30 meters | PC | 1 | 1 | 1 | 1 | 914.78
07498386798 | FZTRL7N7NYNM030 | OM4,12-Fiber,LSZH,PMPOf-PMPOf,B,30M | OM4 12 fiber interconnect cable assembly Low Smoke Zero Halogen (LSZH) PanMPO female to PanMPO female Method B Optimized IL, with no pulling eye, Aqua, 30 meters | PC | 1 | 1 | 1 | 1 | 914.78
61305619762 | FXURLEN74XNM009 | OM324-Fbr,Intr,LSZH,A,12fbrF,AQ,9M,RL | OM3 24-fiber, Interconnect, LSZH, 24F MPO Female to (2) 12-fiber Female PanMPO, Method A, Optimized IL, 9 Meters, Aqua. | PC | 1 | 1 | 1 | 1 | 914.96
61305619792 | FXURLEN74YNM009 | OM324-Fbr,Intr,LSZH,B,12fbrF,AQ,9M,RL | OM3 24-fiber, Interconnect, LSZH, 24F MPO Female to (2) 12-fiber Female PanMPO, Method B, Optimized IL, 9 Meters, Aqua. | PC | 1 | 1 | 1 | 1 | 914.96
61305632358 | FZTRP5N5NBNF139 | OM4 12f Interconnect OFNP MPO F/MPO F Ty |  | PC | 1 | 1 | 1 | 1 | 914.96
61305618145 | FZURPENENXNF019 | OM424-Fbr,Intrc,24f,PLEM,AQ,19ft,MtdA,EA | OM4 24 fiber, Interconnect, Plenum, 24F MPO Female to 24F MPO Female, Method A, Optimized IL, 19 ft, Aqua | PC | 1 | 1 | 1 | 1 | 914.98
61305618884 | FZURPENENYNF019 | OM424-Fbr,Intrc,24f,PLEM,AQ,19ft,MtdB,EA | OM4 24 fiber, Interconnect, Plenum, 24F MPO Female to 24F MPO Female, Method B, Optimized IL, 19 ft, Aqua | PC | 1 | 1 | 1 | 1 | 914.98
07498377435 | FZTRP8NUFSNF054 | OM4,12-Fiber,RndHrnss,PMPOm,1L,PLEM,54ft | OM4 12-fiber round harness cable assembly, plenum (OFNP) rated, PanMPO Male to LC Uniboot, staggered pair, 1 longest, Std IL, Aqua, 54 ft. | PC | 1 | 1 | 1 | 1 | 915
07498377192 | FZTRP8NUGSNF054 | OM4,12-Fiber,RndHrnss,PMPOm,1S,PLEM,54ft | OM4 12-fiber round harness cable assembly, plenum (OFNP) rated, PanMPO male to LC Uniboot staggered pair, 1 shortest, Std. IL. Aqua, 54 ft. | PC | 1 | 1 | 1 | 1 | 915
07498376570 | FZTRP8NUHSNF054 | OM4,12-Fiber,RndHrn,PMPOm,1-2L,PLEM,54ft | OM4 12-fiber round harness cable assembly, plenum (OFNP) rated, PanMPO Male to LC Uniboot staggered pairs, 1 and 2 longest, Std. IL. Aqua, 54 ft. | PC | 1 | 1 | 1 | 1 | 915
07498376860 | FZTRP8NUJSNF054 | OM4,12-Fiber,RndHrn,PMPOm,1-2S,PLEM,54ft | OM4 12-fiber round harness cable assembly, plenum (OFNP) rated, PanMPO Male to LC Uniboot, staggered pairs, 1 and 2 shortest, Std. IL. Aqua, 54 ft. | PC | 1 | 1 | 1 | 1 | 915
07498374838 | FZTRP8NUSSNF054 | OM4,12-Fiber,RndHarnessCbl,PLEM,54ft | OM4 12-fiber, round harness cable assembly, plenum (OFNP) rated, PanMPO Male to LC Uniboot 60cm (24 inch), equal breakout, Std IL, Aqua, 54 ft. | PC | 1 | 1 | 1 | 1 | 915
61305633025 | FZTRP7N7NYNF094 | OM4 12f Interconnect OFNP PanMPO F/PanMP |  | PC | 1 | 1 | 1 | 1 | 915.24
07498375088 | FXTRP8NUJSNF095 | OM3,12-Fiber,RndHrnss,1-2Short,PLEM,95ft | OM3 12-fiber, round harness cable assembly, plenum (OFNP), PanMPO Male to LC Uniboot staggered pairs 1 and 2 shortest, Std IL, Aqua, 95 ft. | PC | 1 | 1 | 1 | 1 | 915.36
07498374493 | FXTRP8NUSSNF095 | OM3 12-fiber round harness cable, plenum | OM3 12-fiber round harness cable assembly, plenum (OFNP) rated, PanMPO Male to LC Uniboot, 60cm (24 inch) equal breakout, Std. IL. | PC | 1 | 1 | 1 | 1 | 915.36
07498391699 | FZTRP5N5NANF099 | OM4,12-Fiber,PLEM,MPO/F-MPO/F,99ft | OM4 12 fiber, interconnect cable assembly, plenum (OFNP) rated, MPO female to MPO female, Method A Std IL, with no pulling eye 99 ft | PC | 1 | 1 | 1 | 1 | 915.44
07498357773 | FZTRP7N7NANF099 | Interconnect,12CT,OM4,MPO-MPO,A,99Ft. | OM4 12 fiber, PanMPO interconnect cable assembly, plenum rated (OFNP), PanMPO Female To PanMPO Female, Method A, Std IL with no pulling eye, Aqua, 99 ft | PC | 1 | 1 | 1 | 1 | 915.44
61305600588 | FZTRP7N7NBNF099 | OM4 12f Interconnect OFNP PanMPO F/PanMP | OM4 12 Fiber Interconnect Plenum PanMPO Female To PanMPO Female Method B Std IL with no Pulling Eye - 99 Feet | PC | 1 | 1 | 1 | 1 | 915.44
07498399368 | FZ8RP7NUSQNF071 | 8-fiber OM4 Round Harness Plenum PanMPO | 8-fiber OM4 round harness cable assembly, plenum (OFNP) rated, PanMPO Female to LC Uniboot with 60cm (24 inch) equal breakout, 40G to 10G Std. IL | PC | 1 | 1 | 1 | 1 | 915.7
61305632908 | FZTRP5N5NXNF132 | OM4 12f Interconnect OFNP MPO F/MPO F Ty |  | PC | 1 | 1 | 1 | 1 | 916.52
61305633430 | FZTRP5N5NYNF132 | OM4 12f Interconnect OFNP MPO F/MPO F Ty |  | PC | 1 | 1 | 1 | 1 | 916.52
61305619062 | FXURPENENXNF039 | OM324-Fbr,Intr,PLEM,A,24mpoF,AQ,39ft,EA | OM3 24 fiber, Interconnect, Plenum, 24F MPO Female to 24F MPO Female, Method A, Optimized IL, 39 ft, Aqua | PC | 1 | 1 | 1 | 1 | 916.54
61305619160 | FXURPENENYNF039 | OM324-Fbr,Intr,PLEM,B,24mpoF,AQ,39ft,EA | OM3 24 fiber, Interconnect, Plenum, 24F MPO Female to 24F MPO Female, Method B, Optimized IL, 39 ft, Aqua | PC | 1 | 1 | 1 | 1 | 916.54
61305629605 | FZTRL5N5NBNM032 | OM4 12f Interconnect LSZH MPO F/MPO F Ty |  | PC | 1 | 1 | 1 | 1 | 916.82
61305629596 | FZTRL7N7NBNM032 | OM4 12f Interconnect LSZH PanMPO F/PanMP |  | PC | 1 | 1 | 1 | 1 | 916.84
61305600697 | FZTRP7N7NXNF094 | OM4 12f Interconnect OFNP PanMPO F/PanMP | OM4 12 Fiber Interconnect Plenum PanMPO Female To PanMPO Female Method A Optimized IL with no Pulling Eye - 94 Feet | PC | 1 | 1 | 1 | 1 | 916.92
61305632359 | FZTRP5N5NBNF140 | OM4 12f Interconnect OFNP MPO F/MPO F Ty |  | PC | 1 | 1 | 1 | 1 | 918.12
61305619230 | FZURPEN74XNF011 | OM424-Fbr,Intrc,12f,PLEM,AQ,11ft,MtdA,EA | OM4 24-fiber, Interconnect, Plenum, 24F MPO Female to (2) 12-fiber Female PanMPO, Method A, Optimized IL, 11 Feet, Aqua. | PC | 1 | 1 | 1 | 1 | 918.12
61305619328 | FZURPEN74YNF011 | OM424-Fbr,Intrc,12f,PLEM,AQ,11ft,MtdB,EA | OM4 24-fiber, Interconnect, Plenum, 24F MPO Female to (2) 12-fiber Female PanMPO, Method B, Optimized IL, 11 Feet, Aqua. | PC | 1 | 1 | 1 | 1 | 918.12
07498375089 | FXTRP8NUJSNF096 | OM3,12-Fiber,RndHrnss,1-2Short,PLEM,96ft | OM3 12-fiber, round harness cable assembly, plenum (OFNP), PanMPO Male to LC Uniboot staggered pairs 1 and 2 shortest, Std IL, Aqua, 96 ft. | PC | 1 | 1 | 1 | 1 | 918.52
07498374495 | FXTRP8NUSSNF096 | OM3 12-fiber round harness cable, plenum | OM3 12-fiber round harness cable assembly, plenum (OFNP) rated, PanMPO Male to LC Uniboot, 60cm (24 inch) equal breakout, Std. IL. | PC | 1 | 1 | 1 | 1 | 918.52
07498389768 | FZTRL5N5NANM032 | OM4,12-Fiber,LSZH,MPO/Fm-MPO/Fm,32M | OM4 12 fiber, interconnect cable assembly, low smoke zero halogen (LSZH) rated, MPO female to MPO female, Method A Std IL with no pulling eye, Aqua, 32 meters | PC | 1 | 1 | 1 | 1 | 918.82
61305633147 | FZTRL5N5NBNM045 | OM4 12f Interconnect LSZH MPO F/MPO F Ty |  | PC | 1 | 1 | 1 | 1 | 918.82
07498394759 | FZTRL7N7NANM032 | OM4 12f Interconnect LSZH PanMPO F/PanMP | 12 fiber OM4 interconnect cable assembly, low smoke zero halogen (LSZH) rated, PanMPO female to PanMPO female, Method A, Std IL with no pulling eye, 32 meters. | PC | 1 | 1 | 1 | 1 | 918.82
07498377439 | FZTRP8NUFSNF055 | OM4,12-Fiber,RndHrnss,PMPOm,1L,PLEM,55ft | OM4 12-fiber round harness cable assembly, plenum (OFNP) rated, PanMPO Male to LC Uniboot, staggered pair, 1 longest, Std IL, Aqua, 55 ft. | PC | 1 | 1 | 1 | 1 | 919.44
07498377193 | FZTRP8NUGSNF055 | OM4,12-Fiber,RndHrnss,PMPOm,1S,PLEM,55ft | OM4 12-fiber round harness cable assembly, plenum (OFNP) rated, PanMPO male to LC Uniboot staggered pair, 1 shortest, Std. IL. Aqua, 55 ft. | PC | 1 | 1 | 1 | 1 | 919.44
07498376571 | FZTRP8NUHSNF055 | OM4,12-Fiber,RndHrn,PMPOm,1-2L,PLEM,55ft | OM4 12-fiber round harness cable assembly, plenum (OFNP) rated, PanMPO Male to LC Uniboot staggered pairs, 1 and 2 longest, Std. IL. Aqua, 55 ft. | PC | 1 | 1 | 1 | 1 | 919.44
07498376861 | FZTRP8NUJSNF055 | OM4,12-Fiber,RndHrn,PMPOm,1-2S,PLEM,55ft | OM4 12-fiber round harness cable assembly, plenum (OFNP) rated, PanMPO Male to LC Uniboot, staggered pairs, 1 and 2 shortest, Std. IL. Aqua, 55 ft. | PC | 1 | 1 | 1 | 1 | 919.44
07498374839 | FZTRP8NUSSNF055 | OM4,12-Fiber,RndHarnessCbl,PLEM,55ft | OM4 12-fiber, round harness cable assembly, plenum (OFNP) rated, PanMPO Male to LC Uniboot 60cm (24 inch), equal breakout, Std IL, Aqua, 55 ft. | PC | 1 | 1 | 1 | 1 | 919.44
61305629460 | FZTRP5N5NXNF095 | OM4 12f Interconnect OFNP MPO F/MPO F Ty |  | PC | 1 | 1 | 1 | 1 | 919.7
61305632909 | FZTRP5N5NXNF133 | OM4 12f Interconnect OFNP MPO F/MPO F Ty |  | PC | 1 | 1 | 1 | 1 | 919.7
61305633431 | FZTRP5N5NYNF133 | OM4 12f Interconnect OFNP MPO F/MPO F Ty |  | PC | 1 | 1 | 1 | 1 | 919.7
61305633026 | FZTRP7N7NYNF095 | OM4 12f Interconnect OFNP PanMPO F/PanMP |  | PC | 1 | 1 | 1 | 1 | 919.7
07498391700 | FZTRP5N5NANF100 | OM4,12-Fiber,PLEM,MPO/F-MPO/F,100ft | OM4 12 fiber, interconnect cable assembly, plenum (OFNP) rated, MPO female to MPO female, Method A Std IL, with no pulling eye 100 ft | PC | 1 | 1 | 1 | 1 | 919.9
07498357771 | FZTRP7N7NANF100 | Interconnect,12CT,OM4,MPO-MPO,A,100Ft. | OM4 12 fiber, PanMPO interconnect cable assembly, plenum rated (OFNP), PanMPO Female To PanMPO Female, Method A, Std IL with no pulling eye, Aqua, 100 ft | PC | 1 | 1 | 1 | 1 | 919.9
61305600589 | FZTRP7N7NBNF100 | OM4 12f Interconnect OFNP PanMPO F/PanMP | OM4 12 Fiber Interconnect Plenum PanMPO Female To PanMPO Female Method B Std. IL with no Pulling Eye - 100 Feet | PC | 1 | 1 | 1 | 1 | 919.9
07498399369 | FZ8RP7NUSQNF072 | 8-fiber OM4 Round Harness Plenum PanMPO | 8-fiber OM4 round harness cable assembly, plenum (OFNP) rated, PanMPO Female to LC Uniboot with 60cm (24 inch) equal breakout, 40G to 10G Std. IL | PC | 1 | 1 | 1 | 1 | 920.18
61305619564 | FXURPEN74XNF029 | OM324-Fbr,Intr,PLEM,A,12fbrF,AQ,29ft,EA | OM3 24-fiber, Interconnect, Plenum, 24F MPO Female to (2) 12-fiber Female PanMPO, Method A, Optimized IL, 29 Feet, Aqua. | PC | 1 | 1 | 1 | 1 | 920.46
61305619659 | FXURPEN74YNF029 | OM324-Fbr,Intr,PLEM,B,12fbrF,AQ,29ft,EA | OM3 24-fiber, Interconnect, Plenum, 24F MPO Female to (2) 12-fiber Female PanMPO, Method B, Optimized IL, 29 Feet, Aqua. | PC | 1 | 1 | 1 | 1 | 920.46
07498399132 | FZ8RL7NUSQNM022 | OM4 8 Fiber Round Harness LSZH PanMPO Fe | OM4 8-fiber round harness cable assembly, low smoke zero halogen (LSZH) rated,PanMPO female To LC Uniboot 60cm (24 inch), equal breakout, Std. IL, 22 meters. | PC | 1 | 1 | 1 | 1 | 920.94
07498399018 | FZ8RP7NUSQNM022 | 8-fiber OM4 Round Harness Plenum PanMPO | 8-fiber OM4 Round Harness Plenum PanMPO Female to LC Uniboot 60cm (24 inch) equal breakout 40G to 10G Std. IL - 22m | PC | 1 | 1 | 1 | 1 | 920.94
61305632360 | FZTRP5N5NBNF141 | OM4 12f Interconnect OFNP MPO F/MPO F Ty |  | PC | 1 | 1 | 1 | 1 | 921.28
61305600698 | FZTRP7N7NXNF095 | OM4 12f Interconnect OFNP PanMPO F/PanMP | OM4 12 Fiber Interconnect Plenum PanMPO Female To PanMPO Female Method A Optimized IL with no Pulling Eye - 95 Feet | PC | 1 | 1 | 1 | 1 | 921.36
61305633958 | FZTRP5N5NBNM043 | OM4 12f Interconnect OFNP MPO F/MPO F Ty |  | PC | 1 | 1 | 1 | 1 | 921.4
07498375090 | FXTRP8NUJSNF097 | OM3,12-Fiber,RndHrnss,1-2Short,PLEM,97ft | OM3 12-fiber, round harness cable assembly, plenum (OFNP), PanMPO Male to LC Uniboot staggered pairs 1 and 2 shortest, Std IL, Aqua, 97 ft. | PC | 1 | 1 | 1 | 1 | 921.72
07498374511 | FXTRP8NUSSNF097 | OM3 12-fiber round harness cable, plenum | OM3 12-fiber round harness cable assembly, plenum (OFNP) rated, PanMPO Male to LC Uniboot, 60cm (24 inch) equal breakout, Std. IL. | PC | 1 | 1 | 1 | 1 | 921.72
07498393503 | FZTRP5N5NXNM029 | OM4 12 Fiber Interconnect Plenum MPO Fem | OM4 12 fiber interconnect plenum MPO female to MPO female, method A opt IL., with no pulling eye - 29 meters. | PC | 1 | 1 | 1 | 1 | 922
07498361160 | FZTRP7N7NXNM029 | OM4,12-Fiber,PLEM,PMPOf-PMPOf,29M | OM4 12 fiber, PanMPO interconnect cable assembly, plenum rated (OFNP), PanMPO Female To PanMPO Female, Method A, Optimized IL, with no pulling eye, Aqua, 29 meters | PC | 1 | 1 | 1 | 1 | 922
07498386736 | FZTRP7N7NYNM029 | OM4 12f Interconnect OFNP PanMPO F/PanMP | OM4 12 fiber interconnect cable assembly plenum (OFNP) rated Pan MPO female to Pan MPO female, Method B Optimized IL, with no pulling eye, 29 meters. | PC | 1 | 1 | 1 | 1 | 922
61305619063 | FXURPENENXNF040 | OM324-Fbr,Intr,PLEM,A,24mpoF,AQ,40ft,EA | OM3 24 fiber, Interconnect, Plenum, 24F MPO Female to 24F MPO Female, Method A, Optimized IL, 40 ft, Aqua | PC | 1 | 1 | 1 | 1 | 922.26
61305619161 | FXURPENENYNF040 | OM324-Fbr,Intr,PLEM,B,24mpoF,AQ,40ft,EA | OM3 24 fiber, Interconnect, Plenum, 24F MPO Female to 24F MPO Female, Method B, Optimized IL, 40 ft, Aqua | PC | 1 | 1 | 1 | 1 | 922.26
61305633203 | FZTRL5N5NXNM043 | OM4 12f Interconnect LSZH MPO F/MPO F Ty |  | PC | 1 | 1 | 1 | 1 | 922.82
61305633249 | FZTRL5N5NYNM043 | OM4 12f Interconnect LSZH MPO F/MPO F Ty |  | PC | 1 | 1 | 1 | 1 | 922.82
61305632910 | FZTRP5N5NXNF134 | OM4 12f Interconnect OFNP MPO F/MPO F Ty |  | PC | 1 | 1 | 1 | 1 | 922.86
61305633432 | FZTRP5N5NYNF134 | OM4 12f Interconnect OFNP MPO F/MPO F Ty |  | PC | 1 | 1 | 1 | 1 | 922.86
61305618146 | FZURPENENXNF020 | OM424-Fbr,Intrc,24f,PLEM,AQ,20ft,MtdA,EA | OM4 24 fiber, Interconnect, Plenum, 24F MPO Female to 24F MPO Female, Method A, Optimized IL, 20 ft, Aqua | PC | 1 | 1 | 1 | 1 | 922.98
61305618885 | FZURPENENYNF020 | OM424-Fbr,Intrc,24f,PLEM,AQ,20ft,MtdB,EA | OM4 24 fiber, Interconnect, Plenum, 24F MPO Female to 24F MPO Female, Method B, Optimized IL, 20 ft, Aqua | PC | 1 | 1 | 1 | 1 | 922.98
61305647168 | FZTYP7E7EBNF046 | OM4 12f Trunk OFNP PanMPO F/PanMPO F Typ |  | PC | 1 | 1 | 1 | 1 | 923.46
07498377441 | FZTRP8NUFSNF056 | OM4,12-Fiber,RndHrnss,PMPOm,1L,PLEM,56ft | OM4 12-fiber round harness cable assembly, plenum (OFNP) rated, PanMPO Male to LC Uniboot, staggered pair, 1 longest, Std IL, Aqua, 56 ft. | PC | 1 | 1 | 1 | 1 | 923.9
07498377194 | FZTRP8NUGSNF056 | OM4,12-Fiber,RndHrnss,PMPOm,1S,PLEM,56ft | OM4 12-fiber round harness cable assembly, plenum (OFNP) rated, PanMPO male to LC Uniboot staggered pair, 1 shortest, Std. IL. Aqua, 56 ft. | PC | 1 | 1 | 1 | 1 | 923.9
07498376573 | FZTRP8NUHSNF056 | OM4,12-Fiber,RndHrn,PMPOm,1-2L,PLEM,56ft | OM4 12-fiber round harness cable assembly, plenum (OFNP) rated, PanMPO Male to LC Uniboot staggered pairs, 1 and 2 longest, Std. IL. Aqua, 56 ft. | PC | 1 | 1 | 1 | 1 | 923.9
07498376862 | FZTRP8NUJSNF056 | OM4,12-Fiber,RndHrn,PMPOm,1-2S,PLEM,56ft | OM4 12-fiber round harness cable assembly, plenum (OFNP) rated, PanMPO Male to LC Uniboot, staggered pairs, 1 and 2 shortest, Std. IL. Aqua, 56 ft. | PC | 1 | 1 | 1 | 1 | 923.9
07498374840 | FZTRP8NUSSNF056 | OM4,12-Fiber,RndHarnessCbl,PLEM,56ft | OM4 12-fiber, round harness cable assembly, plenum (OFNP) rated, PanMPO Male to LC Uniboot 60cm (24 inch), equal breakout, Std IL, Aqua, 56 ft. | PC | 1 | 1 | 1 | 1 | 923.9
61305629444 | FZTRP7N7NXNF096 | OM4 12f Interconnect OFNP PanMPO F/PanMP |  | PC | 1 | 1 | 1 | 1 | 924.12
61305633027 | FZTRP7N7NYNF096 | OM4 12f Interconnect OFNP PanMPO F/PanMP |  | PC | 1 | 1 | 1 | 1 | 924.12
07498391701 | FZTRP5N5NANF101 | OM4,12-Fiber,PLEM,MPO/F-MPO/F,101ft | OM4 12 fiber, interconnect cable assembly, plenum (OFNP) rated, MPO female to MPO female, Method A Std IL, with no pulling eye 101 ft | PC | 1 | 1 | 1 | 1 | 924.36
07498394820 | FZTRP7N7NANF101 | OM4 12f Interconnect OFNP PanMPO F/PanMP | 12 fiber OM4 interconnect cable assembly, plenum (OFNP) rated, PanMPO female to PanMPO female Method A Std IL, with no pulling eye, 101 ft. | PC | 1 | 1 | 1 | 1 | 924.36
61305600590 | FZTRP7N7NBNF101 | OM4 12f Interconnect OFNP PanMPO F/PanMP | OM4 12 Fiber Interconnect Plenum PanMPO Female To PanMPO Female Method B Std. IL with no Pulling Eye - 101 Feet | PC | 1 | 1 | 1 | 1 | 924.36
61305633295 | FZTRP5N5NYNM041 | OM4 12f Interconnect OFNP MPO F/MPO F Ty |  | PC | 1 | 1 | 1 | 1 | 924.38
07498375151 | FZTRL8NUFSNM018 | OM4,12-Fiber,Rnd,HarnessCbl,LSZH,18M | OM4 12-fiber, round harness cable assembly, low smoke zero halogen (LSZH) rated, PanMPO Male to LC Uniboot staggered pair, 1 longest, Std. IL. Aqua, 18 meters. | PC | 1 | 1 | 1 | 1 | 924.4
07498375989 | FZTRL8NUGSNM018 | OM4,12-Fiber,RndHrnss,PMPOm,LSZH,18M | OM4 12-fiber, round harness cable assembly, low smoke zero halogen (LSZH) rated, PanMPO Male to LC Uniboot staggered pair, 1 shortest Std.IL, Aqua, 18 meters. | PC | 1 | 1 | 1 | 1 | 924.4
07498376080 | FZTRL8NUHSNM018 | OM4,12-Fiber,RndHrn,PMPOm,1-2L,LSZH,18M | OM4 12-fiber round harness cable assembly, low smoke zero halogen (LSZH) rated, PanMPO Male to LC Uniboot, staggered pairs, 1 and 2 Longest, Std. IL. Aqua, 18 meters. | PC | 1 | 1 | 1 | 1 | 924.4
07498376683 | FZTRL8NUJSNM018 | OM4,12-Fiber,RndHrn,PMPOm,1-2S,18M | OM4 12-fiber round harness cable assembly, low smoke zero halogen (LSZH) rated, PanMPO Male to LC Uniboot, staggered pair, 1 and 2 shortest, Std IL, Aqua, 18 meters. | PC | 1 | 1 | 1 | 1 | 924.4
07498375182 | FZTRL8NUSSNM018 | OM4,12-Fiber,RndHarnessCbl,LSZH,18M | OM4 12-fiber round harness cable assembly, low smoke zero halogen (LSZH) rated, PanMPO Male to LC Uniboot, 60cm (24 inch) equal breakout, Std. IL. Aqua, 18 meters. | PC | 1 | 1 | 1 | 1 | 924.4
61305632361 | FZTRP5N5NBNF142 | OM4 12f Interconnect OFNP MPO F/MPO F Ty |  | PC | 1 | 1 | 1 | 1 | 924.44
07498399370 | FZ8RP7NUSQNF073 | 8-fiber OM4 Round Harness Plenum PanMPO | 8-fiber OM4 round harness cable assembly, plenum (OFNP) rated, PanMPO Female to LC Uniboot with 60cm (24 inch) equal breakout, 40G to 10G Std. IL | PC | 1 | 1 | 1 | 1 | 924.62
07498375091 | FXTRP8NUJSNF098 | OM3,12-Fiber,RndHrnss,1-2Short,PLEM,98ft | OM3 12-fiber, round harness cable assembly, plenum (OFNP), PanMPO Male to LC Uniboot staggered pairs 1 and 2 shortest, Std IL, Aqua, 98 ft. | PC | 1 | 1 | 1 | 1 | 924.9
07498374512 | FXTRP8NUSSNF098 | OM3 12-fiber round harness cable, plenum | OM3 12-fiber round harness cable assembly, plenum (OFNP) rated, PanMPO Male to LC Uniboot, 60cm (24 inch) equal breakout, Std. IL. | PC | 1 | 1 | 1 | 1 | 924.9
61305619434 | FXURLENENXNM013 | OM324-Fbr,Intr,LSZH,A,24mpoF,AQ,13M,RL | OM3 24 fiber, Interconnect, LSZH, 24F MPO Female to 24F MPO Female, Method A, Optimized IL, 13 m, Aqua | PC | 1 | 1 | 1 | 1 | 925.1
61305619464 | FXURLENENYNM013 | OM324-Fbr,Intr,LSZH,B,24mpoF,AQ,13M,RL | OM3 24 fiber, Interconnect, LSZH, 24F MPO Female to 24F MPO Female, Method B, Optimized IL, 13 m, Aqua | PC | 1 | 1 | 1 | 1 | 925.1
61305633761 | FZTRP7N7NBNM031 | OM4 12f Interconnect OFNP PanMPO F/PanMP |  | PC | 1 | 1 | 1 | 1 | 925.56
61305632911 | FZTRP5N5NXNF135 | OM4 12f Interconnect OFNP MPO F/MPO F Ty |  | PC | 1 | 1 | 1 | 1 | 926.02
61305633433 | FZTRP5N5NYNF135 | OM4 12f Interconnect OFNP MPO F/MPO F Ty |  | PC | 1 | 1 | 1 | 1 | 926.02
61305619231 | FZURPEN74XNF012 | OM424-Fbr,Intrc,12f,PLEM,AQ,12ft,MtdA,EA | OM4 24-fiber, Interconnect, Plenum, 24F MPO Female to (2) 12-fiber Female PanMPO, Method A, Optimized IL, 12 Feet, Aqua. | PC | 1 | 1 | 1 | 1 | 926.12
61305619329 | FZURPEN74YNF012 | OM424-Fbr,Intrc,12f,PLEM,AQ,12ft,MtdB,EA | OM4 24-fiber, Interconnect, Plenum, 24F MPO Female to (2) 12-fiber Female PanMPO, Method B, Optimized IL, 12 Feet, Aqua. | PC | 1 | 1 | 1 | 1 | 926.12
61305619565 | FXURPEN74XNF030 | OM324-Fbr,Intr,PLEM,A,12fbrF,AQ,30ft,EA | OM3 24-fiber, Interconnect, Plenum, 24F MPO Female to (2) 12-fiber Female PanMPO, Method A, Optimized IL, 30 Feet, Aqua. | PC | 1 | 1 | 1 | 1 | 926.18
61305619660 | FXURPEN74YNF030 | OM324-Fbr,Intr,PLEM,B,12fbrF,AQ,30ft,EA | OM3 24-fiber, Interconnect, Plenum, 24F MPO Female to (2) 12-fiber Female PanMPO, Method B, Optimized IL, 30 Feet, Aqua. | PC | 1 | 1 | 1 | 1 | 926.18
61305634150 | FZTRL7N7NXNM031 | OM4 12f Interconnect LSZH PanMPO F/PanMP |  | PC | 1 | 1 | 1 | 1 | 926.76
07498393343 | FZTRP5N5NANM031 | OM4 12 Fiber Interconnect Plenum MPO Fem | OM4 12-fiber, interconnect cable assembly, plenum (OFNP) rated, MPO female to MPO female, Method A Std. IL, with no pulling eye - 31 meters. | PC | 1 | 1 | 1 | 1 | 927.46
07498394718 | FZTRP7N7NANM031 | OM4 12f Interconnect OFNP PanMPO F/PanMP | 12 fiber OM4 interconnect cable assembly, plenum (OFNP) rated, PanMPO female to PanMPO female, Method A, Std IL, with no pulling eye, 31 meters. | PC | 1 | 1 | 1 | 1 | 927.46
61305632362 | FZTRP5N5NBNF143 | OM4 12f Interconnect OFNP MPO F/MPO F Ty |  | PC | 1 | 1 | 1 | 1 | 927.62
61305619064 | FXURPENENXNF041 | OM324-Fbr,Intr,PLEM,A,24mpoF,AQ,41ft,EA | OM3 24 fiber, Interconnect, Plenum, 24F MPO Female to 24F MPO Female, Method A, Optimized IL, 41 ft, Aqua | PC | 1 | 1 | 1 | 1 | 928
61305619162 | FXURPENENYNF041 | OM324-Fbr,Intr,PLEM,B,24mpoF,AQ,41ft,EA | OM3 24 fiber, Interconnect, Plenum, 24F MPO Female to 24F MPO Female, Method B, Optimized IL, 41 ft, Aqua | PC | 1 | 1 | 1 | 1 | 928
07498375093 | FXTRP8NUJSNF099 | OM3,12-Fiber,RndHrnss,1-2Short,PLEM,99ft | OM3 12-fiber, round harness cable assembly, plenum (OFNP), PanMPO Male to LC Uniboot staggered pairs 1 and 2 shortest, Std IL, Aqua, 99 ft. | PC | 1 | 1 | 1 | 1 | 928.08
07498374513 | FXTRP8NUSSNF099 | OM3 12-fiber round harness cable, plenum | OM3 12-fiber round harness cable assembly, plenum (OFNP) rated, PanMPO Male to LC Uniboot, 60cm (24 inch) equal breakout, Std. IL. | PC | 1 | 1 | 1 | 1 | 928.08
07498377442 | FZTRP8NUFSNF057 | OM4,12-Fiber,RndHrnss,PMPOm,1L,PLEM,57ft | OM4 12-fiber round harness cable assembly, plenum (OFNP) rated, PanMPO Male to LC Uniboot, staggered pair, 1 longest, Std IL, Aqua, 57 ft. | PC | 1 | 1 | 1 | 1 | 928.34
07498377195 | FZTRP8NUGSNF057 | OM4,12-Fiber,RndHrnss,PMPOm,1S,PLEM,57ft | OM4 12-fiber round harness cable assembly, plenum (OFNP) rated, PanMPO male to LC Uniboot staggered pair, 1 shortest, Std. IL. Aqua, 57 ft. | PC | 1 | 1 | 1 | 1 | 928.34
07498376574 | FZTRP8NUHSNF057 | OM4,12-Fiber,RndHrn,PMPOm,1-2L,PLEM,57ft | OM4 12-fiber round harness cable assembly, plenum (OFNP) rated, PanMPO Male to LC Uniboot staggered pairs, 1 and 2 longest, Std. IL. Aqua, 57 ft. | PC | 1 | 1 | 1 | 1 | 928.34
07498376863 | FZTRP8NUJSNF057 | OM4,12-Fiber,RndHrn,PMPOm,1-2S,PLEM,57ft | OM4 12-fiber round harness cable assembly, plenum (OFNP) rated, PanMPO Male to LC Uniboot, staggered pairs, 1 and 2 shortest, Std. IL. Aqua, 57 ft. | PC | 1 | 1 | 1 | 1 | 928.34
07498374841 | FZTRP8NUSSNF057 | OM4,12-Fiber,RndHarnessCbl,PLEM,57ft | OM4 12-fiber, round harness cable assembly, plenum (OFNP) rated, PanMPO Male to LC Uniboot 60cm (24 inch), equal breakout, Std IL, Aqua, 57 ft. | PC | 1 | 1 | 1 | 1 | 928.34
61305633036 | FZTRP7N7NYNF097 | OM4 12f Interconnect OFNP PanMPO F/PanMP |  | PC | 1 | 1 | 1 | 1 | 928.56
61305633148 | FZTRL5N5NBNM046 | OM4 12f Interconnect LSZH MPO F/MPO F Ty |  | PC | 1 | 1 | 1 | 1 | 928.68
07498391703 | FZTRP5N5NANF102 | OM4,12-Fiber,PLEM,MPO/F-MPO/F,102ft | OM4 12 fiber, interconnect cable assembly, plenum (OFNP) rated, MPO female to MPO female, Method A Std IL, with no pulling eye 102 ft | PC | 1 | 1 | 1 | 1 | 928.8
07498394822 | FZTRP7N7NANF102 | OM4 12f Interconnect OFNP PanMPO F/PanMP | 12 fiber OM4 interconnect cable assembly, plenum (OFNP) rated, PanMPO female to PanMPO female Method A Std IL, with no pulling eye, 102 ft. | PC | 1 | 1 | 1 | 1 | 928.8
61305600591 | FZTRP7N7NBNF102 | OM4 12f Interconnect OFNP PanMPO F/PanMP | OM4 12 Fiber Interconnect Plenum PanMPO Female To PanMPO Female Method B Std. IL with no Pulling Eye - 102 Feet | PC | 1 | 1 | 1 | 1 | 928.8
61305633848 | FZTRL7N7NYNM031 | OM4 12f Interconnect LSZH PanMPO F/PanMP |  | PC | 1 | 1 | 1 | 1 | 929.04
07498399372 | FZ8RP7NUSQNF074 | 8-fiber OM4 Round Harness Plenum PanMPO | 8-fiber OM4 round harness cable assembly, plenum (OFNP) rated, PanMPO Female to LC Uniboot with 60cm (24 inch) equal breakout, 40G to 10G Std. IL | PC | 1 | 1 | 1 | 1 | 929.08
61305632912 | FZTRP5N5NXNF136 | OM4 12f Interconnect OFNP MPO F/MPO F Ty |  | PC | 1 | 1 | 1 | 1 | 929.18
61305633434 | FZTRP5N5NYNF136 | OM4 12f Interconnect OFNP MPO F/MPO F Ty |  | PC | 1 | 1 | 1 | 1 | 929.18
61305619421 | FZURLEN74XNM004 | OM424-Fbr,Intrc,12F,LSZH,AQ,4M,MtdA,RL | OM4 24-fiber, Interconnect, LSZH, 24F MPO Female to (2) 12-fiber Female PanMPO, Method A, Optimized IL, 4 Meters, Aqua. | PC | 1 | 1 | 1 | 1 | 929.76
61305619511 | FZURLEN74YNM004 | OM424-Fbr,Intrc,12F,LSZH,AQ,4M,MtdB,RL | OM4 24-fiber, Interconnect, LSZH, 24F MPO Female to (2) 12-fiber Female PanMPO, Method B, Optimized IL, 4 Meters, Aqua. | PC | 1 | 1 | 1 | 1 | 929.76
61305600699 | FZTRP7N7NXNF097 | OM4 12f Interconnect OFNP PanMPO F/PanMP | OM4 12 Fiber Interconnect Plenum PanMPO Female To PanMPO Female Method A Optimized IL with no Pulling Eye - 97 Feet | PC | 1 | 1 | 1 | 1 | 930.28
61305629603 | FZTRL5N5NBNM033 | OM4 12f Interconnect LSZH MPO F/MPO F Ty |  | PC | 1 | 1 | 1 | 1 | 930.66
61305629595 | FZTRL7N7NBNM033 | OM4 12f Interconnect LSZH PanMPO F/PanMP |  | PC | 1 | 1 | 1 | 1 | 930.66
61305632363 | FZTRP5N5NBNF144 | OM4 12f Interconnect OFNP MPO F/MPO F Ty |  | PC | 1 | 1 | 1 | 1 | 930.78
61305618147 | FZURPENENXNF021 | OM424-Fbr,Intrc,24f,PLEM,AQ,21ft,MtdA,EA | OM4 24 fiber, Interconnect, Plenum, 24F MPO Female to 24F MPO Female, Method A, Optimized IL, 21 ft, Aqua | PC | 1 | 1 | 1 | 1 | 930.98
61305618886 | FZURPENENYNF021 | OM424-Fbr,Intrc,24f,PLEM,AQ,21ft,MtdB,EA | OM4 24 fiber, Interconnect, Plenum, 24F MPO Female to 24F MPO Female, Method B, Optimized IL, 21 ft, Aqua | PC | 1 | 1 | 1 | 1 | 930.98
07498375094 | FXTRP8NUJSNF100 | OM3,12-Fibr,RndHrnss,1-2Short,PLEM,100ft | OM3 12-fiber, round harness cable assembly, plenum (OFNP), PanMPO Male to LC Uniboot staggered pairs 1 and 2 shortest, Std IL, Aqua, 100 ft. | PC | 1 | 1 | 1 | 1 | 931.26
07498374514 | FXTRP8NUSSNF100 | OM3 12-fiber round harness cable, plenum | OM3 12-fiber round harness cable assembly, plenum (OFNP) rated, PanMPO Male to LC Uniboot, 60cm (24 inch) equal breakout, Std. IL. | PC | 1 | 1 | 1 | 1 | 931.26
61305633959 | FZTRP5N5NBNM044 | OM4 12f Interconnect OFNP MPO F/MPO F Ty |  | PC | 1 | 1 | 1 | 1 | 931.8
61305619566 | FXURPEN74XNF031 | OM324-Fbr,Intr,PLEM,A,12fbrF,AQ,31ft,EA | OM3 24-fiber, Interconnect, Plenum, 24F MPO Female to (2) 12-fiber Female PanMPO, Method A, Optimized IL, 31 Feet, Aqua. | PC | 1 | 1 | 1 | 1 | 931.92
61305619661 | FXURPEN74YNF031 | OM324-Fbr,Intr,PLEM,B,12fbrF,AQ,31ft,EA | OM3 24-fiber, Interconnect, Plenum, 24F MPO Female to (2) 12-fiber Female PanMPO, Method B, Optimized IL, 31 Feet, Aqua. | PC | 1 | 1 | 1 | 1 | 931.92
61305632913 | FZTRP5N5NXNF137 | OM4 12f Interconnect OFNP MPO F/MPO F Ty |  | PC | 1 | 1 | 1 | 1 | 932.36
61305633435 | FZTRP5N5NYNF137 | OM4 12f Interconnect OFNP MPO F/MPO F Ty |  | PC | 1 | 1 | 1 | 1 | 932.36
07498389769 | FZTRL5N5NANM033 | OM4,12-Fiber,LSZH,MPO/Fm-MPO/Fm,33M | OM4 12 fiber, interconnect cable assembly, low smoke zero halogen (LSZH) rated, MPO female to MPO female, Method A Std IL with no pulling eye, Aqua, 33 meters | PC | 1 | 1 | 1 | 1 | 932.68
61305633204 | FZTRL5N5NXNM044 | OM4 12f Interconnect LSZH MPO F/MPO F Ty |  | PC | 1 | 1 | 1 | 1 | 932.68
61305633250 | FZTRL5N5NYNM044 | OM4 12f Interconnect LSZH MPO F/MPO F Ty |  | PC | 1 | 1 | 1 | 1 | 932.68
07498394760 | FZTRL7N7NANM033 | OM4 12f Interconnect LSZH PanMPO F/PanMP | 12 fiber OM4 interconnect cable assembly, low smoke zero halogen (LSZH) rated, PanMPO female to PanMPO female, Method A, Std IL with no pulling eye, 33 meters. | PC | 1 | 1 | 1 | 1 | 932.68
61305619763 | FXURLEN74XNM010 | OM324-Fbr,Intr,LSZH,A,12fbrF,AQ,10M,RL | OM3 24-fiber, Interconnect, LSZH, 24F MPO Female to (2) 12-fiber Female PanMPO, Method A, Optimized IL, 10 Meters, Aqua. | PC | 1 | 1 | 1 | 1 | 932.8
61305619793 | FXURLEN74YNM010 | OM324-Fbr,Intr,LSZH,B,12fbrF,AQ,10M,RL | OM3 24-fiber, Interconnect, LSZH, 24F MPO Female to (2) 12-fiber Female PanMPO, Method B, Optimized IL, 10 Meters, Aqua. | PC | 1 | 1 | 1 | 1 | 932.8
07498377443 | FZTRP8NUFSNF058 | OM4,12-Fiber,RndHrnss,PMPOm,1L,PLEM,58ft | OM4 12-fiber round harness cable assembly, plenum (OFNP) rated, PanMPO Male to LC Uniboot, staggered pair, 1 longest, Std IL, Aqua, 58 ft. | PC | 1 | 1 | 1 | 1 | 932.82
07498377196 | FZTRP8NUGSNF058 | OM4,12-Fiber,RndHrnss,PMPOm,1S,PLEM,58ft | OM4 12-fiber round harness cable assembly, plenum (OFNP) rated, PanMPO male to LC Uniboot staggered pair, 1 shortest, Std. IL. Aqua, 58 ft. | PC | 1 | 1 | 1 | 1 | 932.82
07498376575 | FZTRP8NUHSNF058 | OM4,12-Fiber,RndHrn,PMPOm,1-2L,PLEM,58ft | OM4 12-fiber round harness cable assembly, plenum (OFNP) rated, PanMPO Male to LC Uniboot staggered pairs, 1 and 2 longest, Std. IL. Aqua, 58 ft. | PC | 1 | 1 | 1 | 1 | 932.82
07498376864 | FZTRP8NUJSNF058 | OM4,12-Fiber,RndHrn,PMPOm,1-2S,PLEM,58ft | OM4 12-fiber round harness cable assembly, plenum (OFNP) rated, PanMPO Male to LC Uniboot, staggered pairs, 1 and 2 shortest, Std. IL. Aqua, 58 ft. | PC | 1 | 1 | 1 | 1 | 932.82
07498374842 | FZTRP8NUSSNF058 | OM4,12-Fiber,RndHarnessCbl,PLEM,58ft | OM4 12-fiber, round harness cable assembly, plenum (OFNP) rated, PanMPO Male to LC Uniboot 60cm (24 inch), equal breakout, Std IL, Aqua, 58 ft. | PC | 1 | 1 | 1 | 1 | 932.82
61305633037 | FZTRP7N7NYNF098 | OM4 12f Interconnect OFNP PanMPO F/PanMP |  | PC | 1 | 1 | 1 | 1 | 932.98
07498391704 | FZTRP5N5NANF103 | OM4,12-Fiber,PLEM,MPO/F-MPO/F,103ft | OM4 12 fiber, interconnect cable assembly, plenum (OFNP) rated, MPO female to MPO female, Method A Std IL, with no pulling eye 103 ft | PC | 1 | 1 | 1 | 1 | 933.26
07498394825 | FZTRP7N7NANF103 | OM4 12f Interconnect OFNP PanMPO F/PanMP | 12 fiber OM4 interconnect cable assembly, plenum (OFNP) rated, PanMPO female to PanMPO female Method A Std IL, with no pulling eye, 103 ft. | PC | 1 | 1 | 1 | 1 | 933.26
61305600592 | FZTRP7N7NBNF103 | OM4 12f Interconnect OFNP PanMPO F/PanMP | OM4 12 Fiber Interconnect Plenum PanMPO Female To PanMPO Female Method B Std. IL with no Pulling Eye - 103 Feet | PC | 1 | 1 | 1 | 1 | 933.26
07498399373 | FZ8RP7NUSQNF075 | 8-fiber OM4 Round Harness Plenum PanMPO | 8-fiber OM4 round harness cable assembly, plenum (OFNP) rated, PanMPO Female to LC Uniboot with 60cm (24 inch) equal breakout, 40G to 10G Std. IL | PC | 1 | 1 | 1 | 1 | 933.52
61305619065 | FXURPENENXNF042 | OM324-Fbr,Intr,PLEM,A,24mpoF,AQ,42ft,EA | OM3 24 fiber, Interconnect, Plenum, 24F MPO Female to 24F MPO Female, Method A, Optimized IL, 42 ft, Aqua | PC | 1 | 1 | 1 | 1 | 933.72
61305619163 | FXURPENENYNF042 | OM324-Fbr,Intr,PLEM,B,24mpoF,AQ,42ft,EA | OM3 24 fiber, Interconnect, Plenum, 24F MPO Female to 24F MPO Female, Method B, Optimized IL, 42 ft, Aqua | PC | 1 | 1 | 1 | 1 | 933.72
61305632364 | FZTRP5N5NBNF145 | OM4 12f Interconnect OFNP MPO F/MPO F Ty |  | PC | 1 | 1 | 1 | 1 | 933.94
61305619232 | FZURPEN74XNF013 | OM424-Fbr,Intrc,12f,PLEM,AQ,13ft,MtdA,EA | OM4 24-fiber, Interconnect, Plenum, 24F MPO Female to (2) 12-fiber Female PanMPO, Method A, Optimized IL, 13 Feet, Aqua. | PC | 1 | 1 | 1 | 1 | 934.14
61305619330 | FZURPEN74YNF013 | OM424-Fbr,Intrc,12f,PLEM,AQ,13ft,MtdB,EA | OM4 24-fiber, Interconnect, Plenum, 24F MPO Female to (2) 12-fiber Female PanMPO, Method B, Optimized IL, 13 Feet, Aqua. | PC | 1 | 1 | 1 | 1 | 934.14
61305647170 | FZTYP7E7EBNF048 | OM4 12f Trunk OFNP PanMPO F/PanMPO F Typ |  | PC | 1 | 1 | 1 | 1 | 934.3
61305600700 | FZTRP7N7NXNF098 | OM4 12f Interconnect OFNP PanMPO F/PanMP | OM4 12 Fiber Interconnect Plenum PanMPO Female To PanMPO Female Method A Optimized IL with no Pulling Eye - 98 Feet | PC | 1 | 1 | 1 | 1 | 934.74
61305633296 | FZTRP5N5NYNM042 | OM4 12f Interconnect OFNP MPO F/MPO F Ty |  | PC | 1 | 1 | 1 | 1 | 934.76
61305632914 | FZTRP5N5NXNF138 | OM4 12f Interconnect OFNP MPO F/MPO F Ty |  | PC | 1 | 1 | 1 | 1 | 935.52
61305633436 | FZTRP5N5NYNF138 | OM4 12f Interconnect OFNP MPO F/MPO F Ty |  | PC | 1 | 1 | 1 | 1 | 935.52
07498399145 | FZ8RL7NUSQNM023 | OM4 8 Fiber Round Harness LSZH PanMPO Fe | OM4 8-fiber round harness cable assembly, low smoke zero halogen (LSZH) rated,PanMPO female To LC Uniboot 60cm (24 inch), equal breakout, Std. IL, 23 meters. | PC | 1 | 1 | 1 | 1 | 935.54
07498399020 | FZ8RP7NUSQNM023 | 8-fiber OM4 Round Harness Plenum PanMPO | 8-fiber OM4 Round Harness Plenum PanMPO Female to LC Uniboot 60cm (24 inch) equal breakout 40G to 10G Std. IL - 23m | PC | 1 | 1 | 1 | 1 | 935.54
07498393910 | FZTRP5N5NXNM030 | OM4 12 Fiber Interconnect Plenum MPO Fem | OM4 12 fiber interconnect plenum MPO female to MPO female, method A opt IL., with no pulling eye - 30 meters. | PC | 1 | 1 | 1 | 1 | 936.58
07498361161 | FZTRP7N7NXNM030 | OM4,12-Fiber,PLEM,PMPOf-PMPOf,30M | OM4 12 fiber, PanMPO interconnect cable assembly, plenum rated (OFNP), PanMPO Female To PanMPO Female, Method A, Optimized IL, with no pulling eye, Aqua, 30 meters | PC | 1 | 1 | 1 | 1 | 936.58
07498386739 | FZTRP7N7NYNM030 | OM4,12-Fiber,PLEM,PMPOf-PMPOf,B,30M | OM4 12 fiber interconnect cable assembly plenum (OFNP) rated Pan MPO female to Pan MPO female, Method B Optimized IL, with no pulling eye, Aqua, 30 meters | PC | 1 | 1 | 1 | 1 | 936.58
07498372703 | FXTYP5EL2SAF060 | OM3 12f Trunk OFNP MPO F/LC Dup Std Pola | OM3 12-fiber indoor small diameter trunk cable assembly, plenum (OFNP) rated, MPO Female to LC duplex, Std. IL, with a pulling eye on end A. | PC | 1 | 1 | 1 | 1 | 936.94
07498372778 | FXTYP7EL2SAF060 | OM3 12f Trunk OFNP PanMPO F/LC Dup Std P | OM3 12-fiber indoor small diameter trunk cable assembly, plenum (OFNP) rated, PanMPO Female to LC duplex, Std. IL, with a pulling eye on end A. | PC | 1 | 1 | 1 | 1 | 936.94
61305632365 | FZTRP5N5NBNF146 | OM4 12f Interconnect OFNP MPO F/MPO F Ty |  | PC | 1 | 1 | 1 | 1 | 937.1
07498377444 | FZTRP8NUFSNF059 | OM4,12-Fiber,RndHrnss,PMPOm,1L,PLEM,59ft | OM4 12-fiber round harness cable assembly, plenum (OFNP) rated, PanMPO Male to LC Uniboot, staggered pair, 1 longest, Std IL, Aqua, 59 ft. | PC | 1 | 1 | 1 | 1 | 937.24
07498377197 | FZTRP8NUGSNF059 | OM4,12-Fiber,RndHrnss,PMPOm,1S,PLEM,59ft | OM4 12-fiber round harness cable assembly, plenum (OFNP) rated, PanMPO male to LC Uniboot staggered pair, 1 shortest, Std. IL. Aqua, 59 ft. | PC | 1 | 1 | 1 | 1 | 937.24
07498376576 | FZTRP8NUHSNF059 | OM4,12-Fiber,RndHrn,PMPOm,1-2L,PLEM,59ft | OM4 12-fiber round harness cable assembly, plenum (OFNP) rated, PanMPO Male to LC Uniboot staggered pairs, 1 and 2 longest, Std. IL. Aqua, 59 ft. | PC | 1 | 1 | 1 | 1 | 937.24
07498376865 | FZTRP8NUJSNF059 | OM4,12-Fiber,RndHrn,PMPOm,1-2S,PLEM,59ft | OM4 12-fiber round harness cable assembly, plenum (OFNP) rated, PanMPO Male to LC Uniboot, staggered pairs, 1 and 2 shortest, Std. IL. Aqua, 59 ft. | PC | 1 | 1 | 1 | 1 | 937.24
07498374843 | FZTRP8NUSSNF059 | OM4,12-Fiber,RndHarnessCbl,PLEM,59ft | OM4 12-fiber, round harness cable assembly, plenum (OFNP) rated, PanMPO Male to LC Uniboot 60cm (24 inch), equal breakout, Std IL, Aqua, 59 ft. | PC | 1 | 1 | 1 | 1 | 937.24
61305618972 | FZURLENENXNM007 | OM424-Fbr,Intrc,24F,LSZH,AQ,7M,MtdA,RL | OM4 24 fiber, Interconnect, LSZH, 24F MPO Female to 24F MPO Female, Method A, Optimized IL, 7 m, Aqua | PC | 1 | 1 | 1 | 1 | 937.38
61305619002 | FZURLENENYNM007 | OM424-Fbr,Intrc,24F,LSZH,AQ,7M,MtdB,RL | OM4 24 fiber, Interconnect, LSZH, 24F MPO Female to 24F MPO Female, Method B, Optimized IL, 7 m, Aqua | PC | 1 | 1 | 1 | 1 | 937.38
61305633038 | FZTRP7N7NYNF099 | OM4 12f Interconnect OFNP PanMPO F/PanMP |  | PC | 1 | 1 | 1 | 1 | 937.42
61305619567 | FXURPEN74XNF032 | OM324-Fbr,Intr,PLEM,A,12fbrF,AQ,32ft,EA | OM3 24-fiber, Interconnect, Plenum, 24F MPO Female to (2) 12-fiber Female PanMPO, Method A, Optimized IL, 32 Feet, Aqua. | PC | 1 | 1 | 1 | 1 | 937.64
61305619662 | FXURPEN74YNF032 | OM324-Fbr,Intr,PLEM,B,12fbrF,AQ,32ft,EA | OM3 24-fiber, Interconnect, Plenum, 24F MPO Female to (2) 12-fiber Female PanMPO, Method B, Optimized IL, 32 Feet, Aqua. | PC | 1 | 1 | 1 | 1 | 937.64
07498391705 | FZTRP5N5NANF104 | OM4,12-Fiber,PLEM,MPO/F-MPO/F,104ft | OM4 12 fiber, interconnect cable assembly, plenum (OFNP) rated, MPO female to MPO female, Method A Std IL, with no pulling eye 104 ft | PC | 1 | 1 | 1 | 1 | 937.7
07498394826 | FZTRP7N7NANF104 | OM4 12f Interconnect OFNP PanMPO F/PanMP | 12 fiber OM4 interconnect cable assembly, plenum (OFNP) rated, PanMPO female to PanMPO female Method A Std IL, with no pulling eye, 104 ft. | PC | 1 | 1 | 1 | 1 | 937.7
61305600593 | FZTRP7N7NBNF104 | OM4 12f Interconnect OFNP PanMPO F/PanMP | OM4 12 Fiber Interconnect Plenum PanMPO Female To PanMPO Female Method B Std. IL with no Pulling Eye - 104 Feet | PC | 1 | 1 | 1 | 1 | 937.7
07498372437 | FZTYP5EL2SAF030 | OM3 12f Trunk OFNP MPO F/LC Dup Std Pola | OM4 12-fiber indoor small diameter trunk cable assembly, plenum (OFNP) rated, MPO female to LC duplex, Std. IL., with a pulling eye on end A, 30.00 ft. | PC | 1 | 1 | 1 | 1 | 937.96
07498372304 | FZTYP7EL2SAF030 | OM4 12f Trunk OFNP PanMPO F/LC Dup Std P | OM4 12-fiber indoor small diameter trunk cable assembly, plenum (OFNP) rated, PanMPO female to LC duplex, Std. IL., with a pulling eye on end A, 30.00 ft. | PC | 1 | 1 | 1 | 1 | 937.96
07498399374 | FZ8RP7NUSQNF076 | 8-fiber OM4 Round Harness Plenum PanMPO | 8-fiber OM4 round harness cable assembly, plenum (OFNP) rated, PanMPO Female to LC Uniboot with 60cm (24 inch) equal breakout, 40G to 10G Std. IL | PC | 1 | 1 | 1 | 1 | 937.98
07498375152 | FZTRL8NUFSNM019 | OM4,12-Fiber,Rnd,HarnessCbl,LSZH,19M | OM4 12-fiber, round harness cable assembly, low smoke zero halogen (LSZH) rated, PanMPO Male to LC Uniboot staggered pair, 1 longest, Std. IL. Aqua, 19 meters. | PC | 1 | 1 | 1 | 1 | 938.26
07498375990 | FZTRL8NUGSNM019 | OM4,12-Fiber,RndHrnss,PMPOm,LSZH,19M | OM4 12-fiber, round harness cable assembly, low smoke zero halogen (LSZH) rated, PanMPO Male to LC Uniboot staggered pair, 1 shortest Std.IL, Aqua, 19 meters. | PC | 1 | 1 | 1 | 1 | 938.26
07498376081 | FZTRL8NUHSNM019 | OM4,12-Fiber,RndHrn,PMPOm,1-2L,LSZH,19M | OM4 12-fiber round harness cable assembly, low smoke zero halogen (LSZH) rated, PanMPO Male to LC Uniboot, staggered pairs, 1 and 2 Longest, Std. IL. Aqua, 19 meters. | PC | 1 | 1 | 1 | 1 | 938.26
07498376686 | FZTRL8NUJSNM019 | OM4,12-Fiber,RndHrn,PMPOm,1-2S,19M | OM4 12-fiber round harness cable assembly, low smoke zero halogen (LSZH) rated, PanMPO Male to LC Uniboot, staggered pair, 1 and 2 shortest, Std IL, Aqua, 19 meters. | PC | 1 | 1 | 1 | 1 | 938.26
07498375183 | FZTRL8NUSSNM019 | OM4,12-Fiber,RndHarnessCbl,LSZH,19M | OM4 12-fiber round harness cable assembly, low smoke zero halogen (LSZH) rated, PanMPO Male to LC Uniboot, 60cm (24 inch) equal breakout, Std. IL. Aqua, 19 meters. | PC | 1 | 1 | 1 | 1 | 938.26
61305632915 | FZTRP5N5NXNF139 | OM4 12f Interconnect OFNP MPO F/MPO F Ty |  | PC | 1 | 1 | 1 | 1 | 938.68
61305633437 | FZTRP5N5NYNF139 | OM4 12f Interconnect OFNP MPO F/MPO F Ty |  | PC | 1 | 1 | 1 | 1 | 938.68
61305618148 | FZURPENENXNF022 | OM424-Fbr,Intrc,24f,PLEM,AQ,22ft,MtdA,EA | OM4 24 fiber, Interconnect, Plenum, 24F MPO Female to 24F MPO Female, Method A, Optimized IL, 22 ft, Aqua | PC | 1 | 1 | 1 | 1 | 939.04
61305618887 | FZURPENENYNF022 | OM424-Fbr,Intrc,24f,PLEM,AQ,22ft,MtdB,EA | OM4 24 fiber, Interconnect, Plenum, 24F MPO Female to 24F MPO Female, Method B, Optimized IL, 22 ft, Aqua | PC | 1 | 1 | 1 | 1 | 939.04
61305600701 | FZTRP7N7NXNF099 | OM4 12f Interconnect OFNP PanMPO F/PanMP | OM4 12 Fiber Interconnect Plenum PanMPO Female To PanMPO Female Method A Optimized IL with no Pulling Eye - 99 Feet | PC | 1 | 1 | 1 | 1 | 939.18
61305619066 | FXURPENENXNF043 | OM324-Fbr,Intr,PLEM,A,24mpoF,AQ,43ft,EA | OM3 24 fiber, Interconnect, Plenum, 24F MPO Female to 24F MPO Female, Method A, Optimized IL, 43 ft, Aqua | PC | 1 | 1 | 1 | 1 | 939.44
61305619164 | FXURPENENYNF043 | OM324-Fbr,Intr,PLEM,B,24mpoF,AQ,43ft,EA | OM3 24 fiber, Interconnect, Plenum, 24F MPO Female to 24F MPO Female, Method B, Optimized IL, 43 ft, Aqua | PC | 1 | 1 | 1 | 1 | 939.44
61305633762 | FZTRP7N7NBNM032 | OM4 12f Interconnect OFNP PanMPO F/PanMP |  | PC | 1 | 1 | 1 | 1 | 940.1
61305632366 | FZTRP5N5NBNF147 | OM4 12f Interconnect OFNP MPO F/MPO F Ty |  | PC | 1 | 1 | 1 | 1 | 940.28
61305634151 | FZTRL7N7NXNM032 | OM4 12f Interconnect LSZH PanMPO F/PanMP |  | PC | 1 | 1 | 1 | 1 | 940.58
07498377445 | FZTRP8NUFSNF060 | OM4,12-Fiber,RndHrnss,PMPOm,1L,PLEM,60ft | OM4 12-fiber round harness cable assembly, plenum (OFNP) rated, PanMPO Male to LC Uniboot, staggered pair, 1 longest, Std IL, Aqua, 60 ft. | PC | 1 | 1 | 1 | 1 | 941.7
07498377198 | FZTRP8NUGSNF060 | OM4,12-Fiber,RndHrnss,PMPOm,1S,PLEM,60ft | OM4 12-fiber round harness cable assembly, plenum (OFNP) rated, PanMPO male to LC Uniboot staggered pair, 1 shortest, Std. IL. Aqua, 60 ft. | PC | 1 | 1 | 1 | 1 | 941.7
07498376578 | FZTRP8NUHSNF060 | OM4,12-Fiber,RndHrn,PMPOm,1-2L,PLEM,60ft | OM4 12-fiber round harness cable assembly, plenum (OFNP) rated, PanMPO Male to LC Uniboot staggered pairs, 1 and 2 longest, Std. IL. Aqua, 60 ft. | PC | 1 | 1 | 1 | 1 | 941.7
07498376866 | FZTRP8NUJSNF060 | OM4,12-Fiber,RndHrn,PMPOm,1-2S,PLEM,60ft | OM4 12-fiber round harness cable assembly, plenum (OFNP) rated, PanMPO Male to LC Uniboot, staggered pairs, 1 and 2 shortest, Std. IL. Aqua, 60 ft. | PC | 1 | 1 | 1 | 1 | 941.7
07498374844 | FZTRP8NUSSNF060 | OM4,12-Fiber,RndHarnessCbl,PLEM,60ft | OM4 12-fiber, round harness cable assembly, plenum (OFNP) rated, PanMPO Male to LC Uniboot 60cm (24 inch), equal breakout, Std IL, Aqua, 60 ft. | PC | 1 | 1 | 1 | 1 | 941.7
61305629575 | FZTRP5N5NXNF100 | OM4 12f Interconnect OFNP MPO F/MPO F Ty |  | PC | 1 | 1 | 1 | 1 | 941.84
61305632916 | FZTRP5N5NXNF140 | OM4 12f Interconnect OFNP MPO F/MPO F Ty |  | PC | 1 | 1 | 1 | 1 | 941.84
61305633438 | FZTRP5N5NYNF140 | OM4 12f Interconnect OFNP MPO F/MPO F Ty |  | PC | 1 | 1 | 1 | 1 | 941.84
61305629569 | FZTRP7N7NXNF100 | OM4 12f Interconnect OFNP PanMPO F/PanMP |  | PC | 1 | 1 | 1 | 1 | 941.84
61305633039 | FZTRP7N7NYNF100 | OM4 12f Interconnect OFNP PanMPO F/PanMP |  | PC | 1 | 1 | 1 | 1 | 941.84
07498393344 | FZTRP5N5NANM032 | OM4 12 Fiber Interconnect Plenum MPO Fem | OM4 12-fiber, interconnect cable assembly, plenum (OFNP) rated, MPO female to MPO female, Method A Std. IL, with no pulling eye - 32 meters. | PC | 1 | 1 | 1 | 1 | 942.08
07498394719 | FZTRP7N7NANM032 | OM4 12f Interconnect OFNP PanMPO F/PanMP | 12 fiber OM4 interconnect cable assembly, plenum (OFNP) rated, PanMPO female to PanMPO female, Method A, Std IL, with no pulling eye, 32 meters. | PC | 1 | 1 | 1 | 1 | 942.08
07498391706 | FZTRP5N5NANF105 | OM4,12-Fiber,PLEM,MPO/F-MPO/F,105ft | OM4 12 fiber, interconnect cable assembly, plenum (OFNP) rated, MPO female to MPO female, Method A Std IL, with no pulling eye 105 ft | PC | 1 | 1 | 1 | 1 | 942.16
07498394828 | FZTRP7N7NANF105 | OM4 12f Interconnect OFNP PanMPO F/PanMP | 12 fiber OM4 interconnect cable assembly, plenum (OFNP) rated, PanMPO female to PanMPO female Method A Std IL, with no pulling eye, 105 ft. | PC | 1 | 1 | 1 | 1 | 942.16
61305600594 | FZTRP7N7NBNF105 | OM4 12f Interconnect OFNP PanMPO F/PanMP | OM4 12 Fiber Interconnect Plenum PanMPO Female To PanMPO Female Method B Std. IL with no Pulling Eye - 105 Feet | PC | 1 | 1 | 1 | 1 | 942.16
61305619233 | FZURPEN74XNF014 | OM424-Fbr,Intrc,12f,PLEM,AQ,14ft,MtdA,EA | OM4 24-fiber, Interconnect, Plenum, 24F MPO Female to (2) 12-fiber Female PanMPO, Method A, Optimized IL, 14 Feet, Aqua. | PC | 1 | 1 | 1 | 1 | 942.16
61305619331 | FZURPEN74YNF014 | OM424-Fbr,Intrc,12f,PLEM,AQ,14ft,MtdB,EA | OM4 24-fiber, Interconnect, Plenum, 24F MPO Female to (2) 12-fiber Female PanMPO, Method B, Optimized IL, 14 Feet, Aqua. | PC | 1 | 1 | 1 | 1 | 942.16
61305633960 | FZTRP5N5NBNM045 | OM4 12f Interconnect OFNP MPO F/MPO F Ty |  | PC | 1 | 1 | 1 | 1 | 942.18
07498399375 | FZ8RP7NUSQNF077 | 8-fiber OM4 Round Harness Plenum PanMPO | 8-fiber OM4 round harness cable assembly, plenum (OFNP) rated, PanMPO Female to LC Uniboot with 60cm (24 inch) equal breakout, 40G to 10G Std. IL | PC | 1 | 1 | 1 | 1 | 942.44
61305633205 | FZTRL5N5NXNM045 | OM4 12f Interconnect LSZH MPO F/MPO F Ty |  | PC | 1 | 1 | 1 | 1 | 942.56
61305633251 | FZTRL5N5NYNM045 | OM4 12f Interconnect LSZH MPO F/MPO F Ty |  | PC | 1 | 1 | 1 | 1 | 942.56
61305619435 | FXURLENENXNM014 | OM324-Fbr,Intr,LSZH,A,24mpoF,AQ,14M,RL | OM3 24 fiber, Interconnect, LSZH, 24F MPO Female to 24F MPO Female, Method A, Optimized IL, 14 m, Aqua | PC | 1 | 1 | 1 | 1 | 942.92
61305619465 | FXURLENENYNM014 | OM324-Fbr,Intr,LSZH,B,24mpoF,AQ,14M,RL | OM3 24 fiber, Interconnect, LSZH, 24F MPO Female to 24F MPO Female, Method B, Optimized IL, 14 m, Aqua | PC | 1 | 1 | 1 | 1 | 942.92
61305633849 | FZTRL7N7NYNM032 | OM4 12f Interconnect LSZH PanMPO F/PanMP |  | PC | 1 | 1 | 1 | 1 | 942.92
61305619680 | FXURPEN74XNF033 | OM324-Fbr,Intr,PLEM,A,12fbrF,AQ,33ft,EA | OM3 24-fiber, Interconnect, Plenum, 24F MPO Female to (2) 12-fiber Female PanMPO, Method A, Optimized IL, 33 Feet, Aqua. | PC | 1 | 1 | 1 | 1 | 943.36
61305619663 | FXURPEN74YNF033 | OM324-Fbr,Intr,PLEM,B,12fbrF,AQ,33ft,EA | OM3 24-fiber, Interconnect, Plenum, 24F MPO Female to (2) 12-fiber Female PanMPO, Method B, Optimized IL, 33 Feet, Aqua. | PC | 1 | 1 | 1 | 1 | 943.36
61305632367 | FZTRP5N5NBNF148 | OM4 12f Interconnect OFNP MPO F/MPO F Ty |  | PC | 1 | 1 | 1 | 1 | 943.44
07498372529 | FZTYL5EL2SAM010 | OM4,12-Fiber,InSMDiaTrnk,Cbl,LSZH,10M,RL | OM4 12-fiber indoor small diameter trunk cable assembly, low smoke zero halogen (LSZH) rated, MPO Female to LC duplex, Std IL., with a pulling eye on end A, Aqua, 10 meters. | PC | 1 | 1 | 1 | 1 | 944.32
07498372334 | FZTYL7EL2SAM010 | OM4,12-Fiber,InSMDiaTrnk,PMPOf,LSZH,10M | OM4 12-fiber indoor small diameter trunk cable assembly, low smoke zero halogen (LSZH) rated, PanMPO female to LC duplex, Std. IL., with a pulling eye on end A, Aqua, 10 meters. | PC | 1 | 1 | 1 | 1 | 944.32
61305629601 | FZTRL5N5NBNM034 | OM4 12f Interconnect LSZH MPO F/MPO F Ty |  | PC | 1 | 1 | 1 | 1 | 944.46
61305633836 | FZTRL7N7NBNM034 | OM4 12f Interconnect LSZH PanMPO F/PanMP |  | PC | 1 | 1 | 1 | 1 | 944.46
61305629570 | FZTRP7N7NBNF106 | OM4 12f Interconnect OFNP PanMPO F/PanMP |  | PC | 1 | 1 | 1 | 1 | 944.72
61305632917 | FZTRP5N5NXNF141 | OM4 12f Interconnect OFNP MPO F/MPO F Ty |  | PC | 1 | 1 | 1 | 1 | 945.02
61305633439 | FZTRP5N5NYNF141 | OM4 12f Interconnect OFNP MPO F/MPO F Ty |  | PC | 1 | 1 | 1 | 1 | 945.02
61305647172 | FZTYP7E7EBNF050 | OM4 12f Trunk OFNP PanMPO F/PanMPO F Typ |  | PC | 1 | 1 | 1 | 1 | 945.14
61305619067 | FXURPENENXNF044 | OM324-Fbr,Intr,PLEM,A,24mpoF,AQ,44ft,EA | OM3 24 fiber, Interconnect, Plenum, 24F MPO Female to 24F MPO Female, Method A, Optimized IL, 44 ft, Aqua | PC | 1 | 1 | 1 | 1 | 945.16
61305619165 | FXURPENENYNF044 | OM324-Fbr,Intr,PLEM,B,24mpoF,AQ,44ft,EA | OM3 24 fiber, Interconnect, Plenum, 24F MPO Female to 24F MPO Female, Method B, Optimized IL, 44 ft, Aqua | PC | 1 | 1 | 1 | 1 | 945.16
61305633297 | FZTRP5N5NYNM043 | OM4 12f Interconnect OFNP MPO F/MPO F Ty |  | PC | 1 | 1 | 1 | 1 | 945.16
07498372565 | FXTYL5EL2SAM020 | OM3 12f Trunk LSZH MPO F/LC Dup Std Pola | OM3 12-fiber, indoor small diameter trunk cable assembly, low smoke zero halogen rated, MPO female To LC duplex, Std. IL, with pulling on eye on end A, 20 meters. | PC | 1 | 1 | 1 | 1 | 946.02
07498372614 | FXTYL7EL2SAM020 | OM3 12f Trunk LSZH PanMPO F/LC Dup Std P | OM3 12-fiber indoor small diameter trunk cable assembly, low smoke zero halogen (LSZH) rated, PanMPO Female to LC duplex, std. IL. with a pulling eye on end A, 20 meters. | PC | 1 | 1 | 1 | 1 | 946.02
07498377446 | FZTRP8NUFSNF061 | OM4,12-Fiber,RndHrnss,PMPOm,1L,PLEM,61ft | OM4 12-fiber round harness cable assembly, plenum (OFNP) rated, PanMPO Male to LC Uniboot, staggered pair, 1 longest, Std IL, Aqua, 61 ft. | PC | 1 | 1 | 1 | 1 | 946.16
07498377199 | FZTRP8NUGSNF061 | OM4,12-Fiber,RndHrnss,PMPOm,1S,PLEM,61ft | OM4 12-fiber round harness cable assembly, plenum (OFNP) rated, PanMPO male to LC Uniboot staggered pair, 1 shortest, Std. IL. Aqua, 61 ft. | PC | 1 | 1 | 1 | 1 | 946.16
07498376579 | FZTRP8NUHSNF061 | OM4,12-Fiber,RndHrn,PMPOm,1-2L,PLEM,61ft | OM4 12-fiber round harness cable assembly, plenum (OFNP) rated, PanMPO Male to LC Uniboot staggered pairs, 1 and 2 longest, Std. IL. Aqua, 61 ft. | PC | 1 | 1 | 1 | 1 | 946.16
07498376867 | FZTRP8NUJSNF061 | OM4,12-Fiber,RndHrn,PMPOm,1-2S,PLEM,61ft | OM4 12-fiber round harness cable assembly, plenum (OFNP) rated, PanMPO Male to LC Uniboot, staggered pairs, 1 and 2 shortest, Std. IL. Aqua, 61 ft. | PC | 1 | 1 | 1 | 1 | 946.16
07498374845 | FZTRP8NUSSNF061 | OM4,12-Fiber,RndHarnessCbl,PLEM,61ft | OM4 12-fiber, round harness cable assembly, plenum (OFNP) rated, PanMPO Male to LC Uniboot 60cm (24 inch), equal breakout, Std IL, Aqua, 61 ft. | PC | 1 | 1 | 1 | 1 | 946.16
61305632736 | FZTRP7N7NXNF101 | OM4 12f Interconnect OFNP PanMPO F/PanMP |  | PC | 1 | 1 | 1 | 1 | 946.28
61305633040 | FZTRP7N7NYNF101 | OM4 12f Interconnect OFNP PanMPO F/PanMP |  | PC | 1 | 1 | 1 | 1 | 946.28
07498389770 | FZTRL5N5NANM034 | OM4,12-Fiber,LSZH,MPO/Fm-MPO/Fm,34M | OM4 12 fiber, interconnect cable assembly, low smoke zero halogen (LSZH) rated, MPO female to MPO female, Method A Std IL with no pulling eye, Aqua, 34 meters | PC | 1 | 1 | 1 | 1 | 946.56
07498394761 | FZTRL7N7NANM034 | OM4 12f Interconnect LSZH PanMPO F/PanMP | 12 fiber OM4 interconnect cable assembly, low smoke zero halogen (LSZH) rated, PanMPO female to PanMPO female, Method A, Std IL with no pulling eye, 34 meters. | PC | 1 | 1 | 1 | 1 | 946.56
07498391707 | FZTRP5N5NANF106 | OM4,12-Fiber,PLEM,MPO/F-MPO/F,106ft | OM4 12 fiber, interconnect cable assembly, plenum (OFNP) rated, MPO female to MPO female, Method A Std IL, with no pulling eye 106 ft | PC | 1 | 1 | 1 | 1 | 946.6
61305632368 | FZTRP5N5NBNF149 | OM4 12f Interconnect OFNP MPO F/MPO F Ty |  | PC | 1 | 1 | 1 | 1 | 946.6
07498394830 | FZTRP7N7NANF106 | OM4 12f Interconnect OFNP PanMPO F/PanMP | 12 fiber OM4 interconnect cable assembly, plenum (OFNP) rated, PanMPO female to PanMPO female Method A Std IL, with no pulling eye, 106 ft. | PC | 1 | 1 | 1 | 1 | 946.6
07498399378 | FZ8RP7NUSQNF078 | 8-fiber OM4 Round Harness Plenum PanMPO | 8-fiber OM4 round harness cable assembly, plenum (OFNP) rated, PanMPO Female to LC Uniboot with 60cm (24 inch) equal breakout, 40G to 10G Std. IL | PC | 1 | 1 | 1 | 1 | 946.88
61305618149 | FZURPENENXNF023 | OM424-Fbr,Intrc,24f,PLEM,AQ,23ft,MtdA,EA | OM4 24 fiber, Interconnect, Plenum, 24F MPO Female to 24F MPO Female, Method A, Optimized IL, 23 ft, Aqua | PC | 1 | 1 | 1 | 1 | 947.04
61305618888 | FZURPENENYNF023 | OM424-Fbr,Intrc,24f,PLEM,AQ,23ft,MtdB,EA | OM4 24 fiber, Interconnect, Plenum, 24F MPO Female to 24F MPO Female, Method B, Optimized IL, 23 ft, Aqua | PC | 1 | 1 | 1 | 1 | 947.04
61305632918 | FZTRP5N5NXNF142 | OM4 12f Interconnect OFNP MPO F/MPO F Ty |  | PC | 1 | 1 | 1 | 1 | 948.18
61305633440 | FZTRP5N5NYNF142 | OM4 12f Interconnect OFNP MPO F/MPO F Ty |  | PC | 1 | 1 | 1 | 1 | 948.18
61305633149 | FZTRL5N5NBNM048 | OM4 12f Interconnect LSZH MPO F/MPO F Ty |  | PC | 1 | 1 | 1 | 1 | 948.42
61305619681 | FXURPEN74XNF034 | OM324-Fbr,Intr,PLEM,A,12fbrF,AQ,34ft,EA | OM3 24-fiber, Interconnect, Plenum, 24F MPO Female to (2) 12-fiber Female PanMPO, Method A, Optimized IL, 34 Feet, Aqua. | PC | 1 | 1 | 1 | 1 | 949.08
61305619664 | FXURPEN74YNF034 | OM324-Fbr,Intr,PLEM,B,12fbrF,AQ,34ft,EA | OM3 24-fiber, Interconnect, Plenum, 24F MPO Female to (2) 12-fiber Female PanMPO, Method B, Optimized IL, 34 Feet, Aqua. | PC | 1 | 1 | 1 | 1 | 949.08
61305633745 | FZTRP7N7NXNM031 | OM4 12f Interconnect OFNP PanMPO F/PanMP |  | PC | 1 | 1 | 1 | 1 | 949.3
61305633781 | FZTRP7N7NYNM031 | OM4 12f Interconnect OFNP PanMPO F/PanMP |  | PC | 1 | 1 | 1 | 1 | 949.3
61305632369 | FZTRP5N5NBNF150 | OM4 12f Interconnect OFNP MPO F/MPO F Ty |  | PC | 1 | 1 | 1 | 1 | 949.76
07498399146 | FZ8RL7NUSQNM024 | OM4 8 Fiber Round Harness LSZH PanMPO Fe | OM4 8-fiber round harness cable assembly, low smoke zero halogen (LSZH) rated,PanMPO female To LC Uniboot 60cm (24 inch), equal breakout, Std. IL, 24 meters. | PC | 1 | 1 | 1 | 1 | 950.14
07498399026 | FZ8RP7NUSQNM024 | 8-fiber OM4 Round Harness Plenum PanMPO | 8-fiber OM4 Round Harness Plenum PanMPO Female to LC Uniboot 60cm (24 inch) equal breakout 40G to 10G Std. IL - 24m | PC | 1 | 1 | 1 | 1 | 950.14
61305619234 | FZURPEN74XNF015 | OM424-Fbr,Intrc,12f,PLEM,AQ,15ft,MtdA,EA | OM4 24-fiber, Interconnect, Plenum, 24F MPO Female to (2) 12-fiber Female PanMPO, Method A, Optimized IL, 15 Feet, Aqua. | PC | 1 | 1 | 1 | 1 | 950.16
61305619332 | FZURPEN74YNF015 | OM424-Fbr,Intrc,12f,PLEM,AQ,15ft,MtdB,EA | OM4 24-fiber, Interconnect, Plenum, 24F MPO Female to (2) 12-fiber Female PanMPO, Method B, Optimized IL, 15 Feet, Aqua. | PC | 1 | 1 | 1 | 1 | 950.16
61305619764 | FXURLEN74XNM011 | OM324-Fbr,Intr,LSZH,A,12fbrF,AQ,11M,RL | OM3 24-fiber, Interconnect, LSZH, 24F MPO Female to (2) 12-fiber Female PanMPO, Method A, Optimized IL, 11 Meters, Aqua. | PC | 1 | 1 | 1 | 1 | 950.6
61305619794 | FXURLEN74YNM011 | OM324-Fbr,Intr,LSZH,B,12fbrF,AQ,11M,RL | OM3 24-fiber, Interconnect, LSZH, 24F MPO Female to (2) 12-fiber Female PanMPO, Method B, Optimized IL, 11 Meters, Aqua. | PC | 1 | 1 | 1 | 1 | 950.6
07498377447 | FZTRP8NUFSNF062 | OM4,12-Fiber,RndHrnss,PMPOm,1L,PLEM,62ft | OM4 12-fiber round harness cable assembly, plenum (OFNP) rated, PanMPO Male to LC Uniboot, staggered pair, 1 longest, Std IL, Aqua, 62 ft. | PC | 1 | 1 | 1 | 1 | 950.6
07498377200 | FZTRP8NUGSNF062 | OM4,12-Fiber,RndHrnss,PMPOm,1S,PLEM,62ft | OM4 12-fiber round harness cable assembly, plenum (OFNP) rated, PanMPO male to LC Uniboot staggered pair, 1 shortest, Std. IL. Aqua, 62 ft. | PC | 1 | 1 | 1 | 1 | 950.6
07498376580 | FZTRP8NUHSNF062 | OM4,12-Fiber,RndHrn,PMPOm,1-2L,PLEM,62ft | OM4 12-fiber round harness cable assembly, plenum (OFNP) rated, PanMPO Male to LC Uniboot staggered pairs, 1 and 2 longest, Std. IL. Aqua, 62 ft. | PC | 1 | 1 | 1 | 1 | 950.6
07498376868 | FZTRP8NUJSNF062 | OM4,12-Fiber,RndHrn,PMPOm,1-2S,PLEM,62ft | OM4 12-fiber round harness cable assembly, plenum (OFNP) rated, PanMPO Male to LC Uniboot, staggered pairs, 1 and 2 shortest, Std. IL. Aqua, 62 ft. | PC | 1 | 1 | 1 | 1 | 950.6
07498374846 | FZTRP8NUSSNF062 | OM4,12-Fiber,RndHarnessCbl,PLEM,62ft | OM4 12-fiber, round harness cable assembly, plenum (OFNP) rated, PanMPO Male to LC Uniboot 60cm (24 inch), equal breakout, Std IL, Aqua, 62 ft. | PC | 1 | 1 | 1 | 1 | 950.6
61305632737 | FZTRP7N7NXNF102 | OM4 12f Interconnect OFNP PanMPO F/PanMP |  | PC | 1 | 1 | 1 | 1 | 950.72
61305633041 | FZTRP7N7NYNF102 | OM4 12f Interconnect OFNP PanMPO F/PanMP |  | PC | 1 | 1 | 1 | 1 | 950.72
61305619068 | FXURPENENXNF045 | OM324-Fbr,Intr,PLEM,A,24mpoF,AQ,45ft,EA | OM3 24 fiber, Interconnect, Plenum, 24F MPO Female to 24F MPO Female, Method A, Optimized IL, 45 ft, Aqua | PC | 1 | 1 | 1 | 1 | 950.88
61305619166 | FXURPENENYNF045 | OM324-Fbr,Intr,PLEM,B,24mpoF,AQ,45ft,EA | OM3 24 fiber, Interconnect, Plenum, 24F MPO Female to 24F MPO Female, Method B, Optimized IL, 45 ft, Aqua | PC | 1 | 1 | 1 | 1 | 950.88
07498391708 | FZTRP5N5NANF107 | OM4,12-Fiber,PLEM,MPO/F-MPO/F,107ft | OM4 12 fiber, interconnect cable assembly, plenum (OFNP) rated, MPO female to MPO female, Method A Std IL, with no pulling eye 107 ft | PC | 1 | 1 | 1 | 1 | 951.06
07498394831 | FZTRP7N7NANF107 | OM4 12f Interconnect OFNP PanMPO F/PanMP | 12 fiber OM4 interconnect cable assembly, plenum (OFNP) rated, PanMPO female to PanMPO female Method A Std IL, with no pulling eye, 107 ft. | PC | 1 | 1 | 1 | 1 | 951.06
61305600595 | FZTRP7N7NBNF107 | OM4 12f Interconnect OFNP PanMPO F/PanMP | OM4 12 Fiber Interconnect Plenum PanMPO Female To PanMPO Female Method B Std. IL with no Pulling Eye - 107 Feet | PC | 1 | 1 | 1 | 1 | 951.06
07498393504 | FZTRP5N5NXNM031 | OM4 12 Fiber Interconnect Plenum MPO Fem | OM4 12 fiber interconnect plenum MPO female to MPO female, method A opt IL., with no pulling eye - 31 meters. | PC | 1 | 1 | 1 | 1 | 951.2
07498399379 | FZ8RP7NUSQNF079 | 8-fiber OM4 Round Harness Plenum PanMPO | 8-fiber OM4 round harness cable assembly, plenum (OFNP) rated, PanMPO Female to LC Uniboot with 60cm (24 inch) equal breakout, 40G to 10G Std. IL | PC | 1 | 1 | 1 | 1 | 951.32
61305632919 | FZTRP5N5NXNF143 | OM4 12f Interconnect OFNP MPO F/MPO F Ty |  | PC | 1 | 1 | 1 | 1 | 951.36
61305633441 | FZTRP5N5NYNF143 | OM4 12f Interconnect OFNP MPO F/MPO F Ty |  | PC | 1 | 1 | 1 | 1 | 951.36
07498375153 | FZTRL8NUFSNM020 | OM4,12-Fiber,Rnd,HarnessCbl,LSZH,20M | OM4 12-fiber, round harness cable assembly, low smoke zero halogen (LSZH) rated, PanMPO Male to LC Uniboot staggered pair, 1 longest, Std. IL. Aqua, 20 meters. | PC | 1 | 1 | 1 | 1 | 952.16
07498375994 | FZTRL8NUGSNM020 | OM4,12-Fiber,RndHrnss,PMPOm,LSZH,20M | OM4 12-fiber, round harness cable assembly, low smoke zero halogen (LSZH) rated, PanMPO Male to LC Uniboot staggered pair, 1 shortest Std.IL, Aqua, 20 meters. | PC | 1 | 1 | 1 | 1 | 952.16
07498376083 | FZTRL8NUHSNM020 | OM4,12-Fiber,RndHarnessLSZH,20M | OM4 12-fiber round harness cable assembly, low smoke zero halogen (LSZH) rated, PanMPO Male to LC Uniboot, staggered pairs, 1 and 2 Longest, Std. IL. Aqua, 20 meters. | PC | 1 | 1 | 1 | 1 | 952.16
07498376687 | FZTRL8NUJSNM020 | OM4,12-Fiber,RndHrn,PMPOm,1-2S,20M | OM4 12-fiber round harness cable assembly, low smoke zero halogen (LSZH) rated, PanMPO Male to LC Uniboot, staggered pair, 1 and 2 shortest, Std IL, Aqua, 20 meters. | PC | 1 | 1 | 1 | 1 | 952.16
07498375184 | FZTRL8NUSSNM020 | OM4,12-Fiber,RndHarnessCbl,LSZH,20M | OM4 12-fiber round harness cable assembly, low smoke zero halogen (LSZH) rated, PanMPO Male to LC Uniboot, 60cm (24 inch) equal breakout, Std. IL. Aqua, 20 meters. | PC | 1 | 1 | 1 | 1 | 952.16
61305633206 | FZTRL5N5NXNM046 | OM4 12f Interconnect LSZH MPO F/MPO F Ty |  | PC | 1 | 1 | 1 | 1 | 952.42
61305633252 | FZTRL5N5NYNM046 | OM4 12f Interconnect LSZH MPO F/MPO F Ty |  | PC | 1 | 1 | 1 | 1 | 952.42
61305633961 | FZTRP5N5NBNM046 | OM4 12f Interconnect OFNP MPO F/MPO F Ty |  | PC | 1 | 1 | 1 | 1 | 952.58
07498385373 | FZTYP5EL2SAM010 | OM4,12-Fiber,InSMDiaTrnk,PLEM,MPOf,10M | OM4 12-fiber indoor small diameter trunk cable assembly, plenum (OFNP) rated,MPO female to LC duplex, Std IL, with pulling eye on end A. | PC | 1 | 1 | 1 | 1 | 953.18
07498385427 | FZTYP7EL2SAM010 | OM4,12-Fiber,InSMDiaTrnk,PLEM,10M,RL | OM4 12-fiber indoor small diameter trunk cable assembly, plenum (OFNP) rated, PanMPO female to LC duplex, Std IL, with a pulling eye end A, Aqua, 10 meters. | PC | 1 | 1 | 1 | 1 | 953.18
61305634140 | FZTRL7N7NXNM033 | OM4 12f Interconnect LSZH PanMPO F/PanMP |  | PC | 1 | 1 | 1 | 1 | 954.38
61305632920 | FZTRP5N5NXNF144 | OM4 12f Interconnect OFNP MPO F/MPO F Ty |  | PC | 1 | 1 | 1 | 1 | 954.52
61305633442 | FZTRP5N5NYNF144 | OM4 12f Interconnect OFNP MPO F/MPO F Ty |  | PC | 1 | 1 | 1 | 1 | 954.52
61305633763 | FZTRP7N7NBNM033 | OM4 12f Interconnect OFNP PanMPO F/PanMP |  | PC | 1 | 1 | 1 | 1 | 954.66
61305619482 | FZURLEN74XNM005 | OM424-Fbr,Intrc,12F,LSZH,AQ,5M,MtdA,RL | OM4 24-fiber, Interconnect, LSZH, 24F MPO Female to (2) 12-fiber Female PanMPO, Method A, Optimized IL, 5 Meters, Aqua. | PC | 1 | 1 | 1 | 1 | 954.72
61305619512 | FZURLEN74YNM005 | OM424-Fbr,Intrc,12F,LSZH,AQ,5M,MtdB,RL | OM4 24-fiber, Interconnect, LSZH, 24F MPO Female to (2) 12-fiber Female PanMPO, Method B, Optimized IL, 5 Meters, Aqua. | PC | 1 | 1 | 1 | 1 | 954.72
61305619568 | FXURPEN74XNF035 | OM324-Fbr,Intr,PLEM,A,12fbrF,AQ,35ft,EA | OM3 24-fiber, Interconnect, Plenum, 24F MPO Female to (2) 12-fiber Female PanMPO, Method A, Optimized IL, 35 Feet, Aqua. | PC | 1 | 1 | 1 | 1 | 954.8
61305619665 | FXURPEN74YNF035 | OM324-Fbr,Intr,PLEM,B,12fbrF,AQ,35ft,EA | OM3 24-fiber, Interconnect, Plenum, 24F MPO Female to (2) 12-fiber Female PanMPO, Method B, Optimized IL, 35 Feet, Aqua. | PC | 1 | 1 | 1 | 1 | 954.8
07498377455 | FZTRP8NUFSNF063 | OM4,12-Fiber,RndHrnss,PMPOm,1L,PLEM,63ft | OM4 12-fiber round harness cable assembly, plenum (OFNP) rated, PanMPO Male to LC Uniboot, staggered pair, 1 longest, Std IL, Aqua, 63 ft. | PC | 1 | 1 | 1 | 1 | 955.08
07498377201 | FZTRP8NUGSNF063 | OM4,12-Fiber,RndHrnss,PMPOm,1S,PLEM,63ft | OM4 12-fiber round harness cable assembly, plenum (OFNP) rated, PanMPO male to LC Uniboot staggered pair, 1 shortest, Std. IL. Aqua, 63 ft. | PC | 1 | 1 | 1 | 1 | 955.08
07498376581 | FZTRP8NUHSNF063 | OM4,12-Fiber,RndHrn,PMPOm,1-2L,PLEM,63ft | OM4 12-fiber round harness cable assembly, plenum (OFNP) rated, PanMPO Male to LC Uniboot staggered pairs, 1 and 2 longest, Std. IL. Aqua, 63 ft. | PC | 1 | 1 | 1 | 1 | 955.08
07498376869 | FZTRP8NUJSNF063 | OM4,12-Fiber,RndHrn,PMPOm,1-2S,PLEM,63ft | OM4 12-fiber round harness cable assembly, plenum (OFNP) rated, PanMPO Male to LC Uniboot, staggered pairs, 1 and 2 shortest, Std. IL. Aqua, 63 ft. | PC | 1 | 1 | 1 | 1 | 955.08
07498374847 | FZTRP8NUSSNF063 | OM4,12-Fiber,RndHarnessCbl,PLEM,63ft | OM4 12-fiber, round harness cable assembly, plenum (OFNP) rated, PanMPO Male to LC Uniboot 60cm (24 inch), equal breakout, Std IL, Aqua, 63 ft. | PC | 1 | 1 | 1 | 1 | 955.08
61305618150 | FZURPENENXNF024 | OM424-Fbr,Intrc,24f,PLEM,AQ,24ft,MtdA,EA | OM4 24 fiber, Interconnect, Plenum, 24F MPO Female to 24F MPO Female, Method A, Optimized IL, 24 ft, Aqua | PC | 1 | 1 | 1 | 1 | 955.08
61305618889 | FZURPENENYNF024 | OM424-Fbr,Intrc,24f,PLEM,AQ,24ft,MtdB,EA | OM4 24 fiber, Interconnect, Plenum, 24F MPO Female to 24F MPO Female, Method B, Optimized IL, 24 ft, Aqua | PC | 1 | 1 | 1 | 1 | 955.08
61305632738 | FZTRP7N7NXNF103 | OM4 12f Interconnect OFNP PanMPO F/PanMP |  | PC | 1 | 1 | 1 | 1 | 955.16
61305633042 | FZTRP7N7NYNF103 | OM4 12f Interconnect OFNP PanMPO F/PanMP |  | PC | 1 | 1 | 1 | 1 | 955.16
07498391710 | FZTRP5N5NANF108 | OM4,12-Fiber,PLEM,MPO/F-MPO/F,108ft | OM4 12 fiber, interconnect cable assembly, plenum (OFNP) rated, MPO female to MPO female, Method A Std IL, with no pulling eye 108 ft | PC | 1 | 1 | 1 | 1 | 955.54
07498394833 | FZTRP7N7NANF108 | OM4 12f Interconnect OFNP PanMPO F/PanMP | 12 fiber OM4 interconnect cable assembly, plenum (OFNP) rated, PanMPO female to PanMPO female Method A Std IL, with no pulling eye, 108 ft. | PC | 1 | 1 | 1 | 1 | 955.54
61305600596 | FZTRP7N7NBNF108 | OM4 12f Interconnect OFNP PanMPO F/PanMP | OM4 12 Fiber Interconnect Plenum PanMPO Female To PanMPO Female Method B Std. IL with no Pulling Eye - 108 Feet | PC | 1 | 1 | 1 | 1 | 955.54
61305633298 | FZTRP5N5NYNM044 | OM4 12f Interconnect OFNP MPO F/MPO F Ty |  | PC | 1 | 1 | 1 | 1 | 955.56
07498399382 | FZ8RP7NUSQNF080 | 8-fiber OM4 Round Harness Plenum PanMPO | 8-fiber OM4 round harness cable assembly, plenum (OFNP) rated, PanMPO Female to LC Uniboot with 60cm (24 inch) equal breakout, 40G to 10G Std. IL | PC | 1 | 1 | 1 | 1 | 955.78
61305629221 | FZTYP7E7EBNF052 | OM4 12 Fiber Small Diameter Indoor Trunk |  | PC | 1 | 1 | 1 | 1 | 955.94
61305619069 | FXURPENENXNF046 | OM324-Fbr,Intr,PLEM,A,24mpoF,AQ,46ft,EA | OM3 24 fiber, Interconnect, Plenum, 24F MPO Female to 24F MPO Female, Method A, Optimized IL, 46 ft, Aqua | PC | 1 | 1 | 1 | 1 | 956.6
61305619167 | FXURPENENYNF046 | OM324-Fbr,Intr,PLEM,24mpoF,B,AQ,46ft,EA | OM3 24 fiber, Interconnect, Plenum, 24F MPO Female to 24F MPO Female, Method B, Optimized IL, 46 ft, Aqua | PC | 1 | 1 | 1 | 1 | 956.6
07498393345 | FZTRP5N5NANM033 | OM4 12 Fiber Interconnect Plenum MPO Fem | OM4 12-fiber, interconnect cable assembly, plenum (OFNP) rated, MPO female to MPO female, Method A Std. IL, with no pulling eye - 33 meters. | PC | 1 | 1 | 1 | 1 | 956.68
07498394720 | FZTRP7N7NANM033 | OM4 12f Interconnect OFNP PanMPO F/PanMP | 12 fiber OM4 interconnect cable assembly, plenum (OFNP) rated, PanMPO female to PanMPO female, Method A, Std IL, with no pulling eye, 33 meters. | PC | 1 | 1 | 1 | 1 | 956.68
61305633850 | FZTRL7N7NYNM033 | OM4 12f Interconnect LSZH PanMPO F/PanMP |  | PC | 1 | 1 | 1 | 1 | 956.82
61305632921 | FZTRP5N5NXNF145 | OM4 12f Interconnect OFNP MPO F/MPO F Ty |  | PC | 1 | 1 | 1 | 1 | 957.7
61305633443 | FZTRP5N5NYNF145 | OM4 12f Interconnect OFNP MPO F/MPO F Ty |  | PC | 1 | 1 | 1 | 1 | 957.7
61305619235 | FZURPEN74XNF016 | OM424-Fbr,Intrc,12f,PLEM,AQ,16ft,MtdA,EA | OM4 24-fiber, Interconnect, Plenum, 24F MPO Female to (2) 12-fiber Female PanMPO, Method A, Optimized IL, 16 Feet, Aqua. | PC | 1 | 1 | 1 | 1 | 958.2
61305619333 | FZURPEN74YNF016 | OM424-Fbr,Intrc,12f,PLEM,AQ,16ft,MtdB,EA | OM4 24-fiber, Interconnect, Plenum, 24F MPO Female to (2) 12-fiber Female PanMPO, Method B, Optimized IL, 16 Feet, Aqua. | PC | 1 | 1 | 1 | 1 | 958.2
61305629600 | FZTRL5N5NBNM035 | OM4 12f Interconnect LSZH MPO F/MPO F Ty |  | PC | 1 | 1 | 1 | 1 | 958.28
61305633150 | FZTRL5N5NBNM049 | OM4 12f Interconnect LSZH MPO F/MPO F Ty |  | PC | 1 | 1 | 1 | 1 | 958.28
61305634147 | FZTRL7N7NBNM035 | OM4 12f Interconnect LSZH PanMPO F/PanMP |  | PC | 1 | 1 | 1 | 1 | 958.28
07498385343 | FXTYP5EL2SAM020 | OM3 12f Trunk OFNP MPO F/LC Dup Std Pola | OM3 12-fiber indoor small diameter trunk cable assembly, plenum (OFNP) rated, MPO female to LC duplex, Std IL; with a pulling eye on end A. | PC | 1 | 1 | 1 | 1 | 958.74
07498385353 | FXTYP7EL2SAM020 | OM3 12f Trunk OFNP PanMPO F/LC Dup Std P | OM3 12-fiber indoor small diameter trunk cable assembly, plenum (OFNP) rated, PanMPO female to LC duplex, Std IL; with a pulling eye on end A. | PC | 1 | 1 | 1 | 1 | 958.74
07498377456 | FZTRP8NUFSNF064 | OM4,12-Fiber,RndHrnss,PMPOm,1L,PLEM,64ft | OM4 12-fiber round harness cable assembly, plenum (OFNP) rated, PanMPO Male to LC Uniboot, staggered pair, 1 longest, Std IL, Aqua, 64 ft. | PC | 1 | 1 | 1 | 1 | 959.52
07498377202 | FZTRP8NUGSNF064 | OM4,12-Fiber,RndHrnss,PMPOm,1S,PLEM,64ft | OM4 12-fiber round harness cable assembly, plenum (OFNP) rated, PanMPO male to LC Uniboot staggered pair, 1 shortest, Std. IL. Aqua, 64 ft. | PC | 1 | 1 | 1 | 1 | 959.52
07498376582 | FZTRP8NUHSNF064 | OM4,12-Fiber,RndHrn,PMPOm,1-2L,PLEM,64ft | OM4 12-fiber round harness cable assembly, plenum (OFNP) rated, PanMPO Male to LC Uniboot staggered pairs, 1 and 2 longest, Std. IL. Aqua, 64 ft. | PC | 1 | 1 | 1 | 1 | 959.52
07498376870 | FZTRP8NUJSNF064 | OM4,12-Fiber,RndHrn,PMPOm,1-2S,PLEM,64ft | OM4 12-fiber round harness cable assembly, plenum (OFNP) rated, PanMPO Male to LC Uniboot, staggered pairs, 1 and 2 shortest, Std. IL. Aqua, 64 ft. | PC | 1 | 1 | 1 | 1 | 959.52
07498374848 | FZTRP8NUSSNF064 | OM4,12-Fiber,RndHarnessCbl,PLEM,64ft | OM4 12-fiber, round harness cable assembly, plenum (OFNP) rated, PanMPO Male to LC Uniboot 60cm (24 inch), equal breakout, Std IL, Aqua, 64 ft. | PC | 1 | 1 | 1 | 1 | 959.52
61305632739 | FZTRP7N7NXNF104 | OM4 12f Interconnect OFNP PanMPO F/PanMP |  | PC | 1 | 1 | 1 | 1 | 959.58
61305633043 | FZTRP7N7NYNF104 | OM4 12f Interconnect OFNP PanMPO F/PanMP |  | PC | 1 | 1 | 1 | 1 | 959.58
07498391713 | FZTRP5N5NANF109 | OM4,12-Fiber,PLEM,MPO/F-MPO/F,109ft | OM4 12 fiber, interconnect cable assembly, plenum (OFNP) rated, MPO female to MPO female, Method A Std IL, with no pulling eye 109 ft | PC | 1 | 1 | 1 | 1 | 959.96
07498394834 | FZTRP7N7NANF109 | OM4 12f Interconnect OFNP PanMPO F/PanMP | 12 fiber OM4 interconnect cable assembly, plenum (OFNP) rated, PanMPO female to PanMPO female Method A Std IL, with no pulling eye, 109 ft. | PC | 1 | 1 | 1 | 1 | 959.96
61305600597 | FZTRP7N7NBNF109 | OM4 12f Interconnect OFNP PanMPO F/PanMP | OM4 12 Fiber Interconnect Plenum PanMPO Female To PanMPO Female Method B Std. IL with no Pulling Eye - 109 Feet | PC | 1 | 1 | 1 | 1 | 959.96
07498399383 | FZ8RP7NUSQNF081 | 8-fiber OM4 Round Harness Plenum PanMPO | 8-fiber OM4 round harness cable assembly, plenum (OFNP) rated, PanMPO Female to LC Uniboot with 60cm (24 inch) equal breakout, 40G to 10G Std. IL | PC | 1 | 1 | 1 | 1 | 960.24
07498389771 | FZTRL5N5NANM035 | OM4,12-Fiber,LSZH,MPO/Fm-MPO/Fm,35M | OM4 12 fiber, interconnect cable assembly, low smoke zero halogen (LSZH) rated, MPO female to MPO female, Method A Std IL with no pulling eye, Aqua, 35 meters | PC | 1 | 1 | 1 | 1 | 960.44
07498396116 | FZTRL7N7NANM035 | OM4 12f Interconnect LSZH PanMPO F/PanMP |  | PC | 1 | 1 | 1 | 1 | 960.44
61305619569 | FXURPEN74XNF036 | OM324-Fbr,Intr,PLEM,A,12fbrF,AQ,36ft,EA | OM3 24-fiber, Interconnect, Plenum, 24F MPO Female to (2) 12-fiber Female PanMPO, Method A, Optimized IL, 36 Feet, Aqua. | PC | 1 | 1 | 1 | 1 | 960.52
61305619666 | FXURPEN74YNF036 | OM324-Fbr,Intr,PLEM,B,12fbrF,AQ,36ft,EA | OM3 24-fiber, Interconnect, Plenum, 24F MPO Female to (2) 12-fiber Female PanMPO, Method B, Optimized IL, 36 Feet, Aqua. | PC | 1 | 1 | 1 | 1 | 960.52
61305619436 | FXURLENENXNM015 | OM324-Fbr,Intr,LSZH,A,24mpoF,AQ,15M,RL | OM3 24 fiber, Interconnect, LSZH, 24F MPO Female to 24F MPO Female, Method A, Optimized IL, 15 m, Aqua | PC | 1 | 1 | 1 | 1 | 960.78
61305619466 | FXURLENENYNM015 | OM324-Fbr,Intr,LSZH,B,24mpoF,AQ,15M,RL | OM3 24 fiber, Interconnect, LSZH, 24F MPO Female to 24F MPO Female, Method B, Optimized IL, 15 m, Aqua | PC | 1 | 1 | 1 | 1 | 960.78
61305632922 | FZTRP5N5NXNF146 | OM4 12f Interconnect OFNP MPO F/MPO F Ty |  | PC | 1 | 1 | 1 | 1 | 960.86
61305633444 | FZTRP5N5NYNF146 | OM4 12f Interconnect OFNP MPO F/MPO F Ty |  | PC | 1 | 1 | 1 | 1 | 960.86
61305616522 | FZTYL7575XAM015 | OM4 12f Trunk LSZH PanMPO F/PanMPO F HD |  | PC | 1 | 1 | 1 | 1 | 961.12
61305633207 | FZTRL5N5NXNM047 | OM4 12f Interconnect LSZH MPO F/MPO F Ty |  | PC | 1 | 1 | 1 | 1 | 962.3
61305633253 | FZTRL5N5NYNM047 | OM4 12f Interconnect LSZH MPO F/MPO F Ty |  | PC | 1 | 1 | 1 | 1 | 962.3
61305619070 | FXURPENENXNF047 | OM324-Fbr,Intr,PLEM,A,24mpoF,AQ,47ft,EA | OM3 24 fiber, Interconnect, Plenum, 24F MPO Female to 24F MPO Female, Method A, Optimized IL, 47 ft, Aqua | PC | 1 | 1 | 1 | 1 | 962.34
61305619168 | FXURPENENYNF047 | OM324-Fbr,Intr,PLEM,B,24mpoF,AQ,47ft,EA | OM3 24 fiber, Interconnect, Plenum, 24F MPO Female to 24F MPO Female, Method B, Optimized IL, 47 ft, Aqua | PC | 1 | 1 | 1 | 1 | 962.34
61305618973 | FZURLENENXNM008 | OM424-Fbr,Intrc,24F,LSZH,AQ,8M,MtdA,RL | OM4 24 fiber, Interconnect, LSZH, 24F MPO Female to 24F MPO Female, Method A, Optimized IL, 8 m, Aqua | PC | 1 | 1 | 1 | 1 | 962.34
61305619003 | FZURLENENYNM008 | OM424-Fbr,Intrc,24F,LSZH,AQ,8M,MtdB,RL | OM4 24 fiber, Interconnect, LSZH, 24F MPO Female to 24F MPO Female, Method B, Optimized IL, 8 m, Aqua | PC | 1 | 1 | 1 | 1 | 962.34
61305633962 | FZTRP5N5NBNM047 | OM4 12f Interconnect OFNP MPO F/MPO F Ty |  | PC | 1 | 1 | 1 | 1 | 962.96
61305618151 | FZURPENENXNF025 | OM424-Fbr,Intrc,24f,PLEM,AQ,25ft,MtdA,EA | OM4 24 fiber, Interconnect, Plenum, 24F MPO Female to 24F MPO Female, Method A, Optimized IL, 25 ft, Aqua | PC | 1 | 1 | 1 | 1 | 963.08
61305618890 | FZURPENENYNF025 | OM424-Fbr,Intrc,24f,PLEM,AQ,25ft,MtdB,EA | OM4 24 fiber, Interconnect, Plenum, 24F MPO Female to 24F MPO Female, Method B, Optimized IL, 25 ft, Aqua | PC | 1 | 1 | 1 | 1 | 963.08
61305632098 | FZTRP7N7NXNM032 | OM4 12f Interconnect OFNP PanMPO F/PanMP |  | PC | 1 | 1 | 1 | 1 | 963.86
61305633782 | FZTRP7N7NYNM032 | OM4 12f Interconnect OFNP PanMPO F/PanMP |  | PC | 1 | 1 | 1 | 1 | 963.86
07498377457 | FZTRP8NUFSNF065 | OM4,12-Fiber,RndHrnss,PMPOm,1L,PLEM,65ft | OM4 12-fiber round harness cable assembly, plenum (OFNP) rated, PanMPO Male to LC Uniboot, staggered pair, 1 longest, Std IL, Aqua, 65 ft. | PC | 1 | 1 | 1 | 1 | 963.96
07498377203 | FZTRP8NUGSNF065 | OM4,12-Fiber,RndHrnss,PMPOm,1S,PLEM,65ft | OM4 12-fiber round harness cable assembly, plenum (OFNP) rated, PanMPO male to LC Uniboot staggered pair, 1 shortest, Std. IL. Aqua, 65 ft. | PC | 1 | 1 | 1 | 1 | 963.96
07498376583 | FZTRP8NUHSNF065 | OM4,12-Fiber,RndHrn,PMPOm,1-2L,PLEM,65ft | OM4 12-fiber round harness cable assembly, plenum (OFNP) rated, PanMPO Male to LC Uniboot staggered pairs, 1 and 2 longest, Std. IL. Aqua, 65 ft. | PC | 1 | 1 | 1 | 1 | 963.96
07498376871 | FZTRP8NUJSNF065 | OM4,12-Fiber,RndHrn,PMPOm,1-2S,PLEM,65ft | OM4 12-fiber round harness cable assembly, plenum (OFNP) rated, PanMPO Male to LC Uniboot, staggered pairs, 1 and 2 shortest, Std. IL. Aqua, 65 ft. | PC | 1 | 1 | 1 | 1 | 963.96
07498374849 | FZTRP8NUSSNF065 | OM4,12-Fiber,RndHarnessCbl,PLEM,65ft | OM4 12-fiber, round harness cable assembly, plenum (OFNP) rated, PanMPO Male to LC Uniboot 60cm (24 inch), equal breakout, Std IL, Aqua, 65 ft. | PC | 1 | 1 | 1 | 1 | 963.96
61305632923 | FZTRP5N5NXNF147 | OM4 12f Interconnect OFNP MPO F/MPO F Ty |  | PC | 1 | 1 | 1 | 1 | 964.02
61305633445 | FZTRP5N5NYNF147 | OM4 12f Interconnect OFNP MPO F/MPO F Ty |  | PC | 1 | 1 | 1 | 1 | 964.02
61305629567 | FZTRP7N7NXNF105 | OM4 12f Interconnect OFNP PanMPO F/PanMP |  | PC | 1 | 1 | 1 | 1 | 964.02
61305633052 | FZTRP7N7NYNF105 | OM4 12f Interconnect OFNP PanMPO F/PanMP |  | PC | 1 | 1 | 1 | 1 | 964.02
07498391702 | FZTRP5N5NANF110 | OM4,12-Fiber,PLEM,MPO/F-MPO/F,110ft | OM4 12 fiber, interconnect cable assembly, plenum (OFNP) rated, MPO female to MPO female, Method A Std IL, with no pulling eye 110 ft | PC | 1 | 1 | 1 | 1 | 964.42
07498395343 | FZTRP7N7NANF110 | OM4 12f Interconnect OFNP PanMPO F/PanMP |  | PC | 1 | 1 | 1 | 1 | 964.42
61305600598 | FZTRP7N7NBNF110 | OM4 12f Interconnect OFNP PanMPO F/PanMP | OM4 12 Fiber Interconnect Plenum PanMPO Female To PanMPO Female Method B Std. IL with no Pulling Eye - 110 Feet | PC | 1 | 1 | 1 | 1 | 964.42
07498399384 | FZ8RP7NUSQNF082 | 8-fiber OM4 Round Harness Plenum PanMPO | 8-fiber OM4 round harness cable assembly, plenum (OFNP) rated, PanMPO Female to LC Uniboot with 60cm (24 inch) equal breakout, 40G to 10G Std. IL | PC | 1 | 1 | 1 | 1 | 964.7
07498399147 | FZ8RL7NUSQNM025 | OM4 8 Fiber Round Harness LSZH PanMPO Fe | OM4 8-fiber round harness cable assembly, low smoke zero halogen (LSZH) rated,PanMPO female To LC Uniboot 60cm (24 inch), equal breakout, Std. IL, 25 meters. | PC | 1 | 1 | 1 | 1 | 964.76
07498399027 | FZ8RP7NUSQNM025 | 8-fiber OM4 Round Harness Plenum PanMPO | 8-fiber OM4 Round Harness Plenum PanMPO Female to LC Uniboot 60cm (24 inch) equal breakout 40G to 10G Std. IL - 25m | PC | 1 | 1 | 1 | 1 | 964.76
07498393505 | FZTRP5N5NXNM032 | OM4 12 Fiber Interconnect Plenum MPO Fem | OM4 12 fiber interconnect plenum MPO female to MPO female, method A opt IL., with no pulling eye - 32 meters. | PC | 1 | 1 | 1 | 1 | 965.8
61305633299 | FZTRP5N5NYNM045 | OM4 12f Interconnect OFNP MPO F/MPO F Ty |  | PC | 1 | 1 | 1 | 1 | 965.92
07498375154 | FZTRL8NUFSNM021 | OM4,12-Fiber,Rnd,HarnessCbl,LSZH,21M | OM4 12-fiber, round harness cable assembly, low smoke zero halogen (LSZH) rated, PanMPO Male to LC Uniboot staggered pair, 1 longest, Std. IL. Aqua, 21 meters. | PC | 1 | 1 | 1 | 1 | 966.04
07498376002 | FZTRL8NUGSNM021 | OM4,12-Fiber,RndHrnss,PMPOm,LSZH,21M | OM4 12-fiber, round harness cable assembly, low smoke zero halogen (LSZH) rated, PanMPO Male to LC Uniboot staggered pair, 1 shortest Std.IL, Aqua, 21 meters. | PC | 1 | 1 | 1 | 1 | 966.04
07498376084 | FZTRL8NUHSNM021 | OM4,12-Fiber,RndHrn,PMPOm,1-2L,LSZH,21M | OM4 12-fiber round harness cable assembly, low smoke zero halogen (LSZH) rated, PanMPO Male to LC Uniboot, staggered pairs, 1 and 2 Longest, Std. IL. Aqua, 21 meters. | PC | 1 | 1 | 1 | 1 | 966.04
07498376688 | FZTRL8NUJSNM021 | OM4,12-Fiber,RndHrn,PMPOm,1-2S,21M | OM4 12-fiber round harness cable assembly, low smoke zero halogen (LSZH) rated, PanMPO Male to LC Uniboot, staggered pair, 1 and 2 shortest, Std IL, Aqua, 21 meters. | PC | 1 | 1 | 1 | 1 | 966.04
07498375186 | FZTRL8NUSSNM021 | OM4,12-Fiber,RndHarnessCbl,LSZH,21M | OM4 12-fiber round harness cable assembly, low smoke zero halogen (LSZH) rated, PanMPO Male to LC Uniboot, 60cm (24 inch) equal breakout, Std. IL. Aqua, 21 meters. | PC | 1 | 1 | 1 | 1 | 966.04
61305619236 | FZURPEN74XNF017 | OM424-Fbr,Intrc,12f,PLEM,AQ,17ft,MtdA,EA | OM4 24-fiber, Interconnect, Plenum, 24F MPO Female to (2) 12-fiber Female PanMPO, Method A, Optimized IL, 17 Feet, Aqua. | PC | 1 | 1 | 1 | 1 | 966.2
61305619334 | FZURPEN74YNF017 | OM424-Fbr,Intrc,12f,PLEM,AQ,17ft,MtdB,EA | OM4 24-fiber, Interconnect, Plenum, 24F MPO Female to (2) 12-fiber Female PanMPO, Method B, Optimized IL, 17 Feet, Aqua. | PC | 1 | 1 | 1 | 1 | 966.2
61305619570 | FXURPEN74XNF037 | OM324-Fbr,Intr,PLEM,A,12fbrF,AQ,37ft,EA | OM3 24-fiber, Interconnect, Plenum, 24F MPO Female to (2) 12-fiber Female PanMPO, Method A, Optimized IL, 37 Feet, Aqua. | PC | 1 | 1 | 1 | 1 | 966.24
61305619667 | FXURPEN74YNF037 | OM324-Fbr,Intr,PLEM,B,12fbrF,AQ,37ft,EA | OM3 24-fiber, Interconnect, Plenum, 24F MPO Female to (2) 12-fiber Female PanMPO, Method B, Optimized IL, 37 Feet, Aqua. | PC | 1 | 1 | 1 | 1 | 966.24
61305647175 | FZTYP7E7EBNF054 | OM4 12f Trunk OFNP PanMPO F/PanMPO F Typ |  | PC | 1 | 1 | 1 | 1 | 966.76
61305632777 | FZTRP7N7NBNF111 | OM4 12f Interconnect OFNP PanMPO F/PanMP |  | PC | 1 | 1 | 1 | 1 | 966.88
61305632924 | FZTRP5N5NXNF148 | OM4 12f Interconnect OFNP MPO F/MPO F Ty |  | PC | 1 | 1 | 1 | 1 | 967.18
61305633446 | FZTRP5N5NYNF148 | OM4 12f Interconnect OFNP MPO F/MPO F Ty |  | PC | 1 | 1 | 1 | 1 | 967.18
61305629056 | FZTYP7E7EYNF048 | OM4 12f Trunk OFNP PanMPO F/PanMPO F Typ |  | PC | 1 | 1 | 1 | 1 | 968.02
61305619071 | FXURPENENXNF048 | OM324-Fbr,Intr,PLEM,A,24mpoF,AQ,48ft,EA | OM3 24 fiber, Interconnect, Plenum, 24F MPO Female to 24F MPO Female, Method A, Optimized IL, 48 ft, Aqua | PC | 1 | 1 | 1 | 1 | 968.06
61305619169 | FXURPENENYNF048 | OM324-Fbr,Intr,PLEM,B,24mpoF,AQ,48ft,EA | OM3 24 fiber, Interconnect, Plenum, 24F MPO Female to 24F MPO Female, Method B, Optimized IL, 48 ft, Aqua | PC | 1 | 1 | 1 | 1 | 968.06
61305633151 | FZTRL5N5NBNM050 | OM4 12f Interconnect LSZH MPO F/MPO F Ty |  | PC | 1 | 1 | 1 | 1 | 968.14
07498377458 | FZTRP8NUFSNF066 | OM4,12-Fiber,RndHrnss,PMPOm,1L,PLEM,66ft | OM4 12-fiber round harness cable assembly, plenum (OFNP) rated, PanMPO Male to LC Uniboot, staggered pair, 1 longest, Std IL, Aqua, 66 ft. | PC | 1 | 1 | 1 | 1 | 968.4
07498377207 | FZTRP8NUGSNF066 | OM4,12-Fiber,RndHrnss,PMPOm,1S,PLEM,66ft | OM4 12-fiber round harness cable assembly, plenum (OFNP) rated, PanMPO male to LC Uniboot staggered pair, 1 shortest, Std. IL. Aqua, 66 ft. | PC | 1 | 1 | 1 | 1 | 968.4
07498376584 | FZTRP8NUHSNF066 | OM4,12-Fiber,RndHrn,PMPOm,1-2L,PLEM,66ft | OM4 12-fiber round harness cable assembly, plenum (OFNP) rated, PanMPO Male to LC Uniboot staggered pairs, 1 and 2 longest, Std. IL. Aqua, 66 ft. | PC | 1 | 1 | 1 | 1 | 968.4
07498376872 | FZTRP8NUJSNF066 | OM4,12-Fiber,RndHrn,PMPOm,1-2S,PLEM,66ft | OM4 12-fiber round harness cable assembly, plenum (OFNP) rated, PanMPO Male to LC Uniboot, staggered pairs, 1 and 2 shortest, Std. IL. Aqua, 66 ft. | PC | 1 | 1 | 1 | 1 | 968.4
07498374850 | FZTRP8NUSSNF066 | OM4,12-Fiber,RndHarnessCbl,PLEM,66ft | OM4 12-fiber, round harness cable assembly, plenum (OFNP) rated, PanMPO Male to LC Uniboot 60cm (24 inch), equal breakout, Std IL, Aqua, 66 ft. | PC | 1 | 1 | 1 | 1 | 968.4
61305619765 | FXURLEN74XNM012 | OM324-Fbr,Intr,LSZH,A,12fbrF,AQ,12M,RL | OM3 24-fiber, Interconnect, LSZH, 24F MPO Female to (2) 12-fiber Female PanMPO, Method A, Optimized IL, 12 Meters, Aqua. | PC | 1 | 1 | 1 | 1 | 968.42
61305619795 | FXURLEN74YNM012 | OM324-Fbr,Intr,LSZH,B,12fbrF,AQ,12M,RL | OM3 24-fiber, Interconnect, LSZH, 24F MPO Female to (2) 12-fiber Female PanMPO, Method B, Optimized IL, 12 Meters, Aqua. | PC | 1 | 1 | 1 | 1 | 968.42
61305632740 | FZTRP7N7NXNF106 | OM4 12f Interconnect OFNP PanMPO F/PanMP |  | PC | 1 | 1 | 1 | 1 | 968.44
61305633053 | FZTRP7N7NYNF106 | OM4 12f Interconnect OFNP PanMPO F/PanMP |  | PC | 1 | 1 | 1 | 1 | 968.44
07498391714 | FZTRP5N5NANF111 | OM4,12-Fiber,PLEM,MPO/F-MPO/F,111ft | OM4 12 fiber, interconnect cable assembly, plenum (OFNP) rated, MPO female to MPO female, Method A Std IL, with no pulling eye 111 ft | PC | 1 | 1 | 1 | 1 | 968.86
07498394835 | FZTRP7N7NANF111 | OM4 12f Interconnect OFNP PanMPO F/PanMP | 12 fiber OM4 interconnect cable assembly, plenum (OFNP) rated, PanMPO female to PanMPO female Method A Std IL, with no pulling eye, 111 ft. | PC | 1 | 1 | 1 | 1 | 968.86
07498399392 | FZ8RP7NUSQNF083 | 8-fiber OM4 Round Harness Plenum PanMPO | 8-fiber OM4 round harness cable assembly, plenum (OFNP) rated, PanMPO Female to LC Uniboot with 60cm (24 inch) equal breakout, 40G to 10G Std. IL | PC | 1 | 1 | 1 | 1 | 969.16
61305633764 | FZTRP7N7NBNM034 | OM4 12f Interconnect OFNP PanMPO F/PanMP |  | PC | 1 | 1 | 1 | 1 | 969.2
61305632925 | FZTRP5N5NXNF149 | OM4 12f Interconnect OFNP MPO F/MPO F Ty |  | PC | 1 | 1 | 1 | 1 | 970.36
61305633447 | FZTRP5N5NYNF149 | OM4 12f Interconnect OFNP MPO F/MPO F Ty |  | PC | 1 | 1 | 1 | 1 | 970.36
61305633851 | FZTRL7N7NYNM034 | OM4 12f Interconnect LSZH PanMPO F/PanMP |  | PC | 1 | 1 | 1 | 1 | 970.7
61305618152 | FZURPENENXNF026 | OM424-Fbr,Intrc,24f,PLEM,AQ,26ft,MtdA,EA | OM4 24 fiber, Interconnect, Plenum, 24F MPO Female to 24F MPO Female, Method A, Optimized IL, 26 ft, Aqua | PC | 1 | 1 | 1 | 1 | 971.08
61305618891 | FZURPENENYNF026 | OM424-Fbr,Intrc,24f,PLEM,AQ,26ft,MtdB,EA | OM4 24 fiber, Interconnect, Plenum, 24F MPO Female to 24F MPO Female, Method B, Optimized IL, 26 ft, Aqua | PC | 1 | 1 | 1 | 1 | 971.08
07498393346 | FZTRP5N5NANM034 | OM4 12 Fiber Interconnect Plenum MPO Fem | OM4 12-fiber, interconnect cable assembly, plenum (OFNP) rated, MPO female to MPO female, Method A Std. IL, with no pulling eye - 34 meters. | PC | 1 | 1 | 1 | 1 | 971.28
07498394721 | FZTRP7N7NANM034 | OM4 12f Interconnect OFNP PanMPO F/PanMP | 12 fiber OM4 interconnect cable assembly, plenum (OFNP) rated, PanMPO female to PanMPO female, Method A, Std IL, with no pulling eye, 34 meters. | PC | 1 | 1 | 1 | 1 | 971.28
61305619571 | FXURPEN74XNF038 | OM324-Fbr,Intr,PLEM,A,12fbrF,AQ,38ft,EA | OM3 24-fiber, Interconnect, Plenum, 24F MPO Female to (2) 12-fiber Female PanMPO, Method A, Optimized IL, 38 Feet, Aqua. | PC | 1 | 1 | 1 | 1 | 971.98
61305619668 | FXURPEN74YNF038 | OM324-Fbr,Intr,PLEM,B,12fbrF,AQ,38ft,EA | OM3 24-fiber, Interconnect, Plenum, 24F MPO Female to (2) 12-fiber Female PanMPO, Method B, Optimized IL, 38 Feet, Aqua. | PC | 1 | 1 | 1 | 1 | 971.98
61305629593 | FZTRL7N7NBNM036 | OM4 12f Interconnect LSZH PanMPO F/PanMP |  | PC | 1 | 1 | 1 | 1 | 972.1
61305633208 | FZTRL5N5NXNM048 | OM4 12f Interconnect LSZH MPO F/MPO F Ty |  | PC | 1 | 1 | 1 | 1 | 972.16
61305633254 | FZTRL5N5NYNM048 | OM4 12f Interconnect LSZH MPO F/MPO F Ty |  | PC | 1 | 1 | 1 | 1 | 972.16
07498377459 | FZTRP8NUFSNF067 | OM4,12-Fiber,RndHrnss,PMPOm,1L,PLEM,67ft | OM4 12-fiber round harness cable assembly, plenum (OFNP) rated, PanMPO Male to LC Uniboot, staggered pair, 1 longest, Std IL, Aqua, 67 ft. | PC | 1 | 1 | 1 | 1 | 972.86
07498377208 | FZTRP8NUGSNF067 | OM4,12-Fiber,RndHrnss,PMPOm,1S,PLEM,67ft | OM4 12-fiber round harness cable assembly, plenum (OFNP) rated, PanMPO male to LC Uniboot staggered pair, 1 shortest, Std. IL. Aqua, 67 ft. | PC | 1 | 1 | 1 | 1 | 972.86
07498376586 | FZTRP8NUHSNF067 | OM4,12-Fiber,RndHrn,PMPOm,1-2L,PLEM,67ft | OM4 12-fiber round harness cable assembly, plenum (OFNP) rated, PanMPO Male to LC Uniboot staggered pairs, 1 and 2 longest, Std. IL. Aqua, 67 ft. | PC | 1 | 1 | 1 | 1 | 972.86
07498376873 | FZTRP8NUJSNF067 | OM4,12-Fiber,RndHrn,PMPOm,1-2S,PLEM,67ft | OM4 12-fiber round harness cable assembly, plenum (OFNP) rated, PanMPO Male to LC Uniboot, staggered pairs, 1 and 2 shortest, Std. IL. Aqua, 67 ft. | PC | 1 | 1 | 1 | 1 | 972.86
07498374851 | FZTRP8NUSSNF067 | OM4,12-Fiber,RndHarnessCbl,PLEM,67ft | OM4 12-fiber, round harness cable assembly, plenum (OFNP) rated, PanMPO Male to LC Uniboot 60cm (24 inch), equal breakout, Std IL, Aqua, 67 ft. | PC | 1 | 1 | 1 | 1 | 972.86
61305632741 | FZTRP7N7NXNF107 | OM4 12f Interconnect OFNP PanMPO F/PanMP |  | PC | 1 | 1 | 1 | 1 | 972.88
61305633054 | FZTRP7N7NYNF107 | OM4 12f Interconnect OFNP PanMPO F/PanMP |  | PC | 1 | 1 | 1 | 1 | 972.88
07498317282 | FZTYP7575YNF049 | OM4 12f Trunk OFNP PanMPO F/PanMPO F HD | 12-Fiber OM4 HD Flex Indoor Small Diameter Trunk Plenum PanMPO Female To PanMPO Female, Method B, Optimized IL, No Pulling Eye - 49 Feet | PC | 1 | 1 | 1 | 1 | 973.22
07498391715 | FZTRP5N5NANF112 | OM4,12-Fiber,PLEM,MPO/F-MPO/F,112ft | OM4 12 fiber, interconnect cable assembly, plenum (OFNP) rated, MPO female to MPO female, Method A Std IL, with no pulling eye 112 ft | PC | 1 | 1 | 1 | 1 | 973.32
07498394836 | FZTRP7N7NANF112 | OM4 12f Interconnect OFNP PanMPO F/PanMP | 12 fiber OM4 interconnect cable assembly, plenum (OFNP) rated, PanMPO female to PanMPO female Method A Std IL, with no pulling eye, 112 ft. | PC | 1 | 1 | 1 | 1 | 973.32
61305600599 | FZTRP7N7NBNF112 | OM4 12f Interconnect OFNP PanMPO F/PanMP | OM4 12 Fiber Interconnect Plenum PanMPO Female To PanMPO Female Method B Std IL with no Pulling Eye - 112 Feet | PC | 1 | 1 | 1 | 1 | 973.32
61305633963 | FZTRP5N5NBNM048 | OM4 12f Interconnect OFNP MPO F/MPO F Ty |  | PC | 1 | 1 | 1 | 1 | 973.34
61305632926 | FZTRP5N5NXNF150 | OM4 12f Interconnect OFNP MPO F/MPO F Ty |  | PC | 1 | 1 | 1 | 1 | 973.52
61305633448 | FZTRP5N5NYNF150 | OM4 12f Interconnect OFNP MPO F/MPO F Ty |  | PC | 1 | 1 | 1 | 1 | 973.52
07498399394 | FZ8RP7NUSQNF084 | 8-fiber OM4 Round Harness Plenum PanMPO | 8-fiber OM4 round harness cable assembly, plenum (OFNP) rated, PanMPO Female to LC Uniboot with 60cm (24 inch) equal breakout, 40G to 10G Std. IL | PC | 1 | 1 | 1 | 1 | 973.58
61305619072 | FXURPENENXNF049 | OM324-Fiber,Interc,PLEM,AQ,49ft,EA | OM3 24 fiber, Interconnect, Plenum, 24F MPO Female to 24F MPO Female, Method A, Optimized IL, 49 ft, Aqua | PC | 1 | 1 | 1 | 1 | 973.78
61305619170 | FXURPENENYNF049 | OM324-Fbr,Intr,PLEM,B,24mpoF,AQ,49ft,EA | OM3 24 fiber, Interconnect, Plenum, 24F MPO Female to 24F MPO Female, Method B, Optimized IL, 49 ft, Aqua | PC | 1 | 1 | 1 | 1 | 973.78
61305619237 | FZURPEN74XNF018 | OM424-Fbr,Intrc,12f,PLEM,AQ,18ft,MtdA,EA | OM4 24-fiber, Interconnect, Plenum, 24F MPO Female to (2) 12-fiber Female PanMPO, Method A, Optimized IL, 18 Feet, Aqua. | PC | 1 | 1 | 1 | 1 | 974.24
61305619335 | FZURPEN74YNF018 | OM424-Fbr,Intrc,12f,PLEM,AQ,18ft,MtdB,EA | OM4 24-fiber, Interconnect, Plenum, 24F MPO Female to (2) 12-fiber Female PanMPO, Method B, Optimized IL, 18 Feet, Aqua. | PC | 1 | 1 | 1 | 1 | 974.24
07498389772 | FZTRL5N5NANM036 | OM4,12-Fiber,LSZH,MPO/Fm-MPO/Fm,36M | OM4 12 fiber, interconnect cable assembly, low smoke zero halogen (LSZH) rated, MPO female to MPO female, Method A Std IL with no pulling eye, Aqua, 36 meters | PC | 1 | 1 | 1 | 1 | 974.34
07498394762 | FZTRL7N7NANM036 | OM4 12f Interconnect LSZH PanMPO F/PanMP | 12 fiber OM4 interconnect cable assembly, low smoke zero halogen (LSZH) rated, PanMPO female to PanMPO female, Method A, Std IL with no pulling eye, 36 meters. | PC | 1 | 1 | 1 | 1 | 974.34
07498372704 | FXTYP5EL2SAF070 | OM3 12f Trunk OFNP MPO F/LC Dup Std Pola | OM3 12-fiber indoor small diameter trunk cable assembly, plenum (OFNP) rated, MPO Female to LC duplex, Std. IL, with a pulling eye on end A, 70.00 ft. | PC | 1 | 1 | 1 | 1 | 975.54
07498372779 | FXTYP7EL2SAF070 | OM3 12f Trunk OFNP PanMPO F/LC Dup Std P | OM3 12-fiber indoor small diameter trunk cable assembly, plenum (OFNP) rated, PanMPO Female to LC duplex, Std. IL, with a pulling eye on end A, 70.00 ft. | PC | 1 | 1 | 1 | 1 | 975.54
61305632778 | FZTRP7N7NBNF113 | OM4 12f Interconnect OFNP PanMPO F/PanMP |  | PC | 1 | 1 | 1 | 1 | 975.74
61305633300 | FZTRP5N5NYNM046 | OM4 12f Interconnect OFNP MPO F/MPO F Ty |  | PC | 1 | 1 | 1 | 1 | 976.32
61305632734 | FZTRP7N7NXNF108 | OM4 12f Interconnect OFNP PanMPO F/PanMP |  | PC | 1 | 1 | 1 | 1 | 977.3
61305633055 | FZTRP7N7NYNF108 | OM4 12f Interconnect OFNP PanMPO F/PanMP |  | PC | 1 | 1 | 1 | 1 | 977.3
07498377469 | FZTRP8NUFSNF068 | OM4,12-Fiber,RndHrnss,PMPOm,1L,PLEM,68ft | OM4 12-fiber round harness cable assembly, plenum (OFNP) rated, PanMPO Male to LC Uniboot, staggered pair, 1 longest, Std IL, Aqua, 68 ft. | PC | 1 | 1 | 1 | 1 | 977.3
07498377209 | FZTRP8NUGSNF068 | OM4,12-Fiber,RndHrnss,PMPOm,1S,PLEM,68ft | OM4 12-fiber round harness cable assembly, plenum (OFNP) rated, PanMPO male to LC Uniboot staggered pair, 1 shortest, Std. IL. Aqua, 68 ft. | PC | 1 | 1 | 1 | 1 | 977.3
07498376587 | FZTRP8NUHSNF068 | OM4,12-Fiber,RndHrn,PMPOm,1-2L,PLEM,68ft | OM4 12-fiber round harness cable assembly, plenum (OFNP) rated, PanMPO Male to LC Uniboot staggered pairs, 1 and 2 longest, Std. IL. Aqua, 68 ft. | PC | 1 | 1 | 1 | 1 | 977.3
07498376874 | FZTRP8NUJSNF068 | OM4,12-Fiber,RndHrn,PMPOm,1-2S,PLEM,68ft | OM4 12-fiber round harness cable assembly, plenum (OFNP) rated, PanMPO Male to LC Uniboot, staggered pairs, 1 and 2 shortest, Std. IL. Aqua, 68 ft. | PC | 1 | 1 | 1 | 1 | 977.3
07498374852 | FZTRP8NUSSNF068 | OM4,12-Fiber,RndHarnessCbl,PLEM,68ft | OM4 12-fiber, round harness cable assembly, plenum (OFNP) rated, PanMPO Male to LC Uniboot 60cm (24 inch), equal breakout, Std IL, Aqua, 68 ft. | PC | 1 | 1 | 1 | 1 | 977.3
61305647177 | FZTYP7E7EBNF056 | OM4 12f Trunk OFNP PanMPO F/PanMPO F Typ |  | PC | 1 | 1 | 1 | 1 | 977.6
61305619572 | FXURPEN74XNF039 | OM324-Fbr,Intr,PLEM,A,12fbrF,AQ,39ft,EA | OM3 24-fiber, Interconnect, Plenum, 24F MPO Female to (2) 12-fiber Female PanMPO, Method A, Optimized IL, 39 Feet, Aqua. | PC | 1 | 1 | 1 | 1 | 977.7
61305619669 | FXURPEN74YNF039 | OM324-Fbr,Intr,PLEM,B,12fbrF,AQ,39ft,EA | OM3 24-fiber, Interconnect, Plenum, 24F MPO Female to (2) 12-fiber Female PanMPO, Method B, Optimized IL, 39 Feet, Aqua. | PC | 1 | 1 | 1 | 1 | 977.7
07498391716 | FZTRP5N5NANF113 | OM4,12-Fiber,PLEM,MPO/F-MPO/F,113ft | OM4 12 fiber, interconnect cable assembly, plenum (OFNP) rated, MPO female to MPO female, Method A Std IL, with no pulling eye 113 ft | PC | 1 | 1 | 1 | 1 | 977.78
07498394837 | FZTRP7N7NANF113 | OM4 12f Interconnect OFNP PanMPO F/PanMP | 12 fiber OM4 interconnect cable assembly, plenum (OFNP) rated, PanMPO female to PanMPO female Method A Std IL, with no pulling eye, 113 ft. | PC | 1 | 1 | 1 | 1 | 977.78
07498399395 | FZ8RP7NUSQNF085 | 8-fiber OM4 Round Harness Plenum PanMPO | 8-fiber OM4 round harness cable assembly, plenum (OFNP) rated, PanMPO Female to LC Uniboot with 60cm (24 inch) equal breakout, 40G to 10G Std. IL | PC | 1 | 1 | 1 | 1 | 978.04
61305633746 | FZTRP7N7NXNM033 | OM4 12f Interconnect OFNP PanMPO F/PanMP |  | PC | 1 | 1 | 1 | 1 | 978.4
61305633783 | FZTRP7N7NYNM033 | OM4 12f Interconnect OFNP PanMPO F/PanMP |  | PC | 1 | 1 | 1 | 1 | 978.4
61305619437 | FXURLENENXNM016 | OM324-Fbr,Intr,LSZH,A,24mpoF,AQ,16M,RL | OM3 24 fiber, Interconnect, LSZH, 24F MPO Female to 24F MPO Female, Method A, Optimized IL, 16 m, Aqua | PC | 1 | 1 | 1 | 1 | 978.58
61305619467 | FXURLENENYNM016 | OM324-Fbr,Intr,LSZH,B,24mpoF,AQ,16M,RL | OM3 24 fiber, Interconnect, LSZH, 24F MPO Female to 24F MPO Female, Method B, Optimized IL, 16 m, Aqua | PC | 1 | 1 | 1 | 1 | 978.58
61305618153 | FZURPENENXNF027 | OM424-Fbr,Intrc,24f,PLEM,AQ,27ft,MtdA,EA | OM4 24 fiber, Interconnect, Plenum, 24F MPO Female to 24F MPO Female, Method A, Optimized IL, 27 ft, Aqua | PC | 1 | 1 | 1 | 1 | 979.12
61305618892 | FZURPENENYNF027 | OM424-Fbr,Intrc,24f,PLEM,AQ,27ft,MtdB,EA | OM4 24 fiber, Interconnect, Plenum, 24F MPO Female to 24F MPO Female, Method B, Optimized IL, 27 ft, Aqua | PC | 1 | 1 | 1 | 1 | 979.12
07498399148 | FZ8RL7NUSQNM026 | OM4 8 Fiber Round Harness LSZH PanMPO Fe | OM4 8-fiber round harness cable assembly, low smoke zero halogen (LSZH) rated,PanMPO female To LC Uniboot 60cm (24 inch), equal breakout, Std. IL, 26 meters. | PC | 1 | 1 | 1 | 1 | 979.36
07498399028 | FZ8RP7NUSQNM026 | 8-fiber OM4 Round Harness Plenum PanMPO | 8-fiber OM4 Round Harness Plenum PanMPO Female to LC Uniboot 60cm (24 inch) equal breakout 40G to 10G Std. IL - 26m | PC | 1 | 1 | 1 | 1 | 979.36
61305619073 | FXURPENENXNF050 | OM324-Fbr,Intr,PLEM,A,24mpoF,AQ,50ft,EA | OM3 24 fiber, Interconnect, Plenum, 24F MPO Female to 24F MPO Female, Method A, Optimized IL, 50 ft, Aqua | PC | 1 | 1 | 1 | 1 | 979.5
61305619171 | FXURPENENYNF050 | OM324-Fbr,Intr,PLEM,B,24mpoF,AQ,50ft,EA | OM3 24 fiber, Interconnect, Plenum, 24F MPO Female to 24F MPO Female, Method B, Optimized IL, 50 ft, Aqua | PC | 1 | 1 | 1 | 1 | 979.5
61305619483 | FZURLEN74XNM006 | OM424-Fbr,Intrc,12F,LSZH,AQ,6M,MtdA,RL | OM4 24-fiber, Interconnect, LSZH, 24F MPO Female to (2) 12-fiber Female PanMPO, Method A, Optimized IL, 6 Meters, Aqua. | PC | 1 | 1 | 1 | 1 | 979.68
61305619513 | FZURLEN74YNM006 | OM424-Fbr,Intrc,12F,LSZH,AQ,6M,MtdB,RL | OM4 24-fiber, Interconnect, LSZH, 24F MPO Female to (2) 12-fiber Female PanMPO, Method B, Optimized IL, 6 Meters, Aqua. | PC | 1 | 1 | 1 | 1 | 979.68
07498375155 | FZTRL8NUFSNM022 | OM4,12-Fiber,Rnd,HarnessCbl,LSZH,22M | OM4 12-fiber, round harness cable assembly, low smoke zero halogen (LSZH) rated, PanMPO Male to LC Uniboot staggered pair, 1 longest, Std. IL. Aqua, 22 meters. | PC | 1 | 1 | 1 | 1 | 979.9
07498376019 | FZTRL8NUGSNM022 | OM4,12-Fiber,RndHrnss,PMPOm,LSZH,22M | OM4 12-fiber, round harness cable assembly, low smoke zero halogen (LSZH) rated, PanMPO Male to LC Uniboot staggered pair, 1 shortest Std.IL, Aqua, 22 meters. | PC | 1 | 1 | 1 | 1 | 979.9
07498376085 | FZTRL8NUHSNM022 | OM4,12-Fiber,RndHrn,PMPOm,1-2L,LSZH,22M | OM4 12-fiber round harness cable assembly, low smoke zero halogen (LSZH) rated, PanMPO Male to LC Uniboot, staggered pairs, 1 and 2 Longest, Std. IL. Aqua, 22 meters. | PC | 1 | 1 | 1 | 1 | 979.9
07498376689 | FZTRL8NUJSNM022 | OM4,12-Fiber,RndHrn,PMPOm,1-2S,22M | OM4 12-fiber round harness cable assembly, low smoke zero halogen (LSZH) rated, PanMPO Male to LC Uniboot, staggered pair, 1 and 2 shortest, Std IL, Aqua, 22 meters. | PC | 1 | 1 | 1 | 1 | 979.9
07498375187 | FZTRL8NUSSNM022 | OM4,12-Fiber,RndHarnessCbl,LSZH,22M | OM4 12-fiber round harness cable assembly, low smoke zero halogen (LSZH) rated, PanMPO Male to LC Uniboot, 60cm (24 inch) equal breakout, Std. IL. Aqua, 22 meters. | PC | 1 | 1 | 1 | 1 | 979.9
61305601231 | FZTRP7N7NBNF114 | OM4 12f Interconnect OFNP PanMPO F/PanMP |  | PC | 1 | 1 | 1 | 1 | 980.18
07498393506 | FZTRP5N5NXNM033 | OM4 12 Fiber Interconnect Plenum MPO Fem | OM4 12 fiber interconnect plenum MPO female to MPO female, method A opt IL., with no pulling eye - 33 meters. | PC | 1 | 1 | 1 | 1 | 980.4
61305632742 | FZTRP7N7NXNF109 | OM4 12f Interconnect OFNP PanMPO F/PanMP |  | PC | 1 | 1 | 1 | 1 | 981.76
61305633056 | FZTRP7N7NYNF109 | OM4 12f Interconnect OFNP PanMPO F/PanMP |  | PC | 1 | 1 | 1 | 1 | 981.76
07498377470 | FZTRP8NUFSNF069 | OM4,12-Fiber,RndHrnss,PMPOm,1L,PLEM,69ft | OM4 12-fiber round harness cable assembly, plenum (OFNP) rated, PanMPO Male to LC Uniboot, staggered pair, 1 longest, Std IL, Aqua, 69 ft. | PC | 1 | 1 | 1 | 1 | 981.78
07498377211 | FZTRP8NUGSNF069 | OM4,12-Fiber,RndHrnss,PMPOm,1S,PLEM,69ft | OM4 12-fiber round harness cable assembly, plenum (OFNP) rated, PanMPO male to LC Uniboot staggered pair, 1 shortest, Std. IL. Aqua, 69 ft. | PC | 1 | 1 | 1 | 1 | 981.78
07498376588 | FZTRP8NUHSNF069 | OM4,12-Fiber,RndHrn,PMPOm,1-2L,PLEM,69ft | OM4 12-fiber round harness cable assembly, plenum (OFNP) rated, PanMPO Male to LC Uniboot staggered pairs, 1 and 2 longest, Std. IL. Aqua, 69 ft. | PC | 1 | 1 | 1 | 1 | 981.78
07498376875 | FZTRP8NUJSNF069 | OM4,12-Fiber,RndHrn,PMPOm,1-2S,PLEM,69ft | OM4 12-fiber round harness cable assembly, plenum (OFNP) rated, PanMPO Male to LC Uniboot, staggered pairs, 1 and 2 shortest, Std. IL. Aqua, 69 ft. | PC | 1 | 1 | 1 | 1 | 981.78
07498374853 | FZTRP8NUSSNF069 | OM4,12-Fiber,RndHarnessCbl,PLEM,69ft | OM4 12-fiber, round harness cable assembly, plenum (OFNP) rated, PanMPO Male to LC Uniboot 60cm (24 inch), equal breakout, Std IL, Aqua, 69 ft. | PC | 1 | 1 | 1 | 1 | 981.78
61305633209 | FZTRL5N5NXNM049 | OM4 12f Interconnect LSZH MPO F/MPO F Ty |  | PC | 1 | 1 | 1 | 1 | 982
61305633255 | FZTRL5N5NYNM049 | OM4 12f Interconnect LSZH MPO F/MPO F Ty |  | PC | 1 | 1 | 1 | 1 | 982
61305629583 | FZTRL7N7NXNM035 | OM4 12f Interconnect LSZH PanMPO F/PanMP |  | PC | 1 | 1 | 1 | 1 | 982
07498391717 | FZTRP5N5NANF114 | OM4,12-Fiber,PLEM,MPO/F-MPO/F,114ft | OM4 12 fiber, interconnect cable assembly, plenum (OFNP) rated, MPO female to MPO female, Method A Std IL, with no pulling eye 114 ft | PC | 1 | 1 | 1 | 1 | 982.24
07498394838 | FZTRP7N7NANF114 | OM4 12f Interconnect OFNP PanMPO F/PanMP | 12 fiber OM4 interconnect cable assembly, plenum (OFNP) rated, PanMPO female to PanMPO female Method A Std IL, with no pulling eye, 114 ft. | PC | 1 | 1 | 1 | 1 | 982.24
61305619238 | FZURPEN74XNF019 | OM424-Fbr,Intrc,12f,PLEM,AQ,19ft,MtdA,EA | OM4 24-fiber, Interconnect, Plenum, 24F MPO Female to (2) 12-fiber Female PanMPO, Method A, Optimized IL, 19 Feet, Aqua. | PC | 1 | 1 | 1 | 1 | 982.26
61305619336 | FZURPEN74YNF019 | OM424-Fbr,Intrc,12f,PLEM,AQ,19ft,MtdB,EA | OM4 24-fiber, Interconnect, Plenum, 24F MPO Female to (2) 12-fiber Female PanMPO, Method B, Optimized IL, 19 Feet, Aqua. | PC | 1 | 1 | 1 | 1 | 982.26
07498399396 | FZ8RP7NUSQNF086 | 8-fiber OM4 Round Harness Plenum PanMPO | 8-fiber OM4 round harness cable assembly, plenum (OFNP) rated, PanMPO Female to LC Uniboot with 60cm (24 inch) equal breakout, 40G to 10G Std. IL | PC | 1 | 1 | 1 | 1 | 982.48
61305619573 | FXURPEN74XNF040 | OM324-Fbr,Intr,PLEM,A,12fbrF,AQ,40ft,EA | OM3 24-fiber, Interconnect, Plenum, 24F MPO Female to (2) 12-fiber Female PanMPO, Method A, Optimized IL, 40 Feet, Aqua. | PC | 1 | 1 | 1 | 1 | 983.42
61305619670 | FXURPEN74YNF040 | OM324-Fbr,Intr,PLEM,B,12fbrF,AQ,40ft,EA | OM3 24-fiber, Interconnect, Plenum, 24F MPO Female to (2) 12-fiber Female PanMPO, Method B, Optimized IL, 40 Feet, Aqua. | PC | 1 | 1 | 1 | 1 | 983.42
61305633765 | FZTRP7N7NBNM035 | OM4 12f Interconnect OFNP PanMPO F/PanMP |  | PC | 1 | 1 | 1 | 1 | 983.72
61305633964 | FZTRP5N5NBNM049 | OM4 12f Interconnect OFNP MPO F/MPO F Ty |  | PC | 1 | 1 | 1 | 1 | 983.74
61305633852 | FZTRL7N7NYNM035 | OM4 12f Interconnect LSZH PanMPO F/PanMP |  | PC | 1 | 1 | 1 | 1 | 984.58
61305619074 | FXURPENENXNF051 | OM324-Fbr,Intr,PLEM,A,24mpoF,AQ,51ft,EA | OM3 24 fiber, Interconnect, Plenum, 24F MPO Female to 24F MPO Female, Method A, Optimized IL, 51 ft, Aqua | PC | 1 | 1 | 1 | 1 | 985.24
61305619172 | FXURPENENYNF051 | OM324-Fbr,Intr,PLEM,B,24mpoF,AQ,51ft,EA | OM3 24 fiber, Interconnect, Plenum, 24F MPO Female to 24F MPO Female, Method B, Optimized IL, 51 ft, Aqua | PC | 1 | 1 | 1 | 1 | 985.24
07498393347 | FZTRP5N5NANM035 | OM4 12 Fiber Interconnect Plenum MPO Fem | OM4 12-fiber, interconnect cable assembly, plenum (OFNP) rated, MPO female to MPO female, Method A Std. IL, with no pulling eye - 35 meters. | PC | 1 | 1 | 1 | 1 | 985.88
07498394722 | FZTRP7N7NANM035 | OM4 12f Interconnect OFNP PanMPO F/PanMP | 12 fiber OM4 interconnect cable assembly, plenum (OFNP) rated, PanMPO female to PanMPO female, Method A, Std IL, with no pulling eye, 35 meters. | PC | 1 | 1 | 1 | 1 | 985.88
61305633837 | FZTRL7N7NBNM037 | OM4 12f Interconnect LSZH PanMPO F/PanMP |  | PC | 1 | 1 | 1 | 1 | 985.9
61305629565 | FZTRP7N7NXNF110 | OM4 12f Interconnect OFNP PanMPO F/PanMP |  | PC | 1 | 1 | 1 | 1 | 986.2
61305633057 | FZTRP7N7NYNF110 | OM4 12f Interconnect OFNP PanMPO F/PanMP |  | PC | 1 | 1 | 1 | 1 | 986.2
07498377471 | FZTRP8NUFSNF070 | OM4,12-Fiber,RndHrnss,PMPOm,1L,PLEM,70ft | OM4 12-fiber round harness cable assembly, plenum (OFNP) rated, PanMPO Male to LC Uniboot, staggered pair, 1 longest, Std IL, Aqua, 70 ft. | PC | 1 | 1 | 1 | 1 | 986.24
07498377212 | FZTRP8NUGSNF070 | OM4,12-Fiber,RndHrnss,PMPOm,1S,PLEM,70ft | OM4 12-fiber round harness cable assembly, plenum (OFNP) rated, PanMPO male to LC Uniboot staggered pair, 1 shortest, Std. IL. Aqua, 70 ft. | PC | 1 | 1 | 1 | 1 | 986.24
07498376589 | FZTRP8NUHSNF070 | OM4,12-Fiber,RndHrn,PMPOm,1-2L,PLEM,70ft | OM4 12-fiber round harness cable assembly, plenum (OFNP) rated, PanMPO Male to LC Uniboot staggered pairs, 1 and 2 longest, Std. IL. Aqua, 70 ft. | PC | 1 | 1 | 1 | 1 | 986.24
07498376876 | FZTRP8NUJSNF070 | OM4,12-Fiber,RndHrn,PMPOm,1-2S,PLEM,70ft | OM4 12-fiber round harness cable assembly, plenum (OFNP) rated, PanMPO Male to LC Uniboot, staggered pairs, 1 and 2 shortest, Std. IL. Aqua, 70 ft. | PC | 1 | 1 | 1 | 1 | 986.24
07498374854 | FZTRP8NUSSNF070 | OM4,12-Fiber,RndHarnessCbl,PLEM,70ft | OM4 12-fiber, round harness cable assembly, plenum (OFNP) rated, PanMPO Male to LC Uniboot 60cm (24 inch), equal breakout, Std IL, Aqua, 70 ft. | PC | 1 | 1 | 1 | 1 | 986.24
61305619766 | FXURLEN74XNM013 | OM324-Fbr,Intr,LSZH,A,12fbrF,AQ,13M,RL | OM3 24-fiber, Interconnect, LSZH, 24F MPO Female to (2) 12-fiber Female PanMPO, Method A, Optimized IL, 13 Meters, Aqua. | PC | 1 | 1 | 1 | 1 | 986.28
61305619796 | FXURLEN74YNM013 | OM324-Fbr,Intr,LSZH,B,12fbrF,AQ,13M,RL | OM3 24-fiber, Interconnect, LSZH, 24F MPO Female to (2) 12-fiber Female PanMPO, Method B, Optimized IL, 13 Meters, Aqua. | PC | 1 | 1 | 1 | 1 | 986.28
07498391718 | FZTRP5N5NANF115 | OM4,12-Fiber,PLEM,MPO/F-MPO/F,115ft | OM4 12 fiber, interconnect cable assembly, plenum (OFNP) rated, MPO female to MPO female, Method A Std IL, with no pulling eye 115 ft | PC | 1 | 1 | 1 | 1 | 986.66
07498394839 | FZTRP7N7NANF115 | OM4 12f Interconnect OFNP PanMPO F/PanMP | 12 fiber OM4 interconnect cable assembly, plenum (OFNP) rated, PanMPO female to PanMPO female Method A Std IL, with no pulling eye, 115 ft. | PC | 1 | 1 | 1 | 1 | 986.66
61305600600 | FZTRP7N7NBNF115 | OM4 12f Interconnect OFNP PanMPO F/PanMP | OM4 12 Fiber Interconnect Plenum PanMPO Female To PanMPO Female Method B Std IL with no Pulling Eye - 115 Feet | PC | 1 | 1 | 1 | 1 | 986.66
61305633301 | FZTRP5N5NYNM047 | OM4 12f Interconnect OFNP MPO F/MPO F Ty |  | PC | 1 | 1 | 1 | 1 | 986.68
07498399397 | FZ8RP7NUSQNF087 | 8-fiber OM4 Round Harness Plenum PanMPO | 8-fiber OM4 round harness cable assembly, plenum (OFNP) rated, PanMPO Female to LC Uniboot with 60cm (24 inch) equal breakout, 40G to 10G Std. IL | PC | 1 | 1 | 1 | 1 | 986.96
61305618154 | FZURPENENXNF028 | OM424-Fbr,Intrc,24f,PLEM,AQ,28ft,MtdA,EA | OM4 24 fiber, Interconnect, Plenum, 24F MPO Female to 24F MPO Female, Method A, Optimized IL, 28 ft, Aqua | PC | 1 | 1 | 1 | 1 | 987.12
61305618893 | FZURPENENYNF028 | OM424-Fbr,Intrc,24f,PLEM,AQ,28ft,MtdB,EA | OM4 24 fiber, Interconnect, Plenum, 24F MPO Female to 24F MPO Female, Method B, Optimized IL, 28 ft, Aqua | PC | 1 | 1 | 1 | 1 | 987.12
61305618974 | FZURLENENXNM009 | OM424-Fbr,Intrc,24F,LSZH,AQ,9M,MtdA,RL | OM4 24 fiber, Interconnect, LSZH, 24F MPO Female to 24F MPO Female, Method A, Optimized IL, 9 m, Aqua | PC | 1 | 1 | 1 | 1 | 987.3
61305619004 | FZURLENENYNM009 | OM424-Fbr,Intrc,24F,LSZH,AQ,9M,MtdB,RL | OM4 24 fiber, Interconnect, LSZH, 24F MPO Female to 24F MPO Female, Method B, Optimized IL, 9 m, Aqua | PC | 1 | 1 | 1 | 1 | 987.3
07498389773 | FZTRL5N5NANM037 | OM4,12-Fiber,LSZH,MPO/Fm-MPO/Fm,37M | OM4 12 fiber, interconnect cable assembly, low smoke zero halogen (LSZH) rated, MPO female to MPO female, Method A Std IL with no pulling eye, Aqua, 37 meters | PC | 1 | 1 | 1 | 1 | 988.18
07498394763 | FZTRL7N7NANM037 | OM4 12f Interconnect LSZH PanMPO F/PanMP | 12 fiber OM4 interconnect cable assembly, low smoke zero halogen (LSZH) rated, PanMPO female to PanMPO female, Method A, Std IL with no pulling eye, 37 meters. | PC | 1 | 1 | 1 | 1 | 988.18
61305647179 | FZTYP7E7EBNF058 | OM4 12f Trunk OFNP PanMPO F/PanMPO F Typ |  | PC | 1 | 1 | 1 | 1 | 988.42
61305619574 | FXURPEN74XNF041 | OM324-Fbr,Intr,PLEM,A,12fbrF,AQ,41ft,EA | OM3 24-fiber, Interconnect, Plenum, 24F MPO Female to (2) 12-fiber Female PanMPO, Method A, Optimized IL, 41 Feet, Aqua. | PC | 1 | 1 | 1 | 1 | 989.16
61305619671 | FXURPEN74YNF041 | OM324-Fbr,Intr,PLEM,B,12fbrF,AQ,41ft,EA | OM3 24-fiber, Interconnect, Plenum, 24F MPO Female to (2) 12-fiber Female PanMPO, Method B, Optimized IL, 41 Feet, Aqua. | PC | 1 | 1 | 1 | 1 | 989.16
61305649991 | FZTYP7E7EYNF052 | OM4 12f Trunk OFNP PanMPO F/PanMPO F Typ |  | PC | 1 | 1 | 1 | 1 | 989.68
61305619239 | FZURPEN74XNF020 | OM424-Fbr,Intrc,12f,PLEM,AQ,20ft,MtdA,EA | OM4 24-fiber, Interconnect, Plenum, 24F MPO Female to (2) 12-fiber Female PanMPO, Method A, Optimized IL, 20 Feet, Aqua. | PC | 1 | 1 | 1 | 1 | 990.26
61305619337 | FZURPEN74YNF020 | OM424-Fbr,Intrc,12f,PLEM,AQ,20ft,MtdB,EA | OM4 24-fiber, Interconnect, Plenum, 24F MPO Female to (2) 12-fiber Female PanMPO, Method B, Optimized IL, 20 Feet, Aqua. | PC | 1 | 1 | 1 | 1 | 990.26
61305632743 | FZTRP7N7NXNF111 | OM4 12f Interconnect OFNP PanMPO F/PanMP |  | PC | 1 | 1 | 1 | 1 | 990.62
61305633058 | FZTRP7N7NYNF111 | OM4 12f Interconnect OFNP PanMPO F/PanMP |  | PC | 1 | 1 | 1 | 1 | 990.62
07498377472 | FZTRP8NUFSNF071 | OM4,12-Fiber,RndHrnss,PMPOm,1L,PLEM,71ft | OM4 12-fiber round harness cable assembly, plenum (OFNP) rated, PanMPO Male to LC Uniboot, staggered pair, 1 longest, Std IL, Aqua, 71 ft. | PC | 1 | 1 | 1 | 1 | 990.66
07498377213 | FZTRP8NUGSNF071 | OM4,12-Fiber,RndHrnss,PMPOm,1S,PLEM,71ft | OM4 12-fiber round harness cable assembly, plenum (OFNP) rated, PanMPO male to LC Uniboot staggered pair, 1 shortest, Std. IL. Aqua, 71 ft. | PC | 1 | 1 | 1 | 1 | 990.66
07498376590 | FZTRP8NUHSNF071 | OM4,12-Fiber,RndHrn,PMPOm,1-2L,PLEM,71ft | OM4 12-fiber round harness cable assembly, plenum (OFNP) rated, PanMPO Male to LC Uniboot staggered pairs, 1 and 2 longest, Std. IL. Aqua, 71 ft. | PC | 1 | 1 | 1 | 1 | 990.66
07498376877 | FZTRP8NUJSNF071 | OM4,12-Fiber,RndHrn,PMPOm,1-2S,PLEM,71ft | OM4 12-fiber round harness cable assembly, plenum (OFNP) rated, PanMPO Male to LC Uniboot, staggered pairs, 1 and 2 shortest, Std. IL. Aqua, 71 ft. | PC | 1 | 1 | 1 | 1 | 990.66
07498374855 | FZTRP8NUSSNF071 | OM4,12-Fiber,RndHarnessCbl,PLEM,71ft | OM4 12-fiber, round harness cable assembly, plenum (OFNP) rated, PanMPO Male to LC Uniboot 60cm (24 inch), equal breakout, Std IL, Aqua, 71 ft. | PC | 1 | 1 | 1 | 1 | 990.66
61305619075 | FXURPENENXNF052 | OM324-Fbr,Intr,PLEM,A,24mpoF,AQ,52ft,EA | OM3 24 fiber, Interconnect, Plenum, 24F MPO Female to 24F MPO Female, Method A, Optimized IL, 52 ft, Aqua | PC | 1 | 1 | 1 | 1 | 990.96
61305619173 | FXURPENENYNF052 | OM324-Fbr,Intr,PLEM,B,24mpoF,AQ,52ft,EA | OM3 24 fiber, Interconnect, Plenum, 24F MPO Female to 24F MPO Female, Method B, Optimized IL, 52 ft, Aqua | PC | 1 | 1 | 1 | 1 | 990.96
07498391719 | FZTRP5N5NANF116 | OM4,12-Fiber,PLEM,MPO/F-MPO/F,116ft | OM4 12 fiber, interconnect cable assembly, plenum (OFNP) rated, MPO female to MPO female, Method A Std IL, with no pulling eye 116 ft | PC | 1 | 1 | 1 | 1 | 991.12
07498394840 | FZTRP7N7NANF116 | OM4 12f Interconnect OFNP PanMPO F/PanMP | 12 fiber OM4 interconnect cable assembly, plenum (OFNP) rated, PanMPO female to PanMPO female Method A Std IL, with no pulling eye, 116 ft. | PC | 1 | 1 | 1 | 1 | 991.12
61305600601 | FZTRP7N7NBNF116 | OM4 12f Interconnect OFNP PanMPO F/PanMP | OM4 12 Fiber Interconnect Plenum PanMPO Female To PanMPO Female Method B Std. IL with no Pulling Eye - 116 Feet | PC | 1 | 1 | 1 | 1 | 991.12
07498399398 | FZ8RP7NUSQNF088 | 8-fiber OM4 Round Harness Plenum PanMPO | 8-fiber OM4 round harness cable assembly, plenum (OFNP) rated, PanMPO Female to LC Uniboot with 60cm (24 inch) equal breakout, 40G to 10G Std. IL | PC | 1 | 1 | 1 | 1 | 991.42
61305633210 | FZTRL5N5NXNM050 | OM4 12f Interconnect LSZH MPO F/MPO F Ty |  | PC | 1 | 1 | 1 | 1 | 991.88
61305633256 | FZTRL5N5NYNM050 | OM4 12f Interconnect LSZH MPO F/MPO F Ty |  | PC | 1 | 1 | 1 | 1 | 991.88
07498372438 | FZTYP5EL2SAF040 | OM3 12f Trunk OFNP MPO F/LC Dup Std Pola | OM4 12-fiber indoor small diameter trunk cable assembly, plenum (OFNP) rated, MPO female to LC duplex, Std. IL., with a pulling eye on end A. | PC | 1 | 1 | 1 | 1 | 992.02
07498372305 | FZTYP7EL2SAF040 | OM4 12f Trunk OFNP PanMPO F/LC Dup Std P | OM4 12-fiber indoor small diameter trunk cable assembly, plenum (OFNP) rated, PanMPO female to LC duplex, Std. IL., with a pulling eye on end A. | PC | 1 | 1 | 1 | 1 | 992.02
61305633747 | FZTRP7N7NXNM034 | OM4 12f Interconnect OFNP PanMPO F/PanMP |  | PC | 1 | 1 | 1 | 1 | 992.9
61305633784 | FZTRP7N7NYNM034 | OM4 12f Interconnect OFNP PanMPO F/PanMP |  | PC | 1 | 1 | 1 | 1 | 992.9
07498375156 | FZTRL8NUFSNM023 | OM4,12-Fiber,Rnd,HarnessCbl,LSZH,23M | OM4 12-fiber, round harness cable assembly, low smoke zero halogen (LSZH) rated, PanMPO Male to LC Uniboot staggered pair, 1 longest, Std. IL. Aqua, 23 meters. | PC | 1 | 1 | 1 | 1 | 993.78
07498376031 | FZTRL8NUGSNM023 | OM4,12-Fiber,RndHrnss,PMPOm,LSZH,23M | OM4 12-fiber, round harness cable assembly, low smoke zero halogen (LSZH) rated, PanMPO Male to LC Uniboot staggered pair, 1 shortest Std.IL, Aqua, 23 meters. | PC | 1 | 1 | 1 | 1 | 993.78
07498376087 | FZTRL8NUHSNM023 | OM4,12-Fiber,RndHrn,PMPOm,1-2L,LSZH,23M | OM4 12-fiber round harness cable assembly, low smoke zero halogen (LSZH) rated, PanMPO Male to LC Uniboot, staggered pairs, 1 and 2 Longest, Std. IL. Aqua, 23 meters. | PC | 1 | 1 | 1 | 1 | 993.78
07498376690 | FZTRL8NUJSNM023 | OM4,12-Fiber,RndHrn,PMPOm,1-2S,23M | OM4 12-fiber round harness cable assembly, low smoke zero halogen (LSZH) rated, PanMPO Male to LC Uniboot, staggered pair, 1 and 2 shortest, Std IL, Aqua, 23 meters. | PC | 1 | 1 | 1 | 1 | 993.78
07498375188 | FZTRL8NUSSNM023 | OM4,12-Fiber,RndHarnessCbl,LSZH,23M | OM4 12-fiber round harness cable assembly, low smoke zero halogen (LSZH) rated, PanMPO Male to LC Uniboot, 60cm (24 inch) equal breakout, Std. IL. Aqua, 23 meters. | PC | 1 | 1 | 1 | 1 | 993.78
07498399149 | FZ8RL7NUSQNM027 | OM4 8 Fiber Round Harness LSZH PanMPO Fe | OM4 8-fiber round harness cable assembly, low smoke zero halogen (LSZH) rated,PanMPO female To LC Uniboot 60cm (24 inch), equal breakout, Std. IL, 27 meters. | PC | 1 | 1 | 1 | 1 | 993.96
07498399038 | FZ8RP7NUSQNM027 | 8-fiber OM4 Round Harness Plenum PanMPO | 8-fiber OM4 Round Harness Plenum PanMPO Female to LC Uniboot 60cm (24 inch) equal breakout 40G to 10G Std. IL - 27m | PC | 1 | 1 | 1 | 1 | 993.96
61305633965 | FZTRP5N5NBNM050 | OM4 12f Interconnect OFNP MPO F/MPO F Ty |  | PC | 1 | 1 | 1 | 1 | 994.12
61305619575 | FXURPEN74XNF042 | OM324-Fbr,Intr,PLEM,A,12fbrF,AQ,42ft,EA | OM3 24-fiber, Interconnect, Plenum, 24F MPO Female to (2) 12-fiber Female PanMPO, Method A, Optimized IL, 42 Feet, Aqua. | PC | 1 | 1 | 1 | 1 | 994.88
61305619672 | FXURPEN74YNF042 | OM324-Fbr,Intr,PLEM,B,12fbrF,AQ,42ft,EA | OM3 24-fiber, Interconnect, Plenum, 24F MPO Female to (2) 12-fiber Female PanMPO, Method B, Optimized IL, 42 Feet, Aqua. | PC | 1 | 1 | 1 | 1 | 994.88
07498393507 | FZTRP5N5NXNM034 | OM4 12 Fiber Interconnect Plenum MPO Fem | OM4 12 fiber interconnect plenum MPO female to MPO female, method A opt IL., with no pulling eye - 34 meters. | PC | 1 | 1 | 1 | 1 | 995
61305632744 | FZTRP7N7NXNF112 | OM4 12f Interconnect OFNP PanMPO F/PanMP |  | PC | 1 | 1 | 1 | 1 | 995.06
61305633059 | FZTRP7N7NYNF112 | OM4 12f Interconnect OFNP PanMPO F/PanMP |  | PC | 1 | 1 | 1 | 1 | 995.06
07498377473 | FZTRP8NUFSNF072 | OM4,12-Fiber,RndHrnss,PMPOm,1L,PLEM,72ft | OM4 12-fiber round harness cable assembly, plenum (OFNP) rated, PanMPO Male to LC Uniboot, staggered pair, 1 longest, Std IL, Aqua, 72 ft. | PC | 1 | 1 | 1 | 1 | 995.12
07498377214 | FZTRP8NUGSNF072 | OM4,12-Fiber,RndHrnss,PMPOm,1S,PLEM,72ft | OM4 12-fiber round harness cable assembly, plenum (OFNP) rated, PanMPO male to LC Uniboot staggered pair, 1 shortest, Std. IL. Aqua, 72 ft. | PC | 1 | 1 | 1 | 1 | 995.12
07498376591 | FZTRP8NUHSNF072 | OM4,12-Fiber,RndHrn,PMPOm,1-2L,PLEM,72ft | OM4 12-fiber round harness cable assembly, plenum (OFNP) rated, PanMPO Male to LC Uniboot staggered pairs, 1 and 2 longest, Std. IL. Aqua, 72 ft. | PC | 1 | 1 | 1 | 1 | 995.12
07498376878 | FZTRP8NUJSNF072 | OM4,12-Fiber,RndHrn,PMPOm,1-2S,PLEM,72ft | OM4 12-fiber round harness cable assembly, plenum (OFNP) rated, PanMPO Male to LC Uniboot, staggered pairs, 1 and 2 shortest, Std. IL. Aqua, 72 ft. | PC | 1 | 1 | 1 | 1 | 995.12
07498374856 | FZTRP8NUSSNF072 | OM4,12-Fiber,RndHarnessCbl,PLEM,72ft | OM4 12-fiber, round harness cable assembly, plenum (OFNP) rated, PanMPO Male to LC Uniboot 60cm (24 inch), equal breakout, Std IL, Aqua, 72 ft. | PC | 1 | 1 | 1 | 1 | 995.12
61305618155 | FZURPENENXNF029 | OM424-Fbr,Intrc,24f,PLEM,AQ,29ft,MtdA,EA | OM4 24 fiber, Interconnect, Plenum, 24F MPO Female to 24F MPO Female, Method A, Optimized IL, 29 ft, Aqua | PC | 1 | 1 | 1 | 1 | 995.14
61305618894 | FZURPENENYNF029 | OM424-Fbr,Intrc,24f,PLEM,AQ,29ft,MtdB,EA | OM4 24 fiber, Interconnect, Plenum, 24F MPO Female to 24F MPO Female, Method B, Optimized IL, 29 ft, Aqua | PC | 1 | 1 | 1 | 1 | 995.14
07498391720 | FZTRP5N5NANF117 | OM4,12-Fiber,PLEM,MPO/F-MPO/F,117ft | OM4 12 fiber, interconnect cable assembly, plenum (OFNP) rated, MPO female to MPO female, Method A Std IL, with no pulling eye 117 ft | PC | 1 | 1 | 1 | 1 | 995.58
07498394841 | FZTRP7N7NANF117 | OM4 12f Interconnect OFNP PanMPO F/PanMP | 12 fiber OM4 interconnect cable assembly, plenum (OFNP) rated, PanMPO female to PanMPO female Method A Std IL, with no pulling eye, 117 ft. | PC | 1 | 1 | 1 | 1 | 995.58
61305600602 | FZTRP7N7NBNF117 | OM4 12f Interconnect OFNP PanMPO F/PanMP | OM4 12 Fiber Interconnect Plenum PanMPO Female To PanMPO Female Method B Std IL with no Pulling Eye - 117 Feet | PC | 1 | 1 | 1 | 1 | 995.58
61305629582 | FZTRL7N7NXNM036 | OM4 12f Interconnect LSZH PanMPO F/PanMP |  | PC | 1 | 1 | 1 | 1 | 995.84
07498399399 | FZ8RP7NUSQNF089 | 8-fiber OM4 Round Harness Plenum PanMPO | 8-fiber OM4 round harness cable assembly, plenum (OFNP) rated, PanMPO Female to LC Uniboot with 60cm (24 inch) equal breakout, 40G to 10G Std. IL | PC | 1 | 1 | 1 | 1 | 995.86
61305619438 | FXURLENENXNM017 | OM324-Fbr,Intr,LSZH,A,24mpoF,AQ,17M,RL | OM3 24 fiber, Interconnect, LSZH, 24F MPO Female to 24F MPO Female, Method A, Optimized IL, 17 m, Aqua | PC | 1 | 1 | 1 | 1 | 996.42
61305619468 | FXURLENENYNM017 | OM324-Fbr,Intr,LSZH,B,24mpoF,AQ,17M,RL | OM3 24 fiber, Interconnect, LSZH, 24F MPO Female to 24F MPO Female, Method B, Optimized IL, 17 m, Aqua | PC | 1 | 1 | 1 | 1 | 996.42
61305619076 | FXURPENENXNF053 | OM324-Fbr,Intr,PLEM,A,24mpoF,AQ,53ft,EA | OM3 24 fiber, Interconnect, Plenum, 24F MPO Female to 24F MPO Female, Method A, Optimized IL, 53 ft, Aqua | PC | 1 | 1 | 1 | 1 | 996.68
61305619174 | FXURPENENYNF053 | OM324-Fbr,Intr,PLEM,B,24mpoF,AQ,53ft,EA | OM3 24 fiber, Interconnect, Plenum, 24F MPO Female to 24F MPO Female, Method B, Optimized IL, 53 ft, Aqua | PC | 1 | 1 | 1 | 1 | 996.68
61305633302 | FZTRP5N5NYNM048 | OM4 12f Interconnect OFNP MPO F/MPO F Ty |  | PC | 1 | 1 | 1 | 1 | 997.08
61305632779 | FZTRP7N7NBNF118 | OM4 12f Interconnect OFNP PanMPO F/PanMP |  | PC | 1 | 1 | 1 | 1 | 997.92
61305633766 | FZTRP7N7NBNM036 | OM4 12f Interconnect OFNP PanMPO F/PanMP |  | PC | 1 | 1 | 1 | 1 | 998.26
61305619240 | FZURPEN74XNF021 | OM424-Fbr,Intrc,12f,PLEM,AQ,21ft,MtdA,EA | OM4 24-fiber, Interconnect, Plenum, 24F MPO Female to (2) 12-fiber Female PanMPO, Method A, Optimized IL, 21 Feet, Aqua. | PC | 1 | 1 | 1 | 1 | 998.28
61305619338 | FZURPEN74YNF021 | OM424-Fbr,Intrc,12f,PLEM,AQ,21ft,MtdB,EA | OM4 24-fiber, Interconnect, Plenum, 24F MPO Female to (2) 12-fiber Female PanMPO, Method B, Optimized IL, 21 Feet, Aqua. | PC | 1 | 1 | 1 | 1 | 998.28
61305633853 | FZTRL7N7NYNM036 | OM4 12f Interconnect LSZH PanMPO F/PanMP |  | PC | 1 | 1 | 1 | 1 | 998.48
61305647181 | FZTYP7E7EBNF060 | OM4 12f Trunk OFNP PanMPO F/PanMPO F Typ |  | PC | 1 | 1 | 1 | 1 | 999.26
61305632745 | FZTRP7N7NXNF113 | OM4 12f Interconnect OFNP PanMPO F/PanMP |  | PC | 1 | 1 | 1 | 1 | 999.48
61305633092 | FZTRP7N7NYNF113 | OM4 12f Interconnect OFNP PanMPO F/PanMP |  | PC | 1 | 1 | 1 | 1 | 999.48
07498377474 | FZTRP8NUFSNF073 | OM4,12-Fiber,RndHrnss,PMPOm,1L,PLEM,73ft | OM4 12-fiber round harness cable assembly, plenum (OFNP) rated, PanMPO Male to LC Uniboot, staggered pair, 1 longest, Std IL, Aqua, 73 ft. | PC | 1 | 1 | 1 | 1 | 999.56
07498377215 | FZTRP8NUGSNF073 | OM4,12-Fiber,RndHrnss,PMPOm,1S,PLEM,73ft | OM4 12-fiber round harness cable assembly, plenum (OFNP) rated, PanMPO male to LC Uniboot staggered pair, 1 shortest, Std. IL. Aqua, 73 ft. | PC | 1 | 1 | 1 | 1 | 999.56
07498376592 | FZTRP8NUHSNF073 | OM4,12-Fiber,RndHrn,PMPOm,1-2L,PLEM,73ft | OM4 12-fiber round harness cable assembly, plenum (OFNP) rated, PanMPO Male to LC Uniboot staggered pairs, 1 and 2 longest, Std. IL. Aqua, 73 ft. | PC | 1 | 1 | 1 | 1 | 999.56
07498376879 | FZTRP8NUJSNF073 | OM4,12-Fiber,RndHrn,PMPOm,1-2S,PLEM,73ft | OM4 12-fiber round harness cable assembly, plenum (OFNP) rated, PanMPO Male to LC Uniboot, staggered pairs, 1 and 2 shortest, Std. IL. Aqua, 73 ft. | PC | 1 | 1 | 1 | 1 | 999.56
07498374857 | FZTRP8NUSSNF073 | OM4,12-Fiber,RndHarnessCbl,PLEM,73ft | OM4 12-fiber, round harness cable assembly, plenum (OFNP) rated, PanMPO Male to LC Uniboot 60cm (24 inch), equal breakout, Std IL, Aqua, 73 ft. | PC | 1 | 1 | 1 | 1 | 999.56
61305633841 | FZTRL7N7NBNM038 | OM4 12f Interconnect LSZH PanMPO F/PanMP |  | PC | 1 | 1 | 1 | 1 | 999.74
07498391721 | FZTRP5N5NANF118 | OM4,12-Fiber,PLEM,MPO/F-MPO/F,118ft | OM4 12 fiber, interconnect cable assembly, plenum (OFNP) rated, MPO female to MPO female, Method A Std IL, with no pulling eye 118 ft | PC | 1 | 1 | 1 | 1 | 1000.02
07498394842 | FZTRP7N7NANF118 | OM4 12f Interconnect OFNP PanMPO F/PanMP | 12 fiber OM4 interconnect cable assembly, plenum (OFNP) rated, PanMPO female to PanMPO female Method A Std IL, with no pulling eye, 118 ft. | PC | 1 | 1 | 1 | 1 | 1000.02
07498399400 | FZ8RP7NUSQNF090 | 8-fiber OM4 Round Harness Plenum PanMPO | 8-fiber OM4 round harness cable assembly, plenum (OFNP) rated, PanMPO Female to LC Uniboot with 60cm (24 inch) equal breakout, 40G to 10G Std. IL | PC | 1 | 1 | 1 | 1 | 1000.3
07498393348 | FZTRP5N5NANM036 | OM4 12 Fiber Interconnect Plenum MPO Fem | OM4 12 Fiber Interconnect Plenum MPO Female to MPO Female Method A Std IL. with no Pulling Eye - 36 Meters | PC | 1 | 1 | 1 | 1 | 1000.5
07498394723 | FZTRP7N7NANM036 | OM4 12f Interconnect OFNP PanMPO F/PanMP | 12 fiber OM4 interconnect cable assembly, plenum (OFNP) rated, PanMPO female to PanMPO female, Method A, Std IL, withno pulling eye | PC | 1 | 1 | 1 | 1 | 1000.5
61305649993 | FZTYP7E7EYNF054 | OM4 12f Trunk OFNP PanMPO F/PanMPO F Typ |  | PC | 1 | 1 | 1 | 1 | 1000.5
61305619576 | FXURPEN74XNF043 | OM324-Fbr,Intr,PLEM,A,12fbrF,AQ,43ft,EA | OM3 24-fiber, Interconnect, Plenum, 24F MPO Female to (2) 12-fiber Female PanMPO, Method A, Optimized IL, 43 Feet, Aqua. | PC | 1 | 1 | 1 | 1 | 1000.6
61305619673 | FXURPEN74YNF043 | OM324-Fbr,Intr,PLEM,B,12fbrF,AQ,43ft,EA | OM3 24-fiber, Interconnect, Plenum, 24F MPO Female to (2) 12-fiber Female PanMPO, Method B, Optimized IL, 43 Feet, Aqua. | PC | 1 | 1 | 1 | 1 | 1000.6
07498389774 | FZTRL5N5NANM038 | OM4,12-Fiber,LSZH,MPO/Fm-MPO/Fm,38M | OM4 12 fiber, interconnect cable assembly, low smoke zero halogen (LSZH) rated, MPO female to MPO female, Method A Std IL with no pulling eye, Aqua, 38 meters | PC | 1 | 1 | 1 | 1 | 1002.08
07498394764 | FZTRL7N7NANM038 | OM4 12f Interconnect LSZH PanMPO F/PanMP | 12 fiber OM4 interconnect cable assembly, low smoke zero halogen (LSZH) rated, PanMPO female to PanMPO female, Method A, Std IL with no pulling eye, 38 meters. | PC | 1 | 1 | 1 | 1 | 1002.08
61305619077 | FXURPENENXNF054 | OM324-Fbr,Intr,PLEM,A,24mpoF,AQ,54ft,EA | OM3 24 fiber, Interconnect, Plenum, 24F MPO Female to 24F MPO Female, Method A, Optimized IL, 54 ft, Aqua | PC | 1 | 1 | 1 | 1 | 1002.4
61305619175 | FXURPENENYNF054 | OM324-Fbr,Intr,PLEM,B,24mpoF,AQ,54ft,EA | OM3 24 fiber, Interconnect, Plenum, 24F MPO Female to 24F MPO Female, Method B, Optimized IL, 54 ft, Aqua | PC | 1 | 1 | 1 | 1 | 1002.4
61305618156 | FZURPENENXNF030 | OM424-Fbr,Intrc,24f,PLEM,AQ,30ft,MtdA,EA | OM4 24 fiber, Interconnect, Plenum, 24F MPO Female to 24F MPO Female, Method A, Optimized IL, 30 ft, Aqua | PC | 1 | 1 | 1 | 1 | 1003.16
61305618895 | FZURPENENYNF030 | OM424-Fbr,Intrc,24f,PLEM,AQ,30ft,MtdB,EA | OM4 24 fiber, Interconnect, Plenum, 24F MPO Female to 24F MPO Female, Method B, Optimized IL, 30 ft, Aqua | PC | 1 | 1 | 1 | 1 | 1003.16
61305632746 | FZTRP7N7NXNF114 | OM4 12f Interconnect OFNP PanMPO F/PanMP |  | PC | 1 | 1 | 1 | 1 | 1003.92
61305633093 | FZTRP7N7NYNF114 | OM4 12f Interconnect OFNP PanMPO F/PanMP |  | PC | 1 | 1 | 1 | 1 | 1003.92
07498377475 | FZTRP8NUFSNF074 | OM4,12-Fiber,RndHrnss,PMPOm,1L,PLEM,74ft | OM4 12-fiber round harness cable assembly, plenum (OFNP) rated, PanMPO Male to LC Uniboot, staggered pair, 1 longest, Std IL, Aqua, 74 ft. | PC | 1 | 1 | 1 | 1 | 1004.04
07498377216 | FZTRP8NUGSNF074 | OM4,12-Fiber,RndHrnss,PMPOm,1S,PLEM,74ft | OM4 12-fiber round harness cable assembly, plenum (OFNP) rated, PanMPO male to LC Uniboot staggered pair, 1 shortest, Std. IL. Aqua, 74 ft. | PC | 1 | 1 | 1 | 1 | 1004.04
07498376593 | FZTRP8NUHSNF074 | OM4,12-Fiber,RndHrn,PMPOm,1-2L,PLEM,74ft | OM4 12-fiber round harness cable assembly, plenum (OFNP) rated, PanMPO Male to LC Uniboot staggered pairs, 1 and 2 longest, Std. IL. Aqua, 74 ft. | PC | 1 | 1 | 1 | 1 | 1004.04
07498376880 | FZTRP8NUJSNF074 | OM4,12-Fiber,RndHrn,PMPOm,1-2S,PLEM,74ft | OM4 12-fiber round harness cable assembly, plenum (OFNP) rated, PanMPO Male to LC Uniboot, staggered pairs, 1 and 2 shortest, Std. IL. Aqua, 74 ft. | PC | 1 | 1 | 1 | 1 | 1004.04
07498374858 | FZTRP8NUSSNF074 | OM4,12-Fiber,RndHarnessCbl,PLEM,74ft | OM4 12-fiber, round harness cable assembly, plenum (OFNP) rated, PanMPO Male to LC Uniboot 60cm (24 inch), equal breakout, Std IL, Aqua, 74 ft. | PC | 1 | 1 | 1 | 1 | 1004.04
61305619767 | FXURLEN74XNM014 | OM324-Fbr,Intr,LSZH,A,12fbrF,AQ,14M,RL | OM3 24-fiber, Interconnect, LSZH, 24F MPO Female to (2) 12-fiber Female PanMPO, Method A, Optimized IL, 14 Meters, Aqua. | PC | 1 | 1 | 1 | 1 | 1004.1
61305619797 | FXURLEN74YNM014 | OM324-Fbr,Intr,LSZH,B,12fbrF,AQ,14M,RL | OM3 24-fiber, Interconnect, LSZH, 24F MPO Female to (2) 12-fiber Female PanMPO, Method B, Optimized IL, 14 Meters, Aqua. | PC | 1 | 1 | 1 | 1 | 1004.1
07498391722 | FZTRP5N5NANF119 | OM4,12-Fiber,PLEM,MPO/F-MPO/F,119ft | OM4 12 fiber, interconnect cable assembly, plenum (OFNP) rated, MPO female to MPO female, Method A Std IL, with no pulling eye 119 ft | PC | 1 | 1 | 1 | 1 | 1004.5
07498394843 | FZTRP7N7NANF119 | OM4 12f Interconnect OFNP PanMPO F/PanMP | 12 fiber OM4 interconnect cable assembly, plenum (OFNP) rated, PanMPO female to PanMPO female Method A Std IL, with no pulling eye, 119 ft. | PC | 1 | 1 | 1 | 1 | 1004.5
61305600603 | FZTRP7N7NBNF119 | OM4 12f Interconnect OFNP PanMPO F/PanMP | OM4 12 Fiber Interconnect Plenum PanMPO Female To PanMPO Female Method B Std. IL with no Pulling Eye - 119 Feet | PC | 1 | 1 | 1 | 1 | 1004.5
61305619484 | FZURLEN74XNM007 | OM424-Fbr,Intrc,12F,LSZH,AQ,7M,MtdA,RL | OM4 24-fiber, Interconnect, LSZH, 24F MPO Female to (2) 12-fiber Female PanMPO, Method A, Optimized IL, 7 Meters, Aqua. | PC | 1 | 1 | 1 | 1 | 1004.64
61305619514 | FZURLEN74YNM007 | OM424-Fbr,Intrc,12F,LSZH,AQ,7M,MtdB,RL | OM4 24-fiber, Interconnect, LSZH, 24F MPO Female to (2) 12-fiber Female PanMPO, Method B, Optimized IL, 7 Meters, Aqua. | PC | 1 | 1 | 1 | 1 | 1004.64
07498399401 | FZ8RP7NUSQNF091 | 8-fiber OM4 Round Harness Plenum PanMPO | 8-fiber OM4 round harness cable assembly, plenum (OFNP) rated, PanMPO Female to LC Uniboot with 60cm (24 inch) equal breakout, 40G to 10G Std. IL | PC | 1 | 1 | 1 | 1 | 1004.74
07498372566 | FXTYL5EL2SAM025 | OM3 12f Trunk LSZH MPO F/LC Dup Std Pola | OM3 12-fiber, indoor small diameter trunk cable assembly, low smoke zero halogen rated, MPO female To LC duplex, Std. IL, with pulling on eye on end A, 25 meters. | PC | 1 | 1 | 1 | 1 | 1006.22
07498372619 | FXTYL7EL2SAM025 | OM3 12f Trunk LSZH PanMPO F/LC Dup Std P | OM3 12-fiber indoor small diameter trunk cable assembly, low smoke zero halogen (LSZH) rated, PanMPO Female to LC duplex, std. IL. with a pulling eye on end A, 25 meters. | PC | 1 | 1 | 1 | 1 | 1006.22
61305619241 | FZURPEN74XNF022 | OM424-Fbr,Intrc,12f,PLEM,AQ,22ft,MtdA,EA | OM4 24-fiber, Interconnect, Plenum, 24F MPO Female to (2) 12-fiber Female PanMPO, Method A, Optimized IL, 22 Feet, Aqua. | PC | 1 | 1 | 1 | 1 | 1006.3
61305619339 | FZURPEN74YNF022 | OM424-Fbr,Intrc,12f,PLEM,AQ,22ft,MtdB,EA | OM4 24-fiber, Interconnect, Plenum, 24F MPO Female to (2) 12-fiber Female PanMPO, Method B, Optimized IL, 22 Feet, Aqua. | PC | 1 | 1 | 1 | 1 | 1006.3
61305619577 | FXURPEN74XNF044 | OM324-Fbr,Intr,PLEM,A,12fbrF,AQ,44ft,EA | OM3 24-fiber, Interconnect, Plenum, 24F MPO Female to (2) 12-fiber Female PanMPO, Method A, Optimized IL, 44 Feet, Aqua. | PC | 1 | 1 | 1 | 1 | 1006.32
61305619674 | FXURPEN74YNF044 | OM324-Fbr,Intr,PLEM,B,12fbrF,AQ,44ft,EA | OM3 24-fiber, Interconnect, Plenum, 24F MPO Female to (2) 12-fiber Female PanMPO, Method B, Optimized IL, 44 Feet, Aqua. | PC | 1 | 1 | 1 | 1 | 1006.32
61305633748 | FZTRP7N7NXNM035 | OM4 12f Interconnect OFNP PanMPO F/PanMP |  | PC | 1 | 1 | 1 | 1 | 1007.44
61305633785 | FZTRP7N7NYNM035 | OM4 12f Interconnect OFNP PanMPO F/PanMP |  | PC | 1 | 1 | 1 | 1 | 1007.44
61305633303 | FZTRP5N5NYNM049 | OM4 12f Interconnect OFNP MPO F/MPO F Ty |  | PC | 1 | 1 | 1 | 1 | 1007.48
07498375157 | FZTRL8NUFSNM024 | OM4,12-Fiber,Rnd,HarnessCbl,LSZH,24M | OM4 12-fiber, round harness cable assembly, low smoke zero halogen (LSZH) rated, PanMPO Male to LC Uniboot staggered pair, 1 longest, Std. IL. Aqua, 24 meters. | PC | 1 | 1 | 1 | 1 | 1007.66
07498376036 | FZTRL8NUGSNM024 | OM4,12-Fiber,RndHrnss,PMPOm,LSZH,24M | OM4 12-fiber, round harness cable assembly, low smoke zero halogen (LSZH) rated, PanMPO Male to LC Uniboot staggered pair, 1 shortest Std.IL, Aqua, 24 meters. | PC | 1 | 1 | 1 | 1 | 1007.66
07498376098 | FZTRL8NUHSNM024 | OM4,12-Fiber,RndHrn,PMPOm,1-2L,LSZH,24M | OM4 12-fiber round harness cable assembly, low smoke zero halogen (LSZH) rated, PanMPO Male to LC Uniboot, staggered pairs, 1 and 2 Longest, Std. IL. Aqua, 24 meters. | PC | 1 | 1 | 1 | 1 | 1007.66
07498376691 | FZTRL8NUJSNM024 | OM4,12-Fiber,RndHrn,PMPOm,1-2S,24M | OM4 12-fiber round harness cable assembly, low smoke zero halogen (LSZH) rated, PanMPO Male to LC Uniboot, staggered pair, 1 and 2 shortest, Std IL, Aqua, 24 meters. | PC | 1 | 1 | 1 | 1 | 1007.66
07498375189 | FZTRL8NUSSNM024 | OM4,12-Fiber,RndHarnessCbl,LSZH,24M | OM4 12-fiber round harness cable assembly, low smoke zero halogen (LSZH) rated, PanMPO Male to LC Uniboot, 60cm (24 inch) equal breakout, Std. IL. Aqua, 24 meters. | PC | 1 | 1 | 1 | 1 | 1007.66
61305619078 | FXURPENENXNF055 | OM324-Fbr,Intr,PLEM,A,24mpoF,AQ,55ft,EA | OM3 24 fiber, Interconnect, Plenum, 24F MPO Female to 24F MPO Female, Method A, Optimized IL, 55 ft, Aqua | PC | 1 | 1 | 1 | 1 | 1008.12
61305619176 | FXURPENENYNF055 | OM324-Fbr,Intr,PLEM,B,24mpoF,AQ,55ft,EA | OM3 24 fiber, Interconnect, Plenum, 24F MPO Female to 24F MPO Female, Method B, Optimized IL, 55 ft, Aqua | PC | 1 | 1 | 1 | 1 | 1008.12
61305629574 | FZTRP5N5NXNF115 | OM4 12f Interconnect OFNP MPO F/MPO F Ty |  | PC | 1 | 1 | 1 | 1 | 1008.36
61305634132 | FZTRP7N7NXNF115 | OM4 12f Interconnect OFNP PanMPO F/PanMP |  | PC | 1 | 1 | 1 | 1 | 1008.36
61305633094 | FZTRP7N7NYNF115 | OM4 12f Interconnect OFNP PanMPO F/PanMP |  | PC | 1 | 1 | 1 | 1 | 1008.36
07498377480 | FZTRP8NUFSNF075 | OM4,12-Fiber,RndHrnss,PMPOm,1L,PLEM,75ft | OM4 12-fiber round harness cable assembly, plenum (OFNP) rated, PanMPO Male to LC Uniboot, staggered pair, 1 longest, Std IL, Aqua, 75 ft. | PC | 1 | 1 | 1 | 1 | 1008.48
07498377217 | FZTRP8NUGSNF075 | OM4,12-Fiber,RndHrnss,PMPOm,1S,PLEM,75ft | OM4 12-fiber round harness cable assembly, plenum (OFNP) rated, PanMPO male to LC Uniboot staggered pair, 1 shortest, Std. IL. Aqua, 75 ft. | PC | 1 | 1 | 1 | 1 | 1008.48
07498376594 | FZTRP8NUHSNF075 | OM4,12-Fiber,RndHrn,PMPOm,1-2L,PLEM,75ft | OM4 12-fiber round harness cable assembly, plenum (OFNP) rated, PanMPO Male to LC Uniboot staggered pairs, 1 and 2 longest, Std. IL. Aqua, 75 ft. | PC | 1 | 1 | 1 | 1 | 1008.48
07498376881 | FZTRP8NUJSNF075 | OM4,12-Fiber,RndHrn,PMPOm,1-2S,PLEM,75ft | OM4 12-fiber round harness cable assembly, plenum (OFNP) rated, PanMPO Male to LC Uniboot, staggered pairs, 1 and 2 shortest, Std. IL. Aqua, 75 ft. | PC | 1 | 1 | 1 | 1 | 1008.48
07498374859 | FZTRP8NUSSNF075 | OM4,12-Fiber,RndHarnessCbl,PLEM,75ft | OM4 12-fiber, round harness cable assembly, plenum (OFNP) rated, PanMPO Male to LC Uniboot 60cm (24 inch), equal breakout, Std IL, Aqua, 75 ft. | PC | 1 | 1 | 1 | 1 | 1008.48
07498399150 | FZ8RL7NUSQNM028 | OM4 8 Fiber Round Harness LSZH PanMPO Fe | OM4 8-fiber round harness cable assembly, low smoke zero halogen (LSZH) rated,PanMPO female To LC Uniboot 60cm (24 inch), equal breakout, Std. IL, 28 meters. | PC | 1 | 1 | 1 | 1 | 1008.58
07498399039 | FZ8RP7NUSQNM028 | 8-fiber OM4 Round Harness Plenum PanMPO | 8-fiber OM4 Round Harness Plenum PanMPO Female to LC Uniboot 60cm (24 inch) equal breakout 40G to 10G Std. IL - 28m | PC | 1 | 1 | 1 | 1 | 1008.58
07498391723 | FZTRP5N5NANF120 | OM4,12-Fiber,PLEM,MPO/F-MPO/F,120ft | OM4 12 fiber, interconnect cable assembly, plenum (OFNP) rated, MPO female to MPO female, Method A Std IL, with no pulling eye 120 ft | PC | 1 | 1 | 1 | 1 | 1008.94
07498394845 | FZTRP7N7NANF120 | OM4 12f Interconnect OFNP PanMPO F/PanMP | 12 fiber OM4 interconnect cable assembly, plenum (OFNP) rated, PanMPO female to PanMPO female Method A Std IL, with no pulling eye, 120 ft. | PC | 1 | 1 | 1 | 1 | 1008.94
61305600604 | FZTRP7N7NBNF120 | OM4 12f Interconnect OFNP PanMPO F/PanMP | OM4 12 Fiber Interconnect Plenum PanMPO Female To PanMPO Female Method B Std IL with no Pulling Eye - 120 Feet | PC | 1 | 1 | 1 | 1 | 1008.94
07498399402 | FZ8RP7NUSQNF092 | 8-fiber OM4 Round Harness Plenum PanMPO | 8-fiber OM4 round harness cable assembly, plenum (OFNP) rated, PanMPO Female to LC Uniboot with 60cm (24 inch) equal breakout, 40G to 10G Std. IL | PC | 1 | 1 | 1 | 1 | 1009.2
61305634218 | FZTRP5N5NXNM035 | OM4 12 Fiber Interconnect Plenum MPO Fem | OM4 12 fiber interconnect plenum MPO female to MPO female, method A opt IL., with no pulling eye - 35 meters. | PC | 1 | 1 | 1 | 1 | 1009.62
61305634141 | FZTRL7N7NXNM037 | OM4 12f Interconnect LSZH PanMPO F/PanMP |  | PC | 1 | 1 | 1 | 1 | 1009.64
61305647183 | FZTYP7E7EBNF062 | OM4 12f Trunk OFNP PanMPO F/PanMPO F Typ |  | PC | 1 | 1 | 1 | 1 | 1010.04
61305618157 | FZURPENENXNF031 | OM424-Fbr,Intrc,24f,PLEM,AQ,31ft,MtdA,EA | OM4 24 fiber, Interconnect, Plenum, 24F MPO Female to 24F MPO Female, Method A, Optimized IL, 31 ft, Aqua | PC | 1 | 1 | 1 | 1 | 1011.2
61305618896 | FZURPENENYNF031 | OM424-Fbr,Intrc,24f,PLEM,AQ,31ft,MtdB,EA | OM4 24 fiber, Interconnect, Plenum, 24F MPO Female to 24F MPO Female, Method B, Optimized IL, 31 ft, Aqua | PC | 1 | 1 | 1 | 1 | 1011.2
61305619578 | FXURPEN74XNF045 | OM324-Fbr,Intr,PLEM,A,12fbrF,AQ,45ft,EA | OM3 24-fiber, Interconnect, Plenum, 24F MPO Female to (2) 12-fiber Female PanMPO, Method A, Optimized IL, 45 Feet, Aqua. | PC | 1 | 1 | 1 | 1 | 1012.04
61305619675 | FXURPEN74YNF045 | OM324-Fbr,Intr,PLEM,B,12fbrF,AQ,45ft,EA | OM3 24-fiber, Interconnect, Plenum, 24F MPO Female to (2) 12-fiber Female PanMPO, Method B, Optimized IL, 45 Feet, Aqua. | PC | 1 | 1 | 1 | 1 | 1012.04
61305618975 | FZURLENENXNM010 | OM424Fbr,Intrc,LSZH,24MPO,MtdA,10M,RL | OM4 24 fiber, Interconnect, LSZH, 24F MPO Female to 24F MPO Female, Method A, Optimized IL, 10 m, Aqua | PC | 1 | 1 | 1 | 1 | 1012.24
61305619005 | FZURLENENYNM010 | OM424Fbr,Intrc,LSZH,24MPO,MtdB,10M,RL | OM4 24 fiber, Interconnect, LSZH, 24F MPO Female to 24F MPO Female, Method B, Optimized IL, 10 m, Aqua | PC | 1 | 1 | 1 | 1 | 1012.24
61305633854 | FZTRL7N7NYNM037 | OM4 12f Interconnect LSZH PanMPO F/PanMP |  | PC | 1 | 1 | 1 | 1 | 1012.38
61305632747 | FZTRP7N7NXNF116 | OM4 12f Interconnect OFNP PanMPO F/PanMP |  | PC | 1 | 1 | 1 | 1 | 1012.8
61305633095 | FZTRP7N7NYNF116 | OM4 12f Interconnect OFNP PanMPO F/PanMP |  | PC | 1 | 1 | 1 | 1 | 1012.8
61305633767 | FZTRP7N7NBNM037 | OM4 12f Interconnect OFNP PanMPO F/PanMP |  | PC | 1 | 1 | 1 | 1 | 1012.82
07498377481 | FZTRP8NUFSNF076 | OM4,12-Fiber,RndHrnss,PMPOm,1L,PLEM,76ft | OM4 12-fiber round harness cable assembly, plenum (OFNP) rated, PanMPO Male to LC Uniboot, staggered pair, 1 longest, Std IL, Aqua, 76 ft. | PC | 1 | 1 | 1 | 1 | 1012.94
07498377218 | FZTRP8NUGSNF076 | OM4,12-Fiber,RndHrnss,PMPOm,1S,PLEM,76ft | OM4 12-fiber round harness cable assembly, plenum (OFNP) rated, PanMPO male to LC Uniboot staggered pair, 1 shortest, Std. IL. Aqua, 76 ft. | PC | 1 | 1 | 1 | 1 | 1012.94
07498376596 | FZTRP8NUHSNF076 | OM4,12-Fiber,RndHrn,PMPOm,1-2L,PLEM,76ft | OM4 12-fiber round harness cable assembly, plenum (OFNP) rated, PanMPO Male to LC Uniboot staggered pairs, 1 and 2 longest, Std. IL. Aqua, 76 ft. | PC | 1 | 1 | 1 | 1 | 1012.94
07498376882 | FZTRP8NUJSNF076 | OM4,12-Fiber,RndHrn,PMPOm,1-2S,PLEM,76ft | OM4 12-fiber round harness cable assembly, plenum (OFNP) rated, PanMPO Male to LC Uniboot, staggered pairs, 1 and 2 shortest, Std. IL. Aqua, 76 ft. | PC | 1 | 1 | 1 | 1 | 1012.94
07498374860 | FZTRP8NUSSNF076 | OM4,12-Fiber,RndHarnessCbl,PLEM,76ft | OM4 12-fiber, round harness cable assembly, plenum (OFNP) rated, PanMPO Male to LC Uniboot 60cm (24 inch), equal breakout, Std IL, Aqua, 76 ft. | PC | 1 | 1 | 1 | 1 | 1012.94
07498391724 | FZTRP5N5NANF121 | OM4,12-Fiber,PLEM,MPO/F-MPO/F,121ft | OM4 12 fiber, interconnect cable assembly, plenum (OFNP) rated, MPO female to MPO female, Method A Std IL, with no pulling eye 121 ft | PC | 1 | 1 | 1 | 1 | 1013.38
07498394846 | FZTRP7N7NANF121 | OM4 12f Interconnect OFNP PanMPO F/PanMP | 12 fiber OM4 interconnect cable assembly, plenum (OFNP) rated, PanMPO female to PanMPO female Method A Std IL, with no pulling eye, 121 ft. | PC | 1 | 1 | 1 | 1 | 1013.38
61305600605 | FZTRP7N7NBNF121 | OM4 12f Interconnect OFNP PanMPO F/PanMP | OM4 12 Fiber Interconnect Plenum PanMPO Female To PanMPO Female Method B Std. IL with no Pulling Eye - 121 Feet | PC | 1 | 1 | 1 | 1 | 1013.38
61305629592 | FZTRL7N7NBNM039 | OM4 12f Interconnect LSZH PanMPO F/PanMP |  | PC | 1 | 1 | 1 | 1 | 1013.54
07498399403 | FZ8RP7NUSQNF093 | 8-fiber OM4 Round Harness Plenum PanMPO | 8-fiber OM4 round harness cable assembly, plenum (OFNP) rated, PanMPO Female to LC Uniboot with 60cm (24 inch) equal breakout, 40G to 10G Std. IL | PC | 1 | 1 | 1 | 1 | 1013.66
61305619079 | FXURPENENXNF056 | OM324-Fbr,Intr,PLEM,A,24mpoF,AQ,56ft,EA | OM3 24 fiber, Interconnect, Plenum, 24F MPO Female to 24F MPO Female, Method A, Optimized IL, 56 ft, Aqua | PC | 1 | 1 | 1 | 1 | 1013.84
61305619177 | FXURPENENYNF056 | OM324-Fbr,Intr,PLEM,B,24mpoF,AQ,56ft,EA | OM3 24 fiber, Interconnect, Plenum, 24F MPO Female to 24F MPO Female, Method B, Optimized IL, 56 ft, Aqua | PC | 1 | 1 | 1 | 1 | 1013.84
07498372705 | FXTYP5EL2SAF080 | OM3 12f Trunk OFNP MPO F/LC Dup Std Pola | OM3 12-fiber indoor small diameter trunk cable assembly, plenum (OFNP) rated, MPO Female to LC duplex, Std. IL, with a pulling eye on end A, 80.00 ft. | PC | 1 | 1 | 1 | 1 | 1014.16
07498372780 | FXTYP7EL2SAF080 | OM3 12f Trunk OFNP PanMPO F/LC Dup Std P | OM3 12-fiber indoor small diameter trunk cable assembly, plenum (OFNP) rated, PanMPO Female to LC duplex, Std. IL, with a pulling eye on end A. | PC | 1 | 1 | 1 | 1 | 1014.16
61305619439 | FXURLENENXNM018 | OM324-Fbr,Intr,LSZH,A,24mpoF,AQ,18M,RL | OM3 24 fiber, Interconnect, LSZH, 24F MPO Female to 24F MPO Female, Method A, Optimized IL, 18 m, Aqua | PC | 1 | 1 | 1 | 1 | 1014.24
61305619469 | FXURLENENYNM018 | OM324-Fbr,Intr,LSZH,B,24mpoF,AQ,18M,RL | OM3 24 fiber, Interconnect, LSZH, 24F MPO Female to 24F MPO Female, Method B, Optimized IL, 18 m, Aqua | PC | 1 | 1 | 1 | 1 | 1014.24
61305619242 | FZURPEN74XNF023 | OM424-Fbr,Intrc,12f,PLEM,AQ,23ft,MtdA,EA | OM4 24-fiber, Interconnect, Plenum, 24F MPO Female to (2) 12-fiber Female PanMPO, Method A, Optimized IL, 23 Feet, Aqua. | PC | 1 | 1 | 1 | 1 | 1014.32
61305619340 | FZURPEN74YNF023 | OM424-Fbr,Intrc,12f,PLEM,AQ,23ft,MtdB,EA | OM4 24-fiber, Interconnect, Plenum, 24F MPO Female to (2) 12-fiber Female PanMPO, Method B, Optimized IL, 23 Feet, Aqua. | PC | 1 | 1 | 1 | 1 | 1014.32
07498393349 | FZTRP5N5NANM037 | OM4 12 Fiber Interconnect Plenum MPO Fem | OM4 12-fiber, interconnect cable assembly, plenum (OFNP) rated, MPO female to MPO female, Method A Std. IL, with no pulling eye - 37 meters. | PC | 1 | 1 | 1 | 1 | 1015.08
07498394724 | FZTRP7N7NANM037 | OM4 12f Interconnect OFNP PanMPO F/PanMP | 12 fiber OM4 interconnect cable assembly, plenum (OFNP) rated, PanMPO female to PanMPO female, Method A, Std IL, with no pulling eye, 37 meters. | PC | 1 | 1 | 1 | 1 | 1015.08
07498389775 | FZTRL5N5NANM039 | OM4,12-Fiber,LSZH,MPO/Fm-MPO/Fm,39M | OM4 12 fiber, interconnect cable assembly, low smoke zero halogen (LSZH) rated, MPO female to MPO female, Method A Std IL with no pulling eye, Aqua, 39 meters | PC | 1 | 1 | 1 | 1 | 1015.96
07498394765 | FZTRL7N7NANM039 | OM4 12f Interconnect LSZH PanMPO F/PanMP | 12 fiber OM4 interconnect cable assembly, low smoke zero halogen (LSZH) rated, PanMPO female to PanMPO female, Method A, Std IL with no pulling eye, 39 meters. | PC | 1 | 1 | 1 | 1 | 1015.96
61305649995 | FZTYP7E7EYNF057 | OM4 12f Trunk OFNP PanMPO F/PanMPO F Typ |  | PC | 1 | 1 | 1 | 1 | 1016.74
61305632748 | FZTRP7N7NXNF117 | OM4 12f Interconnect OFNP PanMPO F/PanMP |  | PC | 1 | 1 | 1 | 1 | 1017.22
61305633096 | FZTRP7N7NYNF117 | OM4 12f Interconnect OFNP PanMPO F/PanMP |  | PC | 1 | 1 | 1 | 1 | 1017.22
07498377482 | FZTRP8NUFSNF077 | OM4,12-Fiber,RndHrnss,PMPOm,1L,PLEM,77ft | OM4 12-fiber round harness cable assembly, plenum (OFNP) rated, PanMPO Male to LC Uniboot, staggered pair, 1 longest, Std IL, Aqua, 77 ft. | PC | 1 | 1 | 1 | 1 | 1017.4
07498377219 | FZTRP8NUGSNF077 | OM4,12-Fiber,RndHrnss,PMPOm,1S,PLEM,77ft | OM4 12-fiber round harness cable assembly, plenum (OFNP) rated, PanMPO male to LC Uniboot staggered pair, 1 shortest, Std. IL. Aqua, 77 ft. | PC | 1 | 1 | 1 | 1 | 1017.4
07498376597 | FZTRP8NUHSNF077 | OM4,12-Fiber,RndHrn,PMPOm,1-2L,PLEM,77ft | OM4 12-fiber round harness cable assembly, plenum (OFNP) rated, PanMPO Male to LC Uniboot staggered pairs, 1 and 2 longest, Std. IL. Aqua, 77 ft. | PC | 1 | 1 | 1 | 1 | 1017.4
07498376883 | FZTRP8NUJSNF077 | OM4,12-Fiber,RndHrn,PMPOm,1-2S,PLEM,77ft | OM4 12-fiber round harness cable assembly, plenum (OFNP) rated, PanMPO Male to LC Uniboot, staggered pairs, 1 and 2 shortest, Std. IL. Aqua, 77 ft. | PC | 1 | 1 | 1 | 1 | 1017.4
07498374861 | FZTRP8NUSSNF077 | OM4,12-Fiber,RndHarnessCbl,PLEM,77ft | OM4 12-fiber, round harness cable assembly, plenum (OFNP) rated, PanMPO Male to LC Uniboot 60cm (24 inch), equal breakout, Std IL, Aqua, 77 ft. | PC | 1 | 1 | 1 | 1 | 1017.4
61305619579 | FXURPEN74XNF046 | OM424-Fbr,Intrc,8F,PLEM,AQ,3ft,MtdA,EA | OM3 24-fiber Interconnect, Plenum, 24F MPO Female to (2) 12-fiber Female PanMPO, Method A, Optimized IL, 46 feet, Aqua. | PC | 1 | 1 | 1 | 1 | 1017.76
61305619676 | FXURPEN74YNF046 | OM324-Fbr,Intr,PLEM,B,12fbrF,AQ,46ft,EA | OM3 24-fiber, Interconnect, Plenum, 24F MPO Female to (2) 12-fiber Female PanMPO, Method B, Optimized IL, 46 Feet, Aqua. | PC | 1 | 1 | 1 | 1 | 1017.76
07498391725 | FZTRP5N5NANF122 | OM4,12-Fiber,PLEM,MPO/F-MPO/F,122ft | OM4 12 fiber, interconnect cable assembly, plenum (OFNP) rated, MPO female to MPO female, Method A Std IL, with no pulling eye 122 ft | PC | 1 | 1 | 1 | 1 | 1017.82
07498394849 | FZTRP7N7NANF122 | OM4 12f Interconnect OFNP PanMPO F/PanMP | 12 fiber OM4 interconnect cable assembly, plenum (OFNP) rated, PanMPO female to PanMPO female Method A Std IL, with no pulling eye, 122 ft. | PC | 1 | 1 | 1 | 1 | 1017.82
61305600606 | FZTRP7N7NBNF122 | OM4 12f Interconnect OFNP PanMPO F/PanMP | OM4 12 Fiber Interconnect Plenum PanMPO Female To PanMPO Female Method B Std. IL with no Pulling Eye - 122 Feet | PC | 1 | 1 | 1 | 1 | 1017.82
61305633304 | FZTRP5N5NYNM050 | OM4 12f Interconnect OFNP MPO F/MPO F Ty |  | PC | 1 | 1 | 1 | 1 | 1017.84
07498399404 | FZ8RP7NUSQNF094 | 8-fiber OM4 Round Harness Plenum PanMPO | 8-fiber OM4 round harness cable assembly, plenum (OFNP) rated, PanMPO Female to LC Uniboot with 60cm (24 inch) equal breakout, 40G to 10G Std. IL | PC | 1 | 1 | 1 | 1 | 1018.12
61305618158 | FZURPENENXNF032 | OM424-Fbr,Intrc,24f,PLEM,AQ,32ft,MtdA,EA | OM4 24 fiber, Interconnect, Plenum, 24F MPO Female to 24F MPO Female, Method A, Optimized IL, 32 ft, Aqua | PC | 1 | 1 | 1 | 1 | 1019.2
61305618897 | FZURPENENYNF032 | OM424-Fbr,Intrc,24f,PLEM,AQ,32ft,MtdB,EA | OM4 24 fiber, Interconnect, Plenum, 24F MPO Female to 24F MPO Female, Method B, Optimized IL, 32 ft, Aqua | PC | 1 | 1 | 1 | 1 | 1019.2
61305619080 | FXURPENENXNF057 | OM324-Fbr,Intr,PLEM,A,24mpoF,AQ,57ft,EA | OM3 24 fiber, Interconnect, Plenum, 24F MPO Female to 24F MPO Female, Method A, Optimized IL, 57 ft, Aqua | PC | 1 | 1 | 1 | 1 | 1019.56
61305619178 | FXURPENENYNF057 | OM324-Fbr,Intr,PLEM,B,24mpoF,AQ,57ft,EA | OM3 24 fiber, Interconnect, Plenum, 24F MPO Female to 24F MPO Female, Method B, Optimized IL, 57 ft, Aqua | PC | 1 | 1 | 1 | 1 | 1019.56
61305647185 | FZTYP7E7EBNF064 | OM4 12f Trunk OFNP PanMPO F/PanMPO F Typ |  | PC | 1 | 1 | 1 | 1 | 1020.88
07498375158 | FZTRL8NUFSNM025 | OM4,12-Fiber,Rnd,HarnessCbl,LSZH,25M | OM4 12-fiber, round harness cable assembly, low smoke zero halogen (LSZH) rated, PanMPO Male to LC Uniboot staggered pair, 1 longest, Std. IL. Aqua, 25 meters. | PC | 1 | 1 | 1 | 1 | 1021.56
07498376038 | FZTRL8NUGSNM025 | OM4,12-Fiber,RndHrnss,PMPOm,LSZH,25M | OM4 12-fiber, round harness cable assembly, low smoke zero halogen (LSZH) rated, PanMPO Male to LC Uniboot staggered pair, 1 shortest Std.IL, Aqua, 25 meters. | PC | 1 | 1 | 1 | 1 | 1021.56
07498376099 | FZTRL8NUHSNM025 | OM4,12-Fiber,RndHrn,PMPOm,1-2L,LSZH,25M | OM4 12-fiber round harness cable assembly, low smoke zero halogen (LSZH) rated, PanMPO Male to LC Uniboot, staggered pairs, 1 and 2 Longest, Std. IL. Aqua, 25 meters. | PC | 1 | 1 | 1 | 1 | 1021.56
07498376692 | FZTRL8NUJSNM025 | OM4,12-Fiber,RndHrn,PMPOm,1-2S,25M | OM4 12-fiber round harness cable assembly, low smoke zero halogen (LSZH) rated, PanMPO Male to LC Uniboot, staggered pair, 1 and 2 shortest, Std IL, Aqua, 25 meters. | PC | 1 | 1 | 1 | 1 | 1021.56
07498375190 | FZTRL8NUSSNM025 | OM4,12-Fiber,RndHarnessCbl,LSZH,25M | OM4 12-fiber round harness cable assembly, low smoke zero halogen (LSZH) rated, PanMPO Male to LC Uniboot, 60cm (24 inch) equal breakout, Std. IL. Aqua, 25 meters. | PC | 1 | 1 | 1 | 1 | 1021.56
61305632749 | FZTRP7N7NXNF118 | OM4 12f Interconnect OFNP PanMPO F/PanMP |  | PC | 1 | 1 | 1 | 1 | 1021.66
61305633097 | FZTRP7N7NYNF118 | OM4 12f Interconnect OFNP PanMPO F/PanMP |  | PC | 1 | 1 | 1 | 1 | 1021.66
07498377483 | FZTRP8NUFSNF078 | OM4,12-Fiber,RndHrnss,PMPOm,1L,PLEM,78ft | OM4 12-fiber round harness cable assembly, plenum (OFNP) rated, PanMPO Male to LC Uniboot, staggered pair, 1 longest, Std IL, Aqua, 78 ft. | PC | 1 | 1 | 1 | 1 | 1021.82
07498377220 | FZTRP8NUGSNF078 | OM4,12-Fiber,RndHrnss,PMPOm,1S,PLEM,78ft | OM4 12-fiber round harness cable assembly, plenum (OFNP) rated, PanMPO male to LC Uniboot staggered pair, 1 shortest, Std. IL. Aqua, 78 ft. | PC | 1 | 1 | 1 | 1 | 1021.82
07498376598 | FZTRP8NUHSNF078 | OM4,12-Fiber,RndHrn,PMPOm,1-2L,PLEM,78ft | OM4 12-fiber round harness cable assembly, plenum (OFNP) rated, PanMPO Male to LC Uniboot staggered pairs, 1 and 2 longest, Std. IL. Aqua, 78 ft. | PC | 1 | 1 | 1 | 1 | 1021.82
07498376884 | FZTRP8NUJSNF078 | OM4,12-Fiber,RndHrn,PMPOm,1-2S,PLEM,78ft | OM4 12-fiber round harness cable assembly, plenum (OFNP) rated, PanMPO Male to LC Uniboot, staggered pairs, 1 and 2 shortest, Std. IL. Aqua, 78 ft. | PC | 1 | 1 | 1 | 1 | 1021.82
07498374862 | FZTRP8NUSSNF078 | OM4,12-Fiber,RndHarnessCbl,PLEM,78ft | OM4 12-fiber, round harness cable assembly, plenum (OFNP) rated, PanMPO Male to LC Uniboot 60cm (24 inch), equal breakout, Std IL, Aqua, 78 ft. | PC | 1 | 1 | 1 | 1 | 1021.82
61305619768 | FXURLEN74XNM015 | OM324-Fbr,Intr,LSZH,A,12fbrF,AQ,15M,RL | OM3 24-fiber, Interconnect, LSZH, 24F MPO Female to (2) 12-fiber Female PanMPO, Method A, Optimized IL, 15 Meters, Aqua. | PC | 1 | 1 | 1 | 1 | 1021.94
61305619798 | FXURLEN74YNM015 | OM324-Fbr,Intr,LSZH,B,12fbrF,AQ,15M,RL | OM3 24-fiber, Interconnect, LSZH, 24F MPO Female to (2) 12-fiber Female PanMPO, Method B, Optimized IL, 15 Meters, Aqua. | PC | 1 | 1 | 1 | 1 | 1021.94
61305632099 | FZTRP7N7NXNM036 | OM4 12f Interconnect OFNP PanMPO F/PanMP |  | PC | 1 | 1 | 1 | 1 | 1022
61305633786 | FZTRP7N7NYNM036 | OM4 12f Interconnect OFNP PanMPO F/PanMP |  | PC | 1 | 1 | 1 | 1 | 1022
07498391726 | FZTRP5N5NANF123 | OM4,12-Fiber,PLEM,MPO/F-MPO/F,123ft | OM4 12 fiber, interconnect cable assembly, plenum (OFNP) rated, MPO female to MPO female, Method A Std IL, with no pulling eye 123 ft | PC | 1 | 1 | 1 | 1 | 1022.28
07498394850 | FZTRP7N7NANF123 | OM4 12f Interconnect OFNP PanMPO F/PanMP | 12 fiber OM4 interconnect cable assembly, plenum (OFNP) rated, PanMPO female to PanMPO female Method A Std IL, with no pulling eye, 123 ft. | PC | 1 | 1 | 1 | 1 | 1022.28
61305600607 | FZTRP7N7NBNF123 | OM4 12f Interconnect OFNP PanMPO F/PanMP | OM4 12 Fiber Interconnect Plenum PanMPO Female To PanMPO Female Method B Std IL with no Pulling Eye - 123 Feet | PC | 1 | 1 | 1 | 1 | 1022.28
61305619243 | FZURPEN74XNF024 | OM424-Fbr,Intrc,12f,PLEM,AQ,24ft,MtdA,EA | OM4 24-fiber, Interconnect, Plenum, 24F MPO Female to (2) 12-fiber Female PanMPO, Method A, Optimized IL, 24 Feet, Aqua. | PC | 1 | 1 | 1 | 1 | 1022.34
61305619341 | FZURPEN74YNF024 | OM424-Fbr,Intrc,12f,PLEM,AQ,24ft,MtdB,EA | OM4 24-fiber, Interconnect, Plenum, 24F MPO Female to (2) 12-fiber Female PanMPO, Method B, Optimized IL, 24 Feet, Aqua. | PC | 1 | 1 | 1 | 1 | 1022.34
07498399406 | FZ8RP7NUSQNF095 | 8-fiber OM4 Round Harness Plenum PanMPO | 8-fiber OM4 round harness cable assembly, plenum (OFNP) rated, PanMPO Female to LC Uniboot with 60cm (24 inch) equal breakout, 40G to 10G Std. IL | PC | 1 | 1 | 1 | 1 | 1022.56
07498399151 | FZ8RL7NUSQNM029 | OM4 8 Fiber Round Harness LSZH PanMPO Fe | OM4 8-fiber round harness cable assembly, low smoke zero halogen (LSZH) rated,PanMPO female To LC Uniboot 60cm (24 inch), equal breakout, Std. IL, 29 meters. | PC | 1 | 1 | 1 | 1 | 1023.18
07498399040 | FZ8RP7NUSQNM029 | 8-fiber OM4 Round Harness Plenum PanMPO | 8-fiber OM4 Round Harness Plenum PanMPO Female to LC Uniboot 60cm (24 inch) equal breakout 40G to 10G Std. IL - 29m | PC | 1 | 1 | 1 | 1 | 1023.18
61305634142 | FZTRL7N7NXNM038 | OM4 12f Interconnect LSZH PanMPO F/PanMP |  | PC | 1 | 1 | 1 | 1 | 1023.46
61305619580 | FXURPEN74XNF047 | OM324-Fbr,Intr,PLEM,A,12fbrF,AQ,47ft,EA | OM3 24-fiber, Interconnect, Plenum, 24F MPO Female to (2) 12-fiber Female PanMPO, Method A, Optimized IL, 47 Feet, Aqua. | PC | 1 | 1 | 1 | 1 | 1023.48
61305619677 | FXURPEN74YNF047 | OM324-Fbr,Intr,PLEM,B,12fbrF,AQ,47ft,EA | OM3 24-fiber, Interconnect, Plenum, 24F MPO Female to (2) 12-fiber Female PanMPO, Method B, Optimized IL, 47 Feet, Aqua. | PC | 1 | 1 | 1 | 1 | 1023.48
07498393508 | FZTRP5N5NXNM036 | OM4 12 Fiber Interconnect Plenum MPO Fem | OM4 12 fiber interconnect plenum MPO female to MPO female, method A opt IL., with no pulling eye - 36 meters. | PC | 1 | 1 | 1 | 1 | 1024.24
61305619081 | FXURPENENXNF058 | OM324-Fbr,Intr,PLEM,A,24mpoF,AQ,58ft,EA | OM3 24 fiber, Interconnect, Plenum, 24F MPO Female to 24F MPO Female, Method A, Optimized IL, 58 ft, Aqua | PC | 1 | 1 | 1 | 1 | 1025.28
61305619179 | FXURPENENYNF058 | OM324-Fbr,Intr,PLEM,B,24mpoF,AQ,58ft,EA | OM3 24 fiber, Interconnect, Plenum, 24F MPO Female to 24F MPO Female, Method B, Optimized IL, 58 ft, Aqua | PC | 1 | 1 | 1 | 1 | 1025.28
61305632750 | FZTRP7N7NXNF119 | OM4 12f Interconnect OFNP PanMPO F/PanMP |  | PC | 1 | 1 | 1 | 1 | 1026.08
61305633098 | FZTRP7N7NYNF119 | OM4 12f Interconnect OFNP PanMPO F/PanMP |  | PC | 1 | 1 | 1 | 1 | 1026.08
61305633855 | FZTRL7N7NYNM038 | OM4 12f Interconnect LSZH PanMPO F/PanMP |  | PC | 1 | 1 | 1 | 1 | 1026.28
07498377484 | FZTRP8NUFSNF079 | OM4,12-Fiber,RndHrnss,PMPOm,1L,PLEM,79ft | OM4 12-fiber round harness cable assembly, plenum (OFNP) rated, PanMPO Male to LC Uniboot, staggered pair, 1 longest, Std IL, Aqua, 79 ft. | PC | 1 | 1 | 1 | 1 | 1026.3
07498377221 | FZTRP8NUGSNF079 | OM4,12-Fiber,RndHrnss,PMPOm,1S,PLEM,79ft | OM4 12-fiber round harness cable assembly, plenum (OFNP) rated, PanMPO male to LC Uniboot staggered pair, 1 shortest, Std. IL. Aqua, 79 ft. | PC | 1 | 1 | 1 | 1 | 1026.3
07498376599 | FZTRP8NUHSNF079 | OM4,12-Fiber,RndHrn,PMPOm,1-2L,PLEM,79ft | OM4 12-fiber round harness cable assembly, plenum (OFNP) rated, PanMPO Male to LC Uniboot staggered pairs, 1 and 2 longest, Std. IL. Aqua, 79 ft. | PC | 1 | 1 | 1 | 1 | 1026.3
07498376885 | FZTRP8NUJSNF079 | OM4,12-Fiber,RndHrn,PMPOm,1-2S,PLEM,79ft | OM4 12-fiber round harness cable assembly, plenum (OFNP) rated, PanMPO Male to LC Uniboot, staggered pairs, 1 and 2 shortest, Std. IL. Aqua, 79 ft. | PC | 1 | 1 | 1 | 1 | 1026.3
07498374863 | FZTRP8NUSSNF079 | OM4,12-Fiber,RndHarnessCbl,PLEM,79ft | OM4 12-fiber, round harness cable assembly, plenum (OFNP) rated, PanMPO Male to LC Uniboot 60cm (24 inch), equal breakout, Std IL, Aqua, 79 ft. | PC | 1 | 1 | 1 | 1 | 1026.3
07498391727 | FZTRP5N5NANF124 | OM4,12-Fiber,PLEM,MPO/F-MPO/F,124ft | OM4 12 fiber, interconnect cable assembly, plenum (OFNP) rated, MPO female to MPO female, Method A Std IL, with no pulling eye 124 ft | PC | 1 | 1 | 1 | 1 | 1026.76
07498394852 | FZTRP7N7NANF124 | OM4 12f Interconnect OFNP PanMPO F/PanMP | 12 fiber OM4 interconnect cable assembly, plenum (OFNP) rated, PanMPO female to PanMPO female Method A Std IL, with no pulling eye, 124 ft. | PC | 1 | 1 | 1 | 1 | 1026.76
61305600608 | FZTRP7N7NBNF124 | OM4 12f Interconnect OFNP PanMPO F/PanMP | OM4 12 Fiber Interconnect Plenum PanMPO Female To PanMPO Female Method B Std. IL with no Pulling Eye - 124 Feet | PC | 1 | 1 | 1 | 1 | 1026.76
07498399455 | FZ8RP7NUSQNF096 | 8-fiber OM4 Round Harness Plenum PanMPO | 8-fiber OM4 round harness cable assembly, plenum (OFNP) rated, PanMPO Female to LC Uniboot with 60cm (24 inch) equal breakout, 40G to 10G Std. IL | PC | 1 | 1 | 1 | 1 | 1027
61305618159 | FZURPENENXNF033 | OM424-Fbr,Intrc,24f,PLEM,AQ,33ft,MtdA,EA | OM4 24 fiber, Interconnect, Plenum, 24F MPO Female to 24F MPO Female, Method A, Optimized IL, 33 ft, Aqua | PC | 1 | 1 | 1 | 1 | 1027.22
61305618898 | FZURPENENYNF033 | OM424-Fbr,Intrc,24f,PLEM,AQ,33ft,MtdB,EA | OM4 24 fiber, Interconnect, Plenum, 24F MPO Female to 24F MPO Female, Method B, Optimized IL, 33 ft, Aqua | PC | 1 | 1 | 1 | 1 | 1027.22
61305629590 | FZTRL7N7NBNM040 | OM4 12f Interconnect LSZH PanMPO F/PanMP |  | PC | 1 | 1 | 1 | 1 | 1027.36
61305633768 | FZTRP7N7NBNM038 | OM4 12f Interconnect OFNP PanMPO F/PanMP |  | PC | 1 | 1 | 1 | 1 | 1027.36
07498372530 | FZTYL5EL2SAM015 | OM4 12f Trunk LSZH MPO F/LC Dup Std Pola | OM4 12-fiber indoor small diameter trunk cable assembly, low smoke zero halogen (LSZH) rated, MPO Female to LC duplex, Std IL., with a pulling eye on end A, 15 meters. | PC | 1 | 1 | 1 | 1 | 1028.58
07498372335 | FZTYL7EL2SAM015 | OM4 12f Trunk LSZH PanMPO F/LC Dup Std P | OM4 12-fiber indoor small diameter trunk cable assembly, low smoke zero halogen (LSZH) rated, PanMPO female to LC duplex, Std. IL., with a pulling eye on end A, 15 meters. | PC | 1 | 1 | 1 | 1 | 1028.58
61305632780 | FZTRP7N7NBNF125 | OM4 12f Interconnect OFNP PanMPO F/PanMP |  | PC | 1 | 1 | 1 | 1 | 1028.96
61305619581 | FXURPEN74XNF048 | OM324-Fbr,Intr,PLEM,A,12fbrF,AQ,48ft,EA | OM3 24-fiber, Interconnect, Plenum, 24F MPO Female to (2) 12-fiber Female PanMPO, Method A, Optimized IL, 48 Feet, Aqua. | PC | 1 | 1 | 1 | 1 | 1029.2
61305619678 | FXURPEN74YNF048 | OM324-Fbr,Intr,PLEM,B,12fbrF,AQ,48ft,EA | OM3 24-fiber, Interconnect, Plenum, 24F MPO Female to (2) 12-fiber Female PanMPO, Method B, Optimized IL, 48 Feet, Aqua. | PC | 1 | 1 | 1 | 1 | 1029.2
61305619485 | FZURLEN74XNM008 | OM424-Fbr,Intrc,12F,LSZH,AQ,8M,MtdA,RL | OM4 24-fiber, Interconnect, LSZH, 24F MPO Female to (2) 12-fiber Female PanMPO, Method A, Optimized IL, 8 Meters, Aqua. | PC | 1 | 1 | 1 | 1 | 1029.6
61305619515 | FZURLEN74YNM008 | OM424-Fbr,Intrc,12F,LSZH,AQ,8M,MtdB,RL | OM4 24-fiber, Interconnect, LSZH, 24F MPO Female to (2) 12-fiber Female PanMPO, Method B, Optimized IL, 8 Meters, Aqua. | PC | 1 | 1 | 1 | 1 | 1029.6
07498393350 | FZTRP5N5NANM038 | OM4 12 Fiber Interconnect Plenum MPO Fem | OM4 12-fiber, interconnect cable assembly, plenum (OFNP) rated, MPO female to MPO female, Method A Std. IL, with no pulling eye - 38 meters. | PC | 1 | 1 | 1 | 1 | 1029.68
07498394725 | FZTRP7N7NANM038 | OM4 12f Interconnect OFNP PanMPO F/PanMP | 12 fiber OM4 interconnect cable assembly, plenum (OFNP) rated, PanMPO female to PanMPO female, Method A, Std IL, with no pulling eye, 38 meters. | PC | 1 | 1 | 1 | 1 | 1029.68
07498389776 | FZTRL5N5NANM040 | OM4,12-Fiber,LSZH,MPO/Fm-MPO/Fm,40M | OM4 12 fiber, interconnect cable assembly, low smoke zero halogen (LSZH) rated, MPO female to MPO female, Method A Std IL with no pulling eye, Aqua, 40 meters | PC | 1 | 1 | 1 | 1 | 1029.82
61305666677 | FZTRL7N7NANM040 | 12-FiberOM4Interc,LSZH,40M,RL | 12 fiber OM4 interconnect cable assembly, low smoke zero halogen (LSZH) rated, PanMPO female to PanMPO female, Method A, Std IL with no pulling eye, 40 meters. | PC | 1 | 1 | 1 | 1 | 1029.82
61305619244 | FZURPEN74XNF025 | OM424-Fbr,Intrc,12f,PLEM,AQ,25ft,MtdA,EA | OM4 24-fiber, Interconnect, Plenum, 24F MPO Female to (2) 12-fiber Female PanMPO, Method A, Optimized IL, 25 Feet, Aqua. | PC | 1 | 1 | 1 | 1 | 1030.34
61305619342 | FZURPEN74YNF025 | OM424-Fbr,Intrc,12f,PLEM,AQ,25ft,MtdB,EA | OM4 24-fiber, Interconnect, Plenum, 24F MPO Female to (2) 12-fiber Female PanMPO, Method B, Optimized IL, 25 Feet, Aqua. | PC | 1 | 1 | 1 | 1 | 1030.34
61305634133 | FZTRP7N7NXNF120 | OM4 12f Interconnect OFNP PanMPO F/PanMP |  | PC | 1 | 1 | 1 | 1 | 1030.52
61305633099 | FZTRP7N7NYNF120 | OM4 12f Interconnect OFNP PanMPO F/PanMP |  | PC | 1 | 1 | 1 | 1 | 1030.52
07498377485 | FZTRP8NUFSNF080 | OM4,12-Fiber,RndHrnss,PMPOm,1L,PLEM,80ft | OM4 12-fiber round harness cable assembly, plenum (OFNP) rated, PanMPO Male to LC Uniboot, staggered pair, 1 longest, Std IL, Aqua, 80 ft. | PC | 1 | 1 | 1 | 1 | 1030.74
07498377222 | FZTRP8NUGSNF080 | OM4,12-Fiber,RndHrnss,PMPOm,1S,PLEM,80ft | OM4 12-fiber round harness cable assembly, plenum (OFNP) rated, PanMPO male to LC Uniboot staggered pair, 1 shortest, Std. IL. Aqua, 80 ft. | PC | 1 | 1 | 1 | 1 | 1030.74
07498376600 | FZTRP8NUHSNF080 | OM4,12-Fiber,RndHrn,PMPOm,1-2L,PLEM,80ft | OM4 12-fiber round harness cable assembly, plenum (OFNP) rated, PanMPO Male to LC Uniboot staggered pairs, 1 and 2 longest, Std. IL. Aqua, 80 ft. | PC | 1 | 1 | 1 | 1 | 1030.74
07498376886 | FZTRP8NUJSNF080 | OM4,12-Fiber,RndHrn,PMPOm,1-2S,PLEM,80ft | OM4 12-fiber round harness cable assembly, plenum (OFNP) rated, PanMPO Male to LC Uniboot, staggered pairs, 1 and 2 shortest, Std. IL. Aqua, 80 ft. | PC | 1 | 1 | 1 | 1 | 1030.74
07498374864 | FZTRP8NUSSNF080 | OM4,12-Fiber,RndHarnessCbl,PLEM,80ft | OM4 12-fiber, round harness cable assembly, plenum (OFNP) rated, PanMPO Male to LC Uniboot 60cm (24 inch), equal breakout, Std IL, Aqua, 80 ft. | PC | 1 | 1 | 1 | 1 | 1030.74
61305619082 | FXURPENENXNF059 | OM324-Fbr,Intr,PLEM,A,24mpoF,AQ,59ft,EA | OM3 24 fiber, Interconnect, Plenum, 24F MPO Female to 24F MPO Female, Method A, Optimized IL, 59 ft, Aqua | PC | 1 | 1 | 1 | 1 | 1031.02
61305619180 | FXURPENENYNF059 | OM324-Fbr,Intr,PLEM,B,24mpoF,AQ,59ft,EA | OM3 24 fiber, Interconnect, Plenum, 24F MPO Female to 24F MPO Female, Method B, Optimized IL, 59 ft, Aqua | PC | 1 | 1 | 1 | 1 | 1031.02
07498391728 | FZTRP5N5NANF125 | OM4,12-Fiber,PLEM,MPO/F-MPO/F,125ft | OM4 12 fiber, interconnect cable assembly, plenum (OFNP) rated, MPO female to MPO female, Method A Std IL, with no pulling eye 125 ft | PC | 1 | 1 | 1 | 1 | 1031.2
07498394853 | FZTRP7N7NANF125 | OM4 12f Interconnect OFNP PanMPO F/PanMP | 12 fiber OM4 interconnect cable assembly, plenum (OFNP) rated, PanMPO female to PanMPO female Method A Std IL, with no pulling eye, 125 ft. | PC | 1 | 1 | 1 | 1 | 1031.2
07498399486 | FZ8RP7NUSQNF097 | 8-fiber OM4 Round Harness Plenum PanMPO | 8-fiber OM4 round harness cable assembly, plenum (OFNP) rated, PanMPO Female to LC Uniboot with 60cm (24 inch) equal breakout, 40G to 10G Std. IL | PC | 1 | 1 | 1 | 1 | 1031.46
61305647187 | FZTYP7E7EBNF066 | OM4 12f Trunk OFNP PanMPO F/PanMPO F Typ |  | PC | 1 | 1 | 1 | 1 | 1031.7
61305619440 | FXURLENENXNM019 | OM324-Fbr,Intr,LSZH,A,24mpoF,AQ,19M,RL | OM3 24 fiber, Interconnect, LSZH, 24F MPO Female to 24F MPO Female, Method A, Optimized IL, 19 m, Aqua | PC | 1 | 1 | 1 | 1 | 1032.08
61305619470 | FXURLENENYNM019 | OM324-Fbr,Intr,LSZH,B,24mpoF,AQ,19M,RL | OM3 24 fiber, Interconnect, LSZH, 24F MPO Female to 24F MPO Female, Method B, Optimized IL, 19 m, Aqua | PC | 1 | 1 | 1 | 1 | 1032.08
61305629050 | FZTYP7E7EYNF060 | OM4 12f Trunk OFNP PanMPO F/PanMPO F Typ |  | PC | 1 | 1 | 1 | 1 | 1032.96
61305632781 | FZTRP7N7NBNF126 | OM4 12f Interconnect OFNP PanMPO F/PanMP |  | PC | 1 | 1 | 1 | 1 | 1033.38
61305619582 | FXURPEN74XNF049 | OM324-Fbr,Intr,PLEM,A,12fbrF,AQ,49ft,EA | OM3 24-fiber, Interconnect, Plenum, 24F MPO Female to (2) 12-fiber Female PanMPO, Method A, Optimized IL, 49 Feet, Aqua. | PC | 1 | 1 | 1 | 1 | 1034.92
61305619682 | FXURPEN74YNF049 | OM324-Fbr,Intr,PLEM,B,12fbrF,AQ,49ft,EA | OM3 24-fiber, Interconnect, Plenum, 24F MPO Female to (2) 12-fiber Female PanMPO, Method B, Optimized IL, 49 Feet, Aqua. | PC | 1 | 1 | 1 | 1 | 1034.92
61305632751 | FZTRP7N7NXNF121 | OM4 12f Interconnect OFNP PanMPO F/PanMP |  | PC | 1 | 1 | 1 | 1 | 1034.94
61305633107 | FZTRP7N7NYNF121 | OM4 12f Interconnect OFNP PanMPO F/PanMP |  | PC | 1 | 1 | 1 | 1 | 1034.94
07498377476 | FZTRP8NUFSNF081 | OM4,12-Fiber,RndHrnss,PMPOm,1L,PLEM,81ft | OM4 12-fiber round harness cable assembly, plenum (OFNP) rated, PanMPO Male to LC Uniboot, staggered pair, 1 longest, Std IL, Aqua, 81 ft. | PC | 1 | 1 | 1 | 1 | 1035.2
07498377223 | FZTRP8NUGSNF081 | OM4,12-Fiber,RndHrnss,PMPOm,1S,PLEM,81ft | OM4 12-fiber round harness cable assembly, plenum (OFNP) rated, PanMPO male to LC Uniboot staggered pair, 1 shortest, Std. IL. Aqua, 81 ft. | PC | 1 | 1 | 1 | 1 | 1035.2
07498376601 | FZTRP8NUHSNF081 | OM4,12-Fiber,RndHrn,PMPOm,1-2L,PLEM,81ft | OM4 12-fiber round harness cable assembly, plenum (OFNP) rated, PanMPO Male to LC Uniboot staggered pairs, 1 and 2 longest, Std. IL. Aqua, 81 ft. | PC | 1 | 1 | 1 | 1 | 1035.2
07498376887 | FZTRP8NUJSNF081 | OM4,12-Fiber,RndHrn,PMPOm,1-2S,PLEM,81ft | OM4 12-fiber round harness cable assembly, plenum (OFNP) rated, PanMPO Male to LC Uniboot, staggered pairs, 1 and 2 shortest, Std. IL. Aqua, 81 ft. | PC | 1 | 1 | 1 | 1 | 1035.2
07498374865 | FZTRP8NUSSNF081 | OM4,12-Fiber,RndHarnessCbl,PLEM,81ft | OM4 12-fiber, round harness cable assembly, plenum (OFNP) rated, PanMPO Male to LC Uniboot 60cm (24 inch), equal breakout, Std IL, Aqua, 81 ft. | PC | 1 | 1 | 1 | 1 | 1035.2
61305618160 | FZURPENENXNF034 | OM424-Fbr,Intrc,24f,PLEM,AQ,34ft,MtdA,EA | OM4 24 fiber, Interconnect, Plenum, 24F MPO Female to 24F MPO Female, Method A, Optimized IL, 34 ft, Aqua | PC | 1 | 1 | 1 | 1 | 1035.24
61305618899 | FZURPENENYNF034 | OM424-Fbr,Intrc,24f,PLEM,AQ,34ft,MtdB,EA | OM4 24 fiber, Interconnect, Plenum, 24F MPO Female to 24F MPO Female, Method B, Optimized IL, 34 ft, Aqua | PC | 1 | 1 | 1 | 1 | 1035.24
07498375159 | FZTRL8NUFSNM026 | OM4,12-Fiber,Rnd,HarnessCbl,LSZH,26M | OM4 12-fiber, round harness cable assembly, low smoke zero halogen (LSZH) rated, PanMPO Male to LC Uniboot staggered pair, 1 longest, Std. IL. Aqua, 26 meters. | PC | 1 | 1 | 1 | 1 | 1035.4
07498376039 | FZTRL8NUGSNM026 | OM4,12-Fiber,RndHrnss,PMPOm,LSZH,26M | OM4 12-fiber, round harness cable assembly, low smoke zero halogen (LSZH) rated, PanMPO Male to LC Uniboot staggered pair, 1 shortest Std.IL, Aqua, 26 meters. | PC | 1 | 1 | 1 | 1 | 1035.4
07498376100 | FZTRL8NUHSNM026 | OM4,12-Fiber,RndHrn,PMPOm,1-2L,LSZH,26M | OM4 12-fiber round harness cable assembly, low smoke zero halogen (LSZH) rated, PanMPO Male to LC Uniboot, staggered pairs, 1 and 2 Longest, Std. IL. Aqua, 26 meters. | PC | 1 | 1 | 1 | 1 | 1035.4
07498376693 | FZTRL8NUJSNM026 | OM4,12-Fiber,RndHrn,PMPOm,1-2S,26M | OM4 12-fiber round harness cable assembly, low smoke zero halogen (LSZH) rated, PanMPO Male to LC Uniboot, staggered pair, 1 and 2 shortest, Std IL, Aqua, 26 meters. | PC | 1 | 1 | 1 | 1 | 1035.4
07498375191 | FZTRL8NUSSNM026 | OM4,12-Fiber,RndHarnessCbl,LSZH,26M | OM4 12-fiber round harness cable assembly, low smoke zero halogen (LSZH) rated, PanMPO Male to LC Uniboot, 60cm (24 inch) equal breakout, Std. IL. Aqua, 26 meters. | PC | 1 | 1 | 1 | 1 | 1035.4
07498391736 | FZTRP5N5NANF126 | OM4,12-Fiber,PLEM,MPO/F-MPO/F,126ft | OM4 12 fiber, interconnect cable assembly, plenum (OFNP) rated, MPO female to MPO female, Method A Std IL, with no pulling eye 126 ft | PC | 1 | 1 | 1 | 1 | 1035.66
07498394856 | FZTRP7N7NANF126 | OM4 12f Interconnect OFNP PanMPO F/PanMP | 12 fiber OM4 interconnect cable assembly, plenum (OFNP) rated, PanMPO female to PanMPO female Method A Std IL, with no pulling eye, 126 ft. | PC | 1 | 1 | 1 | 1 | 1035.66
07498399487 | FZ8RP7NUSQNF098 | 8-fiber OM4 Round Harness Plenum PanMPO | 8-fiber OM4 round harness cable assembly, plenum (OFNP) rated, PanMPO Female to LC Uniboot with 60cm (24 inch) equal breakout, 40G to 10G Std. IL | PC | 1 | 1 | 1 | 1 | 1035.92
61305633749 | FZTRP7N7NXNM037 | OM4 12f Interconnect OFNP PanMPO F/PanMP |  | PC | 1 | 1 | 1 | 1 | 1036.54
61305633787 | FZTRP7N7NYNM037 | OM4 12f Interconnect OFNP PanMPO F/PanMP |  | PC | 1 | 1 | 1 | 1 | 1036.54
61305619083 | FXURPENENXNF060 | OM324-Fbr,Intr,PLEM,A,24mpoF,AQ,60ft,EA | OM3 24 fiber, Interconnect, Plenum, 24F MPO Female to 24F MPO Female, Method A, Optimized IL, 60 ft, Aqua | PC | 1 | 1 | 1 | 1 | 1036.76
61305619181 | FXURPENENYNF060 | OM324-Fbr,Intr,PLEM,24mpoF,AQ,60ft,EA | OM3 24 fiber, Interconnect, Plenum, 24F MPO Female to 24F MPO Female, Method B, Optimized IL, 60 ft, Aqua | PC | 1 | 1 | 1 | 1 | 1036.76
61305618976 | FZURLENENXNM011 | OM424Fbr,Intrc,LSZH,24MPO,MtdA,11M,RL | OM4 24 fiber, Interconnect, LSZH, 24F MPO Female to 24F MPO Female, Method A, Optimized IL, 11 m, Aqua | PC | 1 | 1 | 1 | 1 | 1037.22
61305619006 | FZURLENENYNM011 | OM424Fbr,Intrc,LSZH,24MPO,MtdB,11M,RL | OM4 24 fiber, Interconnect, LSZH, 24F MPO Female to 24F MPO Female, Method B, Optimized IL, 11 m, Aqua | PC | 1 | 1 | 1 | 1 | 1037.22
61305634143 | FZTRL7N7NXNM039 | OM4 12f Interconnect LSZH PanMPO F/PanMP |  | PC | 1 | 1 | 1 | 1 | 1037.28
07498399152 | FZ8RL7NUSQNM030 | OM4 8 Fiber Round Harness LSZH PanMPO Fe | OM4 8-fiber round harness cable assembly, low smoke zero halogen (LSZH) rated,PanMPO female To LC Uniboot 60cm (24 inch), equal breakout, Std. IL, 30 meters. | PC | 1 | 1 | 1 | 1 | 1037.78
07498399049 | FZ8RP7NUSQNM030 | 8-fiber OM4 Round Harness Plenum PanMPO | 8-fiber OM4 Round Harness Plenum PanMPO Female to LC Uniboot 60cm (24 inch) equal breakout 40G to 10G Std. IL - 30m | PC | 1 | 1 | 1 | 1 | 1037.78
61305619245 | FZURPEN74XNF026 | OM424-Fbr,Intrc,12f,PLEM,AQ,26ft,MtdA,EA | OM4 24-fiber, Interconnect, Plenum, 24F MPO Female to (2) 12-fiber Female PanMPO, Method A, Optimized IL, 26 Feet, Aqua. | PC | 1 | 1 | 1 | 1 | 1038.36
61305619343 | FZURPEN74YNF026 | OM424-Fbr,Intrc,12f,PLEM,AQ,26ft,MtdB,EA | OM4 24-fiber, Interconnect, Plenum, 24F MPO Female to (2) 12-fiber Female PanMPO, Method B, Optimized IL, 26 Feet, Aqua. | PC | 1 | 1 | 1 | 1 | 1038.36
07498393509 | FZTRP5N5NXNM037 | OM4 12 Fiber Interconnect Plenum MPO Fem | OM4 12 fiber interconnect plenum MPO female to MPO female, method A opt IL., with no pulling eye - 37 meters. | PC | 1 | 1 | 1 | 1 | 1038.82
61305632752 | FZTRP7N7NXNF122 | OM4 12f Interconnect OFNP PanMPO F/PanMP |  | PC | 1 | 1 | 1 | 1 | 1039.4
61305633109 | FZTRP7N7NYNF122 | OM4 12f Interconnect OFNP PanMPO F/PanMP |  | PC | 1 | 1 | 1 | 1 | 1039.4
07498377477 | FZTRP8NUFSNF082 | OM4,12-Fiber,RndHrnss,PMPOm,1L,PLEM,82ft | OM4 12-fiber round harness cable assembly, plenum (OFNP) rated, PanMPO Male to LC Uniboot, staggered pair, 1 longest, Std IL, Aqua, 82 ft. | PC | 1 | 1 | 1 | 1 | 1039.64
07498377224 | FZTRP8NUGSNF082 | OM4,12-Fiber,RndHrnss,PMPOm,1S,PLEM,82ft | OM4 12-fiber round harness cable assembly, plenum (OFNP) rated, PanMPO male to LC Uniboot staggered pair, 1 shortest, Std. IL. Aqua, 82 ft. | PC | 1 | 1 | 1 | 1 | 1039.64
07498376603 | FZTRP8NUHSNF082 | OM4,12-Fiber,RndHrn,PMPOm,1-2L,PLEM,82ft | OM4 12-fiber round harness cable assembly, plenum (OFNP) rated, PanMPO Male to LC Uniboot staggered pairs, 1 and 2 longest, Std. IL. Aqua, 82 ft. | PC | 1 | 1 | 1 | 1 | 1039.64
07498376888 | FZTRP8NUJSNF082 | OM4,12-Fiber,RndHrn,PMPOm,1-2S,PLEM,82ft | OM4 12-fiber round harness cable assembly, plenum (OFNP) rated, PanMPO Male to LC Uniboot, staggered pairs, 1 and 2 shortest, Std. IL. Aqua, 82 ft. | PC | 1 | 1 | 1 | 1 | 1039.64
07498374866 | FZTRP8NUSSNF082 | OM4,12-Fiber,RndHarnessCbl,PLEM,82ft | OM4 12-fiber, round harness cable assembly, plenum (OFNP) rated, PanMPO Male to LC Uniboot 60cm (24 inch), equal breakout, Std IL, Aqua, 82 ft. | PC | 1 | 1 | 1 | 1 | 1039.64
61305619769 | FXURLEN74XNM016 | OM324-Fbr,Intr,LSZH,A,12fbrF,AQ,16M,RL | OM3 24-fiber, Interconnect, LSZH, 24F MPO Female to (2) 12-fiber Female PanMPO, Method A, Optimized IL, 16 Meters, Aqua. | PC | 1 | 1 | 1 | 1 | 1039.76
61305619799 | FXURLEN74YNM016 | OM324-Fbr,Intr,LSZH,B,12fbrF,AQ,16M,RL | OM3 24-fiber, Interconnect, LSZH, 24F MPO Female to (2) 12-fiber Female PanMPO, Method B, Optimized IL, 16 Meters, Aqua. | PC | 1 | 1 | 1 | 1 | 1039.76
07498391737 | FZTRP5N5NANF127 | OM4,12-Fiber,PLEM,MPO/F-MPO/F,127ft | OM4 12 fiber, interconnect cable assembly, plenum (OFNP) rated, MPO female to MPO female, Method A Std IL, with no pulling eye 127 ft | PC | 1 | 1 | 1 | 1 | 1040.1
07498394858 | FZTRP7N7NANF127 | OM4 12f Interconnect OFNP PanMPO F/PanMP | 12 fiber OM4 interconnect cable assembly, plenum (OFNP) rated, PanMPO female to PanMPO female Method A Std IL, with no pulling eye, 127 ft. | PC | 1 | 1 | 1 | 1 | 1040.1
61305600609 | FZTRP7N7NBNF127 | OM4 12f Interconnect OFNP PanMPO F/PanMP | OM4 12 Fiber Interconnect Plenum PanMPO Female To PanMPO Female Method B Std. IL with no Pulling Eye - 127 Feet | PC | 1 | 1 | 1 | 1 | 1040.1
61305633856 | FZTRL7N7NYNM039 | OM4 12f Interconnect LSZH PanMPO F/PanMP |  | PC | 1 | 1 | 1 | 1 | 1040.14
07498399488 | FZ8RP7NUSQNF099 | 8-fiber OM4 Round Harness Plenum PanMPO | 8-fiber OM4 round harness cable assembly, plenum (OFNP) rated, PanMPO Female to LC Uniboot with 60cm (24 inch) equal breakout, 40G to 10G Std. IL | PC | 1 | 1 | 1 | 1 | 1040.38
61305619583 | FXURPEN74XNF050 | OM324-Fbr,Intr,PLEM,A,12fbrF,AQ,50ft,EA | OM3 24-fiber, Interconnect, Plenum, 24F MPO Female to (2) 12-fiber Female PanMPO, Method A, Optimized IL, 50 Feet, Aqua. | PC | 1 | 1 | 1 | 1 | 1040.68
61305619683 | FXURPEN74YNF050 | OM324-Fbr,Intr,PLEM,B,12fbrF,AQ,50ft,EA | OM3 24-fiber, Interconnect, Plenum, 24F MPO Female to (2) 12-fiber Female PanMPO, Method B, Optimized IL, 50 Feet, Aqua. | PC | 1 | 1 | 1 | 1 | 1040.68
61305633842 | FZTRL7N7NBNM041 | OM4 12f Interconnect LSZH PanMPO F/PanMP |  | PC | 1 | 1 | 1 | 1 | 1041.16
61305633769 | FZTRP7N7NBNM039 | OM4 12f Interconnect OFNP PanMPO F/PanMP |  | PC | 1 | 1 | 1 | 1 | 1041.9
61305619084 | FXURPENENXNF061 | OM324-Fbr,Intr,PLEM,A,24mpoF,AQ,61ft,EA | OM3 24 fiber, Interconnect, Plenum, 24F MPO Female to 24F MPO Female, Method A, Optimized IL, 61 ft, Aqua | PC | 1 | 1 | 1 | 1 | 1042.48
61305619182 | FXURPENENYNF061 | OM324-Fbr,Intr,PLEM,24mpoF,AQ,61ft,EA | OM3 24 fiber, Interconnect, Plenum, 24F MPO Female to 24F MPO Female, Method B, Optimized IL, 61 ft, Aqua | PC | 1 | 1 | 1 | 1 | 1042.48
61305647189 | FZTYP7E7EBNF068 | OM4 12f Trunk OFNP PanMPO F/PanMPO F Typ |  | PC | 1 | 1 | 1 | 1 | 1042.54
61305618161 | FZURPENENXNF035 | OM424-Fbr,Intrc,24f,PLEM,AQ,35ft,MtdA,EA | OM4 24 fiber, Interconnect, Plenum, 24F MPO Female to 24F MPO Female, Method A, Optimized IL, 35 ft, Aqua | PC | 1 | 1 | 1 | 1 | 1043.24
61305618900 | FZURPENENYNF035 | OM424-Fbr,Intrc,24f,PLEM,AQ,35ft,MtdB,EA | OM4 24 fiber, Interconnect, Plenum, 24F MPO Female to 24F MPO Female, Method B, Optimized IL, 35 ft, Aqua | PC | 1 | 1 | 1 | 1 | 1043.24
07498389777 | FZTRL5N5NANM041 | OM4,12-Fiber,LSZH,MPO/Fm-MPO/Fm,41M | OM4 12 fiber, interconnect cable assembly, low smoke zero halogen (LSZH) rated, MPO female to MPO female, Method A Std IL with no pulling eye, Aqua, 41 meters | PC | 1 | 1 | 1 | 1 | 1043.7
07498394768 | FZTRL7N7NANM041 | OM4 12f Interconnect LSZH PanMPO F/PanMP | 12 fiber OM4 interconnect cable assembly, low smoke zero halogen (LSZH) rated, PanMPO female to PanMPO female, Method A, Std IL with no pulling eye, 41 meters. | PC | 1 | 1 | 1 | 1 | 1043.7
61305632753 | FZTRP7N7NXNF123 | OM4 12f Interconnect OFNP PanMPO F/PanMP |  | PC | 1 | 1 | 1 | 1 | 1043.82
61305633110 | FZTRP7N7NYNF123 | OM4 12f Interconnect OFNP PanMPO F/PanMP |  | PC | 1 | 1 | 1 | 1 | 1043.82
07498377478 | FZTRP8NUFSNF083 | OM4,12-Fiber,RndHrnss,PMPOm,1L,PLEM,83ft | OM4 12-fiber round harness cable assembly, plenum (OFNP) rated, PanMPO Male to LC Uniboot, staggered pair, 1 longest, Std IL, Aqua, 83 ft. | PC | 1 | 1 | 1 | 1 | 1044.1
07498377225 | FZTRP8NUGSNF083 | OM4,12-Fiber,RndHrnss,PMPOm,1S,PLEM,83ft | OM4 12-fiber round harness cable assembly, plenum (OFNP) rated, PanMPO male to LC Uniboot staggered pair, 1 shortest, Std. IL. Aqua, 83 ft. | PC | 1 | 1 | 1 | 1 | 1044.1
07498376604 | FZTRP8NUHSNF083 | OM4,12-Fiber,RndHrn,PMPOm,1-2L,PLEM,83ft | OM4 12-fiber round harness cable assembly, plenum (OFNP) rated, PanMPO Male to LC Uniboot staggered pairs, 1 and 2 longest, Std. IL. Aqua, 83 ft. | PC | 1 | 1 | 1 | 1 | 1044.1
07498376889 | FZTRP8NUJSNF083 | OM4,12-Fiber,RndHrn,PMPOm,1-2S,PLEM,83ft | OM4 12-fiber round harness cable assembly, plenum (OFNP) rated, PanMPO Male to LC Uniboot, staggered pairs, 1 and 2 shortest, Std. IL. Aqua, 83 ft. | PC | 1 | 1 | 1 | 1 | 1044.1
07498374867 | FZTRP8NUSSNF083 | OM4,12-Fiber,RndHarnessCbl,PLEM,83ft | OM4 12-fiber, round harness cable assembly, plenum (OFNP) rated, PanMPO Male to LC Uniboot 60cm (24 inch), equal breakout, Std IL, Aqua, 83 ft. | PC | 1 | 1 | 1 | 1 | 1044.1
07498393351 | FZTRP5N5NANM039 | OM4 12 Fiber Interconnect Plenum MPO Fem | OM4 12-fiber, interconnect cable assembly, plenum (OFNP) rated, MPO female to MPO female, Method A Std. IL, with no pulling eye - 39 meters. | PC | 1 | 1 | 1 | 1 | 1044.3
07498394726 | FZTRP7N7NANM039 | OM4 12f Interconnect OFNP PanMPO F/PanMP | 12 fiber OM4 interconnect cable assembly, plenum (OFNP) rated, PanMPO female to PanMPO female, Method A, Std IL, with no pulling eye, 39 meters. | PC | 1 | 1 | 1 | 1 | 1044.3
07498391738 | FZTRP5N5NANF128 | OM4,12-Fiber,PLEM,MPO/F-MPO/F,128ft | OM4 12 fiber, interconnect cable assembly, plenum (OFNP) rated, MPO female to MPO female, Method A Std IL, with no pulling eye 128 ft | PC | 1 | 1 | 1 | 1 | 1044.54
07498394859 | FZTRP7N7NANF128 | OM4 12f Interconnect OFNP PanMPO F/PanMP | 12 fiber OM4 interconnect cable assembly, plenum (OFNP) rated, PanMPO female to PanMPO female Method A Std IL, with no pulling eye, 128 ft. | PC | 1 | 1 | 1 | 1 | 1044.54
61305600610 | FZTRP7N7NBNF128 | OM4 12f Interconnect OFNP PanMPO F/PanMP | OM4 12 Fiber Interconnect Plenum PanMPO Female To PanMPO Female Method B Std IL with no Pulling Eye - 128 Feet | PC | 1 | 1 | 1 | 1 | 1044.54
07498399489 | FZ8RP7NUSQNF100 | 8-fiber OM4 Round Harness Plenum PanMPO | 8-fiber OM4 round harness cable assembly, plenum (OFNP) rated, PanMPO Female to LC Uniboot with 60cm (24 inch) equal breakout, 40G to 10G Std. IL | PC | 1 | 1 | 1 | 1 | 1044.82
07498372439 | FZTYP5EL2SAF050 | OM3 12f Trunk OFNP MPO F/LC Dup Std Pola | OM4 12-fiber indoor small diameter trunk cable assembly, plenum (OFNP) rated, MPO female to LC duplex, Std. IL., with a pulling eye on end A. | PC | 1 | 1 | 1 | 1 | 1046.08
07498372306 | FZTYP7EL2SAF050 | OM4 12f Trunk OFNP PanMPO F/LC Dup Std P | OM4 12-fiber indoor small diameter trunk cable assembly, plenum (OFNP) rated, PanMPO female to LC duplex, Std. IL., with a pulling eye on end A. | PC | 1 | 1 | 1 | 1 | 1046.08
61305619584 | FXURPEN74XNF051 | OM324-Fbr,Intr,PLEM,A,12fbrF,AQ,51ft,EA | OM3 24-fiber, Interconnect, Plenum, 24F MPO Female to (2) 12-fiber Female PanMPO, Method A, Optimized IL, 51 Feet, Aqua. | PC | 1 | 1 | 1 | 1 | 1046.4
61305619684 | FXURPEN74YNF051 | OM324-Fbr,Intr,PLEM,B,12fbrF,AQ,51ft,EA | OM3 24-fiber, Interconnect, Plenum, 24F MPO Female to (2) 12-fiber Female PanMPO, Method B, Optimized IL, 51 Feet, Aqua. | PC | 1 | 1 | 1 | 1 | 1046.4
61305619246 | FZURPEN74XNF027 | OM424-Fbr,Intrc,12f,PLEM,AQ,27ft,MtdA,EA | OM4 24-fiber, Interconnect, Plenum, 24F MPO Female to (2) 12-fiber Female PanMPO, Method A, Optimized IL, 27 Feet, Aqua. | PC | 1 | 1 | 1 | 1 | 1046.4
61305619344 | FZURPEN74YNF027 | OM424-Fbr,Intrc,12f,PLEM,AQ,27ft,MtdB,EA | OM4 24-fiber, Interconnect, Plenum, 24F MPO Female to (2) 12-fiber Female PanMPO, Method B, Optimized IL, 27 Feet, Aqua. | PC | 1 | 1 | 1 | 1 | 1046.4
61305619085 | FXURPENENXNF062 | OM324-Fbr,Intr,PLEM,A,24mpoF,AQ,62ft,EA | OM3 24 fiber, Interconnect, Plenum, 24F MPO Female to 24F MPO Female, Method A, Optimized IL, 62 ft, Aqua | PC | 1 | 1 | 1 | 1 | 1048.2
61305619183 | FXURPENENYNF062 | OM324-Fbr,Intr,PLEM,24mpoF,AQ,62ft,EA | OM3 24 fiber, Interconnect, Plenum, 24F MPO Female to 24F MPO Female, Method B, Optimized IL, 62 ft, Aqua | PC | 1 | 1 | 1 | 1 | 1048.2
61305632754 | FZTRP7N7NXNF124 | OM4 12f Interconnect OFNP PanMPO F/PanMP |  | PC | 1 | 1 | 1 | 1 | 1048.26
61305633111 | FZTRP7N7NYNF124 | OM4 12f Interconnect OFNP PanMPO F/PanMP |  | PC | 1 | 1 | 1 | 1 | 1048.26
07498377479 | FZTRP8NUFSNF084 | OM4,12-Fiber,RndHrnss,PMPOm,1L,PLEM,84ft | OM4 12-fiber round harness cable assembly, plenum (OFNP) rated, PanMPO Male to LC Uniboot, staggered pair, 1 longest, Std IL, Aqua, 84 ft. | PC | 1 | 1 | 1 | 1 | 1048.54
07498377226 | FZTRP8NUGSNF084 | OM4,12-Fiber,RndHrnss,PMPOm,1S,PLEM,84ft | OM4 12-fiber round harness cable assembly, plenum (OFNP) rated, PanMPO male to LC Uniboot staggered pair, 1 shortest, Std. IL. Aqua, 84 ft. | PC | 1 | 1 | 1 | 1 | 1048.54
07498376605 | FZTRP8NUHSNF084 | OM4,12-Fiber,RndHrn,PMPOm,1-2L,PLEM,84ft | OM4 12-fiber round harness cable assembly, plenum (OFNP) rated, PanMPO Male to LC Uniboot staggered pairs, 1 and 2 longest, Std. IL. Aqua, 84 ft. | PC | 1 | 1 | 1 | 1 | 1048.54
07498376890 | FZTRP8NUJSNF084 | OM4,12-Fiber,RndHrn,PMPOm,1-2S,PLEM,84ft | OM4 12-fiber round harness cable assembly, plenum (OFNP) rated, PanMPO Male to LC Uniboot, staggered pairs, 1 and 2 shortest, Std. IL. Aqua, 84 ft. | PC | 1 | 1 | 1 | 1 | 1048.54
07498374868 | FZTRP8NUSSNF084 | OM4,12-Fiber,RndHarnessCbl,PLEM,84ft | OM4 12-fiber, round harness cable assembly, plenum (OFNP) rated, PanMPO Male to LC Uniboot 60cm (24 inch), equal breakout, Std IL, Aqua, 84 ft. | PC | 1 | 1 | 1 | 1 | 1048.54
07498391739 | FZTRP5N5NANF129 | OM4,12-Fiber,PLEM,MPO/F-MPO/F,129ft | OM4 12 fiber, interconnect cable assembly, plenum (OFNP) rated, MPO female to MPO female, Method A Std IL, with no pulling eye 129 ft | PC | 1 | 1 | 1 | 1 | 1049
07498394875 | FZTRP7N7NANF129 | OM4 12f Interconnect OFNP PanMPO F/PanMP | 12 fiber OM4 interconnect cable assembly, plenum (OFNP) rated, PanMPO female to PanMPO female Method A Std IL, with no pulling eye, 129 ft. | PC | 1 | 1 | 1 | 1 | 1049
61305600611 | FZTRP7N7NBNF129 | OM4 12f Interconnect OFNP PanMPO F/PanMP | OM4 12 Fiber Interconnect Plenum PanMPO Female To PanMPO Female Method B Std IL with no Pulling Eye - 129 Feet | PC | 1 | 1 | 1 | 1 | 1049
61305650000 | FZTYP7E7EYNF063 | OM4 12f Trunk OFNP PanMPO F/PanMPO F Typ |  | PC | 1 | 1 | 1 | 1 | 1049.2
07498375160 | FZTRL8NUFSNM027 | OM4,12-Fiber,Rnd,HarnessCbl,LSZH,27M | OM4 12-fiber, round harness cable assembly, low smoke zero halogen (LSZH) rated, PanMPO Male to LC Uniboot staggered pair, 1 longest, Std. IL. Aqua, 27 meters. | PC | 1 | 1 | 1 | 1 | 1049.3
07498376042 | FZTRL8NUGSNM027 | OM4,12-Fiber,RndHrnss,PMPOm,LSZH,27M | OM4 12-fiber, round harness cable assembly, low smoke zero halogen (LSZH) rated, PanMPO Male to LC Uniboot staggered pair, 1 shortest Std.IL, Aqua, 27 meters. | PC | 1 | 1 | 1 | 1 | 1049.3
07498376101 | FZTRL8NUHSNM027 | OM4,12-Fiber,RndHrn,PMPOm,1-2L,LSZH,27M | OM4 12-fiber round harness cable assembly, low smoke zero halogen (LSZH) rated, PanMPO Male to LC Uniboot, staggered pairs, 1 and 2 Longest, Std. IL. Aqua, 27 meters. | PC | 1 | 1 | 1 | 1 | 1049.3
07498376702 | FZTRL8NUJSNM027 | OM4,12-Fiber,RndHrn,PMPOm,1-2S,27M | OM4 12-fiber round harness cable assembly, low smoke zero halogen (LSZH) rated, PanMPO Male to LC Uniboot, staggered pair, 1 and 2 shortest, Std IL, Aqua, 27 meters. | PC | 1 | 1 | 1 | 1 | 1049.3
07498375192 | FZTRL8NUSSNM027 | OM4,12-Fiber,RndHarnessCbl,LSZH,27M | OM4 12-fiber round harness cable assembly, low smoke zero halogen (LSZH) rated, PanMPO Male to LC Uniboot, 60cm (24 inch) equal breakout, Std. IL. Aqua, 27 meters. | PC | 1 | 1 | 1 | 1 | 1049.3
61305619441 | FXURLENENXNM020 | OM324-Fbr,Intr,LSZH,A,24mpoF,AQ,20M,RL | OM3 24 fiber, Interconnect, LSZH, 24F MPO Female to 24F MPO Female, Method A, Optimized IL, 20 m, Aqua | PC | 1 | 1 | 1 | 1 | 1049.92
61305619471 | FXURLENENYNM020 | OM324-Fbr,Intr,LSZH,B,24mpoF,AQ,20M,RL | OM3 24 fiber, Interconnect, LSZH, 24F MPO Female to 24F MPO Female, Method B, Optimized IL, 20 m, Aqua | PC | 1 | 1 | 1 | 1 | 1049.92
61305629580 | FZTRL7N7NXNM040 | OM4 12f Interconnect LSZH PanMPO F/PanMP |  | PC | 1 | 1 | 1 | 1 | 1051.08
61305633750 | FZTRP7N7NXNM038 | OM4 12f Interconnect OFNP PanMPO F/PanMP |  | PC | 1 | 1 | 1 | 1 | 1051.08
61305633788 | FZTRP7N7NYNM038 | OM4 12f Interconnect OFNP PanMPO F/PanMP |  | PC | 1 | 1 | 1 | 1 | 1051.08
61305618162 | FZURPENENXNF036 | OM424-Fbr,Intrc,24f,PLEM,AQ,36ft,MtdA,EA | OM4 24 fiber, Interconnect, Plenum, 24F MPO Female to 24F MPO Female, Method A, Optimized IL, 36 ft, Aqua | PC | 1 | 1 | 1 | 1 | 1051.28
61305618901 | FZURPENENYNF036 | OM424-Fbr,Intrc,24f,PLEM,AQ,36ft,MtdB,EA | OM4 24 fiber, Interconnect, Plenum, 24F MPO Female to 24F MPO Female, Method B, Optimized IL, 36 ft, Aqua | PC | 1 | 1 | 1 | 1 | 1051.28
61305619585 | FXURPEN74XNF052 | OM324-Fbr,Intr,PLEM,A,12fbrF,AQ,52ft,EA | OM3 24-fiber, Interconnect, Plenum, 24F MPO Female to (2) 12-fiber Female PanMPO, Method A, Optimized IL, 52 Feet, Aqua. | PC | 1 | 1 | 1 | 1 | 1052.12
61305619685 | FXURPEN74YNF052 | OM324-Fbr,Intr,PLEM,B,12fbrF,AQ,52ft,EA | OM3 24-fiber, Interconnect, Plenum, 24F MPO Female to (2) 12-fiber Female PanMPO, Method B, Optimized IL, 52 Feet, Aqua. | PC | 1 | 1 | 1 | 1 | 1052.12
61305634134 | FZTRP7N7NXNF125 | OM4 12f Interconnect OFNP PanMPO F/PanMP |  | PC | 1 | 1 | 1 | 1 | 1052.68
61305633112 | FZTRP7N7NYNF125 | OM4 12f Interconnect OFNP PanMPO F/PanMP |  | PC | 1 | 1 | 1 | 1 | 1052.68
07498372706 | FXTYP5EL2SAF090 | OM3 12f Trunk OFNP MPO F/LC Dup Std Pola | OM3 12-fiber indoor small diameter trunk cable assembly, plenum (OFNP) rated, MPO Female to LC duplex, Std. IL, with a pulling eye on end A, 90.00 ft. | PC | 1 | 1 | 1 | 1 | 1052.78
07498372781 | FXTYP7EL2SAF090 | OM3 12f Trunk OFNP PanMPO F/LC Dup Std P | OM3 12-fiber indoor small diameter trunk cable assembly, plenum (OFNP) rated, PanMPO Female to LC duplex, Std. IL, with a pulling eye on end A. | PC | 1 | 1 | 1 | 1 | 1052.78
07498377486 | FZTRP8NUFSNF085 | OM4,12-Fiber,RndHrnss,PMPOm,1L,PLEM,85ft | OM4 12-fiber round harness cable assembly, plenum (OFNP) rated, PanMPO Male to LC Uniboot, staggered pair, 1 longest, Std IL, Aqua, 85 ft. | PC | 1 | 1 | 1 | 1 | 1053
07498377227 | FZTRP8NUGSNF085 | OM4,12-Fiber,RndHrnss,PMPOm,1S,PLEM,85ft | OM4 12-fiber round harness cable assembly, plenum (OFNP) rated, PanMPO male to LC Uniboot staggered pair, 1 shortest, Std. IL. Aqua, 85 ft. | PC | 1 | 1 | 1 | 1 | 1053
07498376606 | FZTRP8NUHSNF085 | OM4,12-Fiber,RndHrn,PMPOm,1-2L,PLEM,85ft | OM4 12-fiber round harness cable assembly, plenum (OFNP) rated, PanMPO Male to LC Uniboot staggered pairs, 1 and 2 longest, Std. IL. Aqua, 85 ft. | PC | 1 | 1 | 1 | 1 | 1053
07498376891 | FZTRP8NUJSNF085 | OM4,12-Fiber,RndHrn,PMPOm,1-2S,PLEM,85ft | OM4 12-fiber round harness cable assembly, plenum (OFNP) rated, PanMPO Male to LC Uniboot, staggered pairs, 1 and 2 shortest, Std. IL. Aqua, 85 ft. | PC | 1 | 1 | 1 | 1 | 1053
07498374869 | FZTRP8NUSSNF085 | OM4,12-Fiber,RndHarnessCbl,PLEM,85ft | OM4 12-fiber, round harness cable assembly, plenum (OFNP) rated, PanMPO Male to LC Uniboot 60cm (24 inch), equal breakout, Std IL, Aqua, 85 ft. | PC | 1 | 1 | 1 | 1 | 1053
61305647191 | FZTYP7E7EBNF070 | OM4 12f Trunk OFNP PanMPO F/PanMPO F Typ |  | PC | 1 | 1 | 1 | 1 | 1053.38
07498393510 | FZTRP5N5NXNM038 | OM4 12 Fiber Interconnect Plenum MPO Fem | OM4 12 fiber interconnect plenum MPO female to MPO female, method A opt IL., with no pulling eye - 38 meters. | PC | 1 | 1 | 1 | 1 | 1053.44
07498391740 | FZTRP5N5NANF130 | OM4,12-Fiber,PLEM,MPO/F-MPO/F,130ft | OM4 12 fiber, interconnect cable assembly, plenum (OFNP) rated, MPO female to MPO female, Method A Std IL, with no pulling eye 130 ft | PC | 1 | 1 | 1 | 1 | 1053.46
07498394876 | FZTRP7N7NANF130 | OM4 12f Interconnect OFNP PanMPO F/PanMP | 12 fiber OM4 interconnect cable assembly, plenum (OFNP) rated, PanMPO female to PanMPO female Method A Std IL, with no pulling eye, 130 ft. | PC | 1 | 1 | 1 | 1 | 1053.46
61305600612 | FZTRP7N7NBNF130 | OM4 12f Interconnect OFNP PanMPO F/PanMP | OM4 12 Fiber Interconnect Plenum PanMPO Female To PanMPO Female Method B Std IL with no Pulling Eye - 130 Feet | PC | 1 | 1 | 1 | 1 | 1053.46
61305619086 | FXURPENENXNF063 | OM324-Fbr,Intr,PLEM,A,24mpoF,AQ,63ft,EA | OM3 24 fiber, Interconnect, Plenum, 24F MPO Female to 24F MPO Female, Method A, Optimized IL, 63 ft, Aqua | PC | 1 | 1 | 1 | 1 | 1053.92
61305619184 | FXURPENENYNF063 | OM324-Fbr,Intr,PLEM,24mpoF,AQ,63ft,EA | OM3 24 fiber, Interconnect, Plenum, 24F MPO Female to 24F MPO Female, Method B, Optimized IL, 63 ft, Aqua | PC | 1 | 1 | 1 | 1 | 1053.92
61305633857 | FZTRL7N7NYNM040 | OM4 12f Interconnect LSZH PanMPO F/PanMP |  | PC | 1 | 1 | 1 | 1 | 1054.04
61305619247 | FZURPEN74XNF028 | OM424-Fbr,Intrc,12f,PLEM,AQ,28ft,MtdA,EA | OM4 24-fiber, Interconnect, Plenum, 24F MPO Female to (2) 12-fiber Female PanMPO, Method A, Optimized IL, 28 Feet, Aqua. | PC | 1 | 1 | 1 | 1 | 1054.42
61305619345 | FZURPEN74YNF028 | OM424-Fbr,Intrc,12f,PLEM,AQ,28ft,MtdB,EA | OM4 24-fiber, Interconnect, Plenum, 24F MPO Female to (2) 12-fiber Female PanMPO, Method B, Optimized IL, 28 Feet, Aqua. | PC | 1 | 1 | 1 | 1 | 1054.42
61305619486 | FZURLEN74XNM009 | OM424-Fbr,Intrc,12F,LSZH,AQ,9M,MtdA,RL | OM4 24-fiber, Interconnect, LSZH, 24F MPO Female to (2) 12-fiber Female PanMPO, Method A, Optimized IL, 9 Meters, Aqua. | PC | 1 | 1 | 1 | 1 | 1054.56
61305619516 | FZURLEN74YNM009 | OM424-Fbr,Intrc,12F,LSZH,AQ,9M,MtdB,RL | OM4 24-fiber, Interconnect, LSZH, 24F MPO Female to (2) 12-fiber Female PanMPO, Method B, Optimized IL, 9 Meters, Aqua. | PC | 1 | 1 | 1 | 1 | 1054.56
61305633843 | FZTRL7N7NBNM042 | OM4 12f Interconnect LSZH PanMPO F/PanMP |  | PC | 1 | 1 | 1 | 1 | 1054.98
61305633770 | FZTRP7N7NBNM040 | OM4 12f Interconnect OFNP PanMPO F/PanMP |  | PC | 1 | 1 | 1 | 1 | 1056.46
61305632755 | FZTRP7N7NXNF126 | OM4 12f Interconnect OFNP PanMPO F/PanMP |  | PC | 1 | 1 | 1 | 1 | 1057.12
61305633113 | FZTRP7N7NYNF126 | OM4 12f Interconnect OFNP PanMPO F/PanMP |  | PC | 1 | 1 | 1 | 1 | 1057.12
07498377487 | FZTRP8NUFSNF086 | OM4,12-Fiber,RndHrnss,PMPOm,1L,PLEM,86ft | OM4 12-fiber round harness cable assembly, plenum (OFNP) rated, PanMPO Male to LC Uniboot, staggered pair, 1 longest, Std IL, Aqua, 86 ft. | PC | 1 | 1 | 1 | 1 | 1057.46
07498377228 | FZTRP8NUGSNF086 | OM4,12-Fiber,RndHrnss,PMPOm,1S,PLEM,86ft | OM4 12-fiber round harness cable assembly, plenum (OFNP) rated, PanMPO male to LC Uniboot staggered pair, 1 shortest, Std. IL. Aqua, 86 ft. | PC | 1 | 1 | 1 | 1 | 1057.46
07498376608 | FZTRP8NUHSNF086 | OM4,12-Fiber,RndHrn,PMPOm,1-2L,PLEM,86ft | OM4 12-fiber round harness cable assembly, plenum (OFNP) rated, PanMPO Male to LC Uniboot staggered pairs, 1 and 2 longest, Std. IL. Aqua, 86 ft. | PC | 1 | 1 | 1 | 1 | 1057.46
07498376892 | FZTRP8NUJSNF086 | OM4,12-Fiber,RndHrn,PMPOm,1-2S,PLEM,86ft | OM4 12-fiber round harness cable assembly, plenum (OFNP) rated, PanMPO Male to LC Uniboot, staggered pairs, 1 and 2 shortest, Std. IL. Aqua, 86 ft. | PC | 1 | 1 | 1 | 1 | 1057.46
07498374870 | FZTRP8NUSSNF086 | OM4,12-Fiber,RndHarnessCbl,PLEM,86ft | OM4 12-fiber, round harness cable assembly, plenum (OFNP) rated, PanMPO Male to LC Uniboot 60cm (24 inch), equal breakout, Std IL, Aqua, 86 ft. | PC | 1 | 1 | 1 | 1 | 1057.46
61305619770 | FXURLEN74XNM017 | OM324-Fbr,Intr,LSZH,A,12fbrF,AQ,17M,RL | OM3 24-fiber, Interconnect, LSZH, 24F MPO Female to (2) 12-fiber Female PanMPO, Method A, Optimized IL, 17 Meters, Aqua. | PC | 1 | 1 | 1 | 1 | 1057.58
61305619800 | FXURLEN74YNM017 | OM324-Fbr,Intr,LSZH,B,12fbrF,AQ,17M,RL | OM3 24-fiber, Interconnect, LSZH, 24F MPO Female to (2) 12-fiber Female PanMPO, Method B, Optimized IL, 17 Meters, Aqua. | PC | 1 | 1 | 1 | 1 | 1057.58
07498389778 | FZTRL5N5NANM042 | OM4,12-Fiber,LSZH,MPO/Fm-MPO/Fm,42M | OM4 12 fiber, interconnect cable assembly, low smoke zero halogen (LSZH) rated, MPO female to MPO female, Method A Std IL with no pulling eye, Aqua, 42 meters | PC | 1 | 1 | 1 | 1 | 1057.58
07498394770 | FZTRL7N7NANM042 | OM4 12f Interconnect LSZH PanMPO F/PanMP | 12 fiber OM4 interconnect cable assembly, low smoke zero halogen (LSZH) rated, PanMPO female to PanMPO female, Method A, Std IL with no pulling eye, 42 meters. | PC | 1 | 1 | 1 | 1 | 1057.58
61305619586 | FXURPEN74XNF053 | OM324-Fbr,Intr,PLEM,A,12fbrF,AQ,53ft,EA | OM3 24-fiber, Interconnect, Plenum, 24F MPO Female to (2) 12-fiber Female PanMPO, Method A, Optimized IL, 53 Feet, Aqua. | PC | 1 | 1 | 1 | 1 | 1057.84
61305619686 | FXURPEN74YNF053 | OM324-Fbr,Intr,PLEM,B,12fbrF,AQ,53ft,EA | OM3 24-fiber, Interconnect, Plenum, 24F MPO Female to (2) 12-fiber Female PanMPO, Method B, Optimized IL, 53 Feet, Aqua. | PC | 1 | 1 | 1 | 1 | 1057.84
07498391741 | FZTRP5N5NANF131 | OM4,12-Fiber,PLEM,MPO/F-MPO/F,131ft | OM4 12 fiber, interconnect cable assembly, plenum (OFNP) rated, MPO female to MPO female, Method A Std IL, with no pulling eye 131 ft | PC | 1 | 1 | 1 | 1 | 1057.9
07498394877 | FZTRP7N7NANF131 | OM4 12f Interconnect OFNP PanMPO F/PanMP | 12 fiber OM4 interconnect cable assembly, plenum (OFNP) rated, PanMPO female to PanMPO female Method A Std IL, with no pulling eye, 131 ft. | PC | 1 | 1 | 1 | 1 | 1057.9
61305600613 | FZTRP7N7NBNF131 | OM4 12f Interconnect OFNP PanMPO F/PanMP | OM4 12 Fiber Interconnect Plenum PanMPO Female To PanMPO Female Method B Std. IL with no Pulling Eye - 131 Feet | PC | 1 | 1 | 1 | 1 | 1057.9
07498393352 | FZTRP5N5NANM040 | OM4 12 Fiber Interconnect Plenum MPO Fem | OM4 12-fiber, interconnect cable assembly, plenum (OFNP) rated, MPO female to MPO female, Method A Std. IL, with no pulling eye - 40 meters. | PC | 1 | 1 | 1 | 1 | 1058.9
07498394727 | FZTRP7N7NANM040 | OM4 12f Interconnect OFNP PanMPO F/PanMP | 12 fiber OM4 interconnect cable assembly, plenum (OFNP) rated, PanMPO female to PanMPO female, Method A, Std IL, with no pulling eye, 40 meters. | PC | 1 | 1 | 1 | 1 | 1058.9
61305618163 | FZURPENENXNF037 | OM424-Fbr,Intrc,24f,PLEM,AQ,37ft,MtdA,EA | OM4 24 fiber, Interconnect, Plenum, 24F MPO Female to 24F MPO Female, Method A, Optimized IL, 37 ft, Aqua | PC | 1 | 1 | 1 | 1 | 1059.28
61305618902 | FZURPENENYNF037 | OM424-Fbr,Intrc,24f,PLEM,AQ,37ft,MtdB,EA | OM4 24 fiber, Interconnect, Plenum, 24F MPO Female to 24F MPO Female, Method B, Optimized IL, 37 ft, Aqua | PC | 1 | 1 | 1 | 1 | 1059.28
61305619087 | FXURPENENXNF064 | OM324-Fbr,Intr,PLEM,A,24mpoF,AQ,64ft,EA | OM3 24 fiber, Interconnect, Plenum, 24F MPO Female to 24F MPO Female, Method A, Optimized IL, 64 ft, Aqua | PC | 1 | 1 | 1 | 1 | 1059.64
61305619185 | FXURPENENYNF064 | OM324-Fbr,Intr,PLEM,24mpoF,AQ,64ft,EA | OM3 24 fiber, Interconnect, Plenum, 24F MPO Female to 24F MPO Female, Method B, Optimized IL, 64 ft, Aqua | PC | 1 | 1 | 1 | 1 | 1059.64
61305629048 | FZTYP7E7EYNF065 | OM4 12f Trunk OFNP PanMPO F/PanMPO F Typ |  | PC | 1 | 1 | 1 | 1 | 1060.04
61305632756 | FZTRP7N7NXNF127 | OM4 12f Interconnect OFNP PanMPO F/PanMP |  | PC | 1 | 1 | 1 | 1 | 1061.54
61305633114 | FZTRP7N7NYNF127 | OM4 12f Interconnect OFNP PanMPO F/PanMP |  | PC | 1 | 1 | 1 | 1 | 1061.54
07498377488 | FZTRP8NUFSNF087 | OM4,12-Fiber,RndHrnss,PMPOm,1L,PLEM,87ft | OM4 12-fiber round harness cable assembly, plenum (OFNP) rated, PanMPO Male to LC Uniboot, staggered pair, 1 longest, Std IL, Aqua, 87 ft. | PC | 1 | 1 | 1 | 1 | 1061.9
07498377230 | FZTRP8NUGSNF087 | OM4,12-Fiber,RndHrnss,PMPOm,1S,PLEM,87ft | OM4 12-fiber round harness cable assembly, plenum (OFNP) rated, PanMPO male to LC Uniboot staggered pair, 1 shortest, Std. IL. Aqua, 87 ft. | PC | 1 | 1 | 1 | 1 | 1061.9
07498376609 | FZTRP8NUHSNF087 | OM4,12-Fiber,RndHrn,PMPOm,1-2L,PLEM,87ft | OM4 12-fiber round harness cable assembly, plenum (OFNP) rated, PanMPO Male to LC Uniboot staggered pairs, 1 and 2 longest, Std. IL. Aqua, 87 ft. | PC | 1 | 1 | 1 | 1 | 1061.9
07498376893 | FZTRP8NUJSNF087 | OM4,12-Fiber,RndHrn,PMPOm,1-2S,PLEM,87ft | OM4 12-fiber round harness cable assembly, plenum (OFNP) rated, PanMPO Male to LC Uniboot, staggered pairs, 1 and 2 shortest, Std. IL. Aqua, 87 ft. | PC | 1 | 1 | 1 | 1 | 1061.9
07498374871 | FZTRP8NUSSNF087 | OM4,12-Fiber,RndHarnessCbl,PLEM,87ft | OM4 12-fiber, round harness cable assembly, plenum (OFNP) rated, PanMPO Male to LC Uniboot 60cm (24 inch), equal breakout, Std IL, Aqua, 87 ft. | PC | 1 | 1 | 1 | 1 | 1061.9
61305618977 | FZURLENENXNM012 | OM424Fbr,Intrc,LSZH,24MPO,MtdA,12M,RL | OM4 24 fiber, Interconnect, LSZH, 24F MPO Female to 24F MPO Female, Method A, Optimized IL, 12 m, Aqua | PC | 1 | 1 | 1 | 1 | 1062.18
61305619007 | FZURLENENYNM012 | OM424Fbr,Intrc,LSZH,24MPO,MtdB,12M,RL | OM4 24 fiber, Interconnect, LSZH, 24F MPO Female to 24F MPO Female, Method B, Optimized IL, 12 m, Aqua | PC | 1 | 1 | 1 | 1 | 1062.18
07498391742 | FZTRP5N5NANF132 | OM4,12-Fiber,PLEM,MPO/F-MPO/F,132ft | OM4 12 fiber, interconnect cable assembly, plenum (OFNP) rated, MPO female to MPO female, Method A Std IL, with no pulling eye 132 ft | PC | 1 | 1 | 1 | 1 | 1062.36
07498394878 | FZTRP7N7NANF132 | OM4 12f Interconnect OFNP PanMPO F/PanMP | 12 fiber OM4 interconnect cable assembly, plenum (OFNP) rated, PanMPO female to PanMPO female Method A Std IL, with no pulling eye, 132 ft. | PC | 1 | 1 | 1 | 1 | 1062.36
61305600614 | FZTRP7N7NBNF132 | OM4 12f Interconnect OFNP PanMPO F/PanMP | OM4 12 Fiber Interconnect Plenum PanMPO Female To PanMPO Female Method B Std. IL with no Pulling Eye - 132 Feet | PC | 1 | 1 | 1 | 1 | 1062.36
61305619248 | FZURPEN74XNF029 | OM424-Fbr,Intrc,12f,PLEM,AQ,29ft,MtdA,EA | OM4 24-fiber, Interconnect, Plenum, 24F MPO Female to (2) 12-fiber Female PanMPO, Method A, Optimized IL, 29 Feet, Aqua. | PC | 1 | 1 | 1 | 1 | 1062.42
61305619346 | FZURPEN74YNF029 | OM424-Fbr,Intrc,12f,PLEM,AQ,29ft,MtdB,EA | OM4 24-fiber, Interconnect, Plenum, 24F MPO Female to (2) 12-fiber Female PanMPO, Method B, Optimized IL, 29 Feet, Aqua. | PC | 1 | 1 | 1 | 1 | 1062.42
07498375161 | FZTRL8NUFSNM028 | OM4,12-Fiber,Rnd,HarnessCbl,LSZH,28M | OM4 12-fiber, round harness cable assembly, low smoke zero halogen (LSZH) rated, PanMPO Male to LC Uniboot staggered pair, 1 longest, Std. IL. Aqua, 28 meters. | PC | 1 | 1 | 1 | 1 | 1063.18
07498376043 | FZTRL8NUGSNM028 | OM4,12-Fiber,RndHrnss,PMPOm,LSZH,28M | OM4 12-fiber, round harness cable assembly, low smoke zero halogen (LSZH) rated, PanMPO Male to LC Uniboot staggered pair, 1 shortest Std.IL, Aqua, 28 meters. | PC | 1 | 1 | 1 | 1 | 1063.18
07498376102 | FZTRL8NUHSNM028 | OM4,12-Fiber,RndHrn,PMPOm,1-2L,LSZH,28M | OM4 12-fiber round harness cable assembly, low smoke zero halogen (LSZH) rated, PanMPO Male to LC Uniboot, staggered pairs, 1 and 2 Longest, Std. IL. Aqua, 28 meters. | PC | 1 | 1 | 1 | 1 | 1063.18
07498376703 | FZTRL8NUJSNM028 | OM4,12-Fiber,RndHrn,PMPOm,1-2S,28M | OM4 12-fiber round harness cable assembly, low smoke zero halogen (LSZH) rated, PanMPO Male to LC Uniboot, staggered pair, 1 and 2 shortest, Std IL, Aqua, 28 meters. | PC | 1 | 1 | 1 | 1 | 1063.18
07498375193 | FZTRL8NUSSNM028 | OM4,12-Fiber,RndHarnessCbl,LSZH,28M | OM4 12-fiber round harness cable assembly, low smoke zero halogen (LSZH) rated, PanMPO Male to LC Uniboot, 60cm (24 inch) equal breakout, Std. IL. Aqua, 28 meters. | PC | 1 | 1 | 1 | 1 | 1063.18
61305619587 | FXURPEN74XNF054 | OM324-Fbr,Intr,PLEM,A,12fbrF,AQ,54ft,EA | OM3 24-fiber, Interconnect, Plenum, 24F MPO Female to (2) 12-fiber Female PanMPO, Method A, Optimized IL, 54 Feet, Aqua. | PC | 1 | 1 | 1 | 1 | 1063.56
61305619687 | FXURPEN74YNF054 | OM324-Fbr,Intr,PLEM,B,12fbrF,AQ,54ft,EA | OM3 24-fiber, Interconnect, Plenum, 24F MPO Female to (2) 12-fiber Female PanMPO, Method B, Optimized IL, 54 Feet, Aqua. | PC | 1 | 1 | 1 | 1 | 1063.56
61305647193 | FZTYP7E7EBNF072 | OM4 12f Trunk OFNP PanMPO F/PanMPO F Typ |  | PC | 1 | 1 | 1 | 1 | 1064.16
61305634144 | FZTRL7N7NXNM041 | OM4 12f Interconnect LSZH PanMPO F/PanMP |  | PC | 1 | 1 | 1 | 1 | 1064.9
61305619088 | FXURPENENXNF065 | OM324-Fbr,Intr,PLEM,A,24mpoF,AQ,65ft,EA | OM3 24 fiber, Interconnect, Plenum, 24F MPO Female to 24F MPO Female, Method A, Optimized IL, 65 ft, Aqua | PC | 1 | 1 | 1 | 1 | 1065.36
61305619186 | FXURPENENYNF065 | OM324-Fbr,Intr,PLEM,B,24mpoF,AQ,65ft,EA | OM3 24 fiber, Interconnect, Plenum, 24F MPO Female to 24F MPO Female, Method B, Optimized IL, 65 ft, Aqua | PC | 1 | 1 | 1 | 1 | 1065.36
61305633751 | FZTRP7N7NXNM039 | OM4 12f Interconnect OFNP PanMPO F/PanMP |  | PC | 1 | 1 | 1 | 1 | 1065.64
61305633789 | FZTRP7N7NYNM039 | OM4 12f Interconnect OFNP PanMPO F/PanMP |  | PC | 1 | 1 | 1 | 1 | 1065.64
61305632757 | FZTRP7N7NXNF128 | OM4 12f Interconnect OFNP PanMPO F/PanMP |  | PC | 1 | 1 | 1 | 1 | 1065.98
61305633115 | FZTRP7N7NYNF128 | OM4 12f Interconnect OFNP PanMPO F/PanMP |  | PC | 1 | 1 | 1 | 1 | 1065.98
07498377491 | FZTRP8NUFSNF088 | OM4,12-Fiber,RndHrnss,PMPOm,1L,PLEM,88ft | OM4 12-fiber round harness cable assembly, plenum (OFNP) rated, PanMPO Male to LC Uniboot, staggered pair, 1 longest, Std IL, Aqua, 88 ft. | PC | 1 | 1 | 1 | 1 | 1066.36
07498377241 | FZTRP8NUGSNF088 | OM4,12-Fiber,RndHrnss,PMPOm,1S,PLEM,88ft | OM4 12-fiber round harness cable assembly, plenum (OFNP) rated, PanMPO male to LC Uniboot staggered pair, 1 shortest, Std. IL. Aqua, 88 ft. | PC | 1 | 1 | 1 | 1 | 1066.36
07498376610 | FZTRP8NUHSNF088 | OM4,12-Fiber,RndHrn,PMPOm,1-2L,PLEM,88ft | OM4 12-fiber round harness cable assembly, plenum (OFNP) rated, PanMPO Male to LC Uniboot staggered pairs, 1 and 2 longest, Std. IL. Aqua, 88 ft. | PC | 1 | 1 | 1 | 1 | 1066.36
07498376894 | FZTRP8NUJSNF088 | OM4,12-Fiber,RndHrn,PMPOm,1-2S,PLEM,88ft | OM4 12-fiber round harness cable assembly, plenum (OFNP) rated, PanMPO Male to LC Uniboot, staggered pairs, 1 and 2 shortest, Std. IL. Aqua, 88 ft. | PC | 1 | 1 | 1 | 1 | 1066.36
07498374872 | FZTRP8NUSSNF088 | OM4,12-Fiber,RndHarnessCbl,PLEM,88ft | OM4 12-fiber, round harness cable assembly, plenum (OFNP) rated, PanMPO Male to LC Uniboot 60cm (24 inch), equal breakout, Std IL, Aqua, 88 ft. | PC | 1 | 1 | 1 | 1 | 1066.36
07498372567 | FXTYL5EL2SAM030 | OM3 12f Trunk LSZH MPO F/LC Dup Std Pola | OM3 12-fiber, indoor small diameter trunk cable assembly, low smoke zero halogen rated, MPO female To LC duplex, Std. IL, with pulling on eye on end A, 30 meters. | PC | 1 | 1 | 1 | 1 | 1066.4
07498372620 | FXTYL7EL2SAM030 | OM3 12f Trunk LSZH PanMPO F/LC Dup Std P | OM3 12-fiber indoor small diameter trunk cable assembly, low smoke zero halogen (LSZH) rated, PanMPO Female to LC duplex, std. IL. with a pulling eye on end A, 30 meters. | PC | 1 | 1 | 1 | 1 | 1066.4
07498391743 | FZTRP5N5NANF133 | OM4,12-Fiber,PLEM,MPO/F-MPO/F,133ft | OM4 12 fiber, interconnect cable assembly, plenum (OFNP) rated, MPO female to MPO female, Method A Std IL, with no pulling eye 133 ft | PC | 1 | 1 | 1 | 1 | 1066.82
07498394879 | FZTRP7N7NANF133 | OM4 12f Interconnect OFNP PanMPO F/PanMP | 12 fiber OM4 interconnect cable assembly, plenum (OFNP) rated, PanMPO female to PanMPO female Method A Std IL, with no pulling eye, 133 ft. | PC | 1 | 1 | 1 | 1 | 1066.82
61305600615 | FZTRP7N7NBNF133 | OM4 12f Interconnect OFNP PanMPO F/PanMP | OM4 12 Fiber Interconnect Plenum PanMPO Female To PanMPO Female Method B Std. IL with no Pulling Eye - 133 Feet | PC | 1 | 1 | 1 | 1 | 1066.82
61305618164 | FZURPENENXNF038 | OM424-Fbr,Intrc,24f,PLEM,AQ,38ft,MtdA,EA | OM4 24 fiber, Interconnect, Plenum, 24F MPO Female to 24F MPO Female, Method A, Optimized IL, 38 ft, Aqua | PC | 1 | 1 | 1 | 1 | 1067.28
61305618903 | FZURPENENYNF038 | OM424-Fbr,Intrc,24f,PLEM,AQ,38ft,MtdB,EA | OM4 24 fiber, Interconnect, Plenum, 24F MPO Female to 24F MPO Female, Method B, Optimized IL, 38 ft, Aqua | PC | 1 | 1 | 1 | 1 | 1067.28
61305619442 | FXURLENENXNM021 | OM324-Fbr,Intr,LSZH,A,24mpoF,AQ,21M,RL | OM3 24 fiber, Interconnect, LSZH, 24F MPO Female to 24F MPO Female, Method A, Optimized IL, 21 m, Aqua | PC | 1 | 1 | 1 | 1 | 1067.72
61305619472 | FXURLENENYNM021 | OM324-Fbr,Intr,LSZH,B,24mpoF,AQ,21M,RL | OM3 24 fiber, Interconnect, LSZH, 24F MPO Female to 24F MPO Female, Method B, Optimized IL, 21 m, Aqua | PC | 1 | 1 | 1 | 1 | 1067.72
61305633858 | FZTRL7N7NYNM041 | OM4 12f Interconnect LSZH PanMPO F/PanMP |  | PC | 1 | 1 | 1 | 1 | 1067.94
07498393511 | FZTRP5N5NXNM039 | OM4 12 Fiber Interconnect Plenum MPO Fem | OM4 12 fiber interconnect plenum MPO female to MPO female, method A opt IL., with no pulling eye - 39 meters. | PC | 1 | 1 | 1 | 1 | 1068.04
61305633844 | FZTRL7N7NBNM043 | OM4 12f Interconnect LSZH PanMPO F/PanMP |  | PC | 1 | 1 | 1 | 1 | 1068.8
61305619588 | FXURPEN74XNF055 | OM324-Fbr,Intr,PLEM,A,12fbrF,AQ,55ft,EA | OM3 24-fiber, Interconnect, Plenum, 24F MPO Female to (2) 12-fiber Female PanMPO, Method A, Optimized IL, 55 Feet, Aqua. | PC | 1 | 1 | 1 | 1 | 1069.28
61305619688 | FXURPEN74YNF055 | OM324-Fbr,Intr,PLEM,B,12fbrF,AQ,55ft,EA | OM3 24-fiber, Interconnect, Plenum, 24F MPO Female to (2) 12-fiber Female PanMPO, Method B, Optimized IL, 55 Feet, Aqua. | PC | 1 | 1 | 1 | 1 | 1069.28
61305632758 | FZTRP7N7NXNF129 | OM4 12f Interconnect OFNP PanMPO F/PanMP |  | PC | 1 | 1 | 1 | 1 | 1070.44
61305633124 | FZTRP7N7NYNF129 | OM4 12f Interconnect OFNP PanMPO F/PanMP |  | PC | 1 | 1 | 1 | 1 | 1070.44
61305619249 | FZURPEN74XNF030 | OM424-Fbr,Intrc,12f,PLEM,AQ,30ft,MtdA,EA | OM4 24-fiber, Interconnect, Plenum, 24F MPO Female to (2) 12-fiber Female PanMPO, Method A, Optimized IL, 30 Feet, Aqua. | PC | 1 | 1 | 1 | 1 | 1070.46
61305619347 | FZURPEN74YNF030 | OM424-Fbr,Intrc,12f,PLEM,AQ,30ft,MtdB,EA | OM4 24-fiber, Interconnect, Plenum, 24F MPO Female to (2) 12-fiber Female PanMPO, Method B, Optimized IL, 30 Feet, Aqua. | PC | 1 | 1 | 1 | 1 | 1070.46
07498377492 | FZTRP8NUFSNF089 | OM4,12-Fiber,RndHrnss,PMPOm,1L,PLEM,89ft | OM4 12-fiber round harness cable assembly, plenum (OFNP) rated, PanMPO Male to LC Uniboot, staggered pair, 1 longest, Std IL, Aqua, 89 ft. | PC | 1 | 1 | 1 | 1 | 1070.82
07498377244 | FZTRP8NUGSNF089 | OM4,12-Fiber,RndHrnss,PMPOm,1S,PLEM,89ft | OM4 12-fiber round harness cable assembly, plenum (OFNP) rated, PanMPO male to LC Uniboot staggered pair, 1 shortest, Std. IL. Aqua, 89 ft. | PC | 1 | 1 | 1 | 1 | 1070.82
07498376611 | FZTRP8NUHSNF089 | OM4,12-Fiber,RndHrn,PMPOm,1-2L,PLEM,89ft | OM4 12-fiber round harness cable assembly, plenum (OFNP) rated, PanMPO Male to LC Uniboot staggered pairs, 1 and 2 longest, Std. IL. Aqua, 89 ft. | PC | 1 | 1 | 1 | 1 | 1070.82
07498376895 | FZTRP8NUJSNF089 | OM4,12-Fiber,RndHrn,PMPOm,1-2S,PLEM,89ft | OM4 12-fiber round harness cable assembly, plenum (OFNP) rated, PanMPO Male to LC Uniboot, staggered pairs, 1 and 2 shortest, Std. IL. Aqua, 89 ft. | PC | 1 | 1 | 1 | 1 | 1070.82
07498374873 | FZTRP8NUSSNF089 | OM4,12-Fiber,RndHarnessCbl,PLEM,89ft | OM4 12-fiber, round harness cable assembly, plenum (OFNP) rated, PanMPO Male to LC Uniboot 60cm (24 inch), equal breakout, Std IL, Aqua, 89 ft. | PC | 1 | 1 | 1 | 1 | 1070.82
61305633771 | FZTRP7N7NBNM041 | OM4 12f Interconnect OFNP PanMPO F/PanMP |  | PC | 1 | 1 | 1 | 1 | 1070.98
61305619089 | FXURPENENXNF066 | OM324-Fbr,Intr,PLEM,A,24mpoF,AQ,66ft,EA | OM3 24 fiber, Interconnect, Plenum, 24F MPO Female to 24F MPO Female, Method A, Optimized IL, 66 ft, Aqua | PC | 1 | 1 | 1 | 1 | 1071.08
61305619187 | FXURPENENYNF066 | OM324-Fbr,Intr,PLEM,B,24mpoF,AQ,66ft,EA | OM3 24 fiber, Interconnect, Plenum, 24F MPO Female to 24F MPO Female, Method B, Optimized IL, 66 ft, Aqua | PC | 1 | 1 | 1 | 1 | 1071.08
07498391744 | FZTRP5N5NANF134 | OM4,12-Fiber,PLEM,MPO/F-MPO/F,134ft | OM4 12 fiber, interconnect cable assembly, plenum (OFNP) rated, MPO female to MPO female, Method A Std IL, with no pulling eye 134 ft | PC | 1 | 1 | 1 | 1 | 1071.26
07498394880 | FZTRP7N7NANF134 | OM4 12f Interconnect OFNP PanMPO F/PanMP | 12 fiber OM4 interconnect cable assembly, plenum (OFNP) rated, PanMPO female to PanMPO female Method A Std IL, with no pulling eye, 134 ft. | PC | 1 | 1 | 1 | 1 | 1071.26
61305600616 | FZTRP7N7NBNF134 | OM4 12f Interconnect OFNP PanMPO F/PanMP | OM4 12 Fiber Interconnect Plenum PanMPO Female To PanMPO Female Method B Std IL with no Pulling Eye - 134 Feet | PC | 1 | 1 | 1 | 1 | 1071.26
07498389779 | FZTRL5N5NANM043 | OM4,12-Fiber,LSZH,MPO/Fm-MPO/Fm,43M | OM4 12 fiber, interconnect cable assembly, low smoke zero halogen (LSZH) rated, MPO female to MPO female, Method A Std IL with no pulling eye, Aqua, 43 meters | PC | 1 | 1 | 1 | 1 | 1071.48
07498394771 | FZTRL7N7NANM043 | OM4 12f Interconnect LSZH PanMPO F/PanMP | 12 fiber OM4 interconnect cable assembly, low smoke zero halogen (LSZH) rated, PanMPO female to PanMPO female, Method A, Std IL with no pulling eye, 43 meters. | PC | 1 | 1 | 1 | 1 | 1071.48
61305632782 | FZTRP7N7NBNF135 | OM4 12f Interconnect OFNP PanMPO F/PanMP |  | PC | 1 | 1 | 1 | 1 | 1073.28
07498393353 | FZTRP5N5NANM041 | OM4 12 Fiber Interconnect Plenum MPO Fem | OM4 12-fiber, interconnect cable assembly, plenum (OFNP) rated, MPO female to MPO female, Method A Std. IL, with no pulling eye - 41 meters. | PC | 1 | 1 | 1 | 1 | 1073.5
07498394728 | FZTRP7N7NANM041 | OM4 12f Interconnect OFNP PanMPO F/PanMP | 12 fiber OM4 interconnect cable assembly, plenum (OFNP) rated, PanMPO female to PanMPO female, Method A, Std IL, with no pulling eye, 41 meters. | PC | 1 | 1 | 1 | 1 | 1073.5
61305629572 | FZTRP5N5NXNF130 | OM4 12f Interconnect OFNP MPO F/MPO F Ty |  | PC | 1 | 1 | 1 | 1 | 1074.86
61305634135 | FZTRP7N7NXNF130 | OM4 12f Interconnect OFNP PanMPO F/PanMP |  | PC | 1 | 1 | 1 | 1 | 1074.86
61305633125 | FZTRP7N7NYNF130 | OM4 12f Interconnect OFNP PanMPO F/PanMP |  | PC | 1 | 1 | 1 | 1 | 1074.86
61305619589 | FXURPEN74XNF056 | OM324-Fbr,Intr,PLEM,A,12fbrF,AQ,56ft,EA | OM3 24-fiber, Interconnect, Plenum, 24F MPO Female to (2) 12-fiber Female PanMPO, Method A, Optimized IL, 56 Feet, Aqua. | PC | 1 | 1 | 1 | 1 | 1075
61305619689 | FXURPEN74YNF056 | OM324-Fbr,Intr,PLEM,B,12fbrF,AQ,56ft,EA | OM3 24-fiber, Interconnect, Plenum, 24F MPO Female to (2) 12-fiber Female PanMPO, Method B, Optimized IL, 56 Feet, Aqua. | PC | 1 | 1 | 1 | 1 | 1075
61305647195 | FZTYP7E7EBNF074 | OM4 12f Trunk OFNP PanMPO F/PanMPO F Typ |  | PC | 1 | 1 | 1 | 1 | 1075
07498377493 | FZTRP8NUFSNF090 | OM4,12-Fiber,RndHrnss,PMPOm,1L,PLEM,90ft | OM4 12-fiber round harness cable assembly, plenum (OFNP) rated, PanMPO Male to LC Uniboot, staggered pair, 1 longest, Std IL, Aqua, 90 ft. | PC | 1 | 1 | 1 | 1 | 1075.26
07498377245 | FZTRP8NUGSNF090 | OM4,12-Fiber,RndHrnss,PMPOm,1S,PLEM,90ft | OM4 12-fiber round harness cable assembly, plenum (OFNP) rated, PanMPO male to LC Uniboot staggered pair, 1 shortest, Std. IL. Aqua, 90 ft. | PC | 1 | 1 | 1 | 1 | 1075.26
07498376612 | FZTRP8NUHSNF090 | OM4,12-Fiber,RndHrn,PMPOm,1-2L,PLEM,90ft | OM4 12-fiber round harness cable assembly, plenum (OFNP) rated, PanMPO Male to LC Uniboot staggered pairs, 1 and 2 longest, Std. IL. Aqua, 90 ft. | PC | 1 | 1 | 1 | 1 | 1075.26
07498376896 | FZTRP8NUJSNF090 | OM4,12-Fiber,RndHrn,PMPOm,1-2S,PLEM,90ft | OM4 12-fiber round harness cable assembly, plenum (OFNP) rated, PanMPO Male to LC Uniboot, staggered pairs, 1 and 2 shortest, Std. IL. Aqua, 90 ft. | PC | 1 | 1 | 1 | 1 | 1075.26
07498374874 | FZTRP8NUSSNF090 | OM4,12-Fiber,RndHarnessCbl,PLEM,90ft | OM4 12-fiber, round harness cable assembly, plenum (OFNP) rated, PanMPO Male to LC Uniboot 60cm (24 inch), equal breakout, Std IL, Aqua, 90 ft. | PC | 1 | 1 | 1 | 1 | 1075.26
61305618165 | FZURPENENXNF039 | OM424-Fbr,Intrc,24f,PLEM,AQ,39ft,MtdA,EA | OM4 24 fiber, Interconnect, Plenum, 24F MPO Female to 24F MPO Female, Method A, Optimized IL, 39 ft, Aqua | PC | 1 | 1 | 1 | 1 | 1075.34
61305618904 | FZURPENENYNF039 | OM424-Fbr,Intrc,24f,PLEM,AQ,39ft,MtdB,EA | OM4 24 fiber, Interconnect, Plenum, 24F MPO Female to 24F MPO Female, Method B, Optimized IL, 39 ft, Aqua | PC | 1 | 1 | 1 | 1 | 1075.34
61305619771 | FXURLEN74XNM018 | OM324-Fbr,Intr,LSZH,A,12fbrF,AQ,18M,RL | OM3 24-fiber, Interconnect, LSZH, 24F MPO Female to (2) 12-fiber Female PanMPO, Method A, Optimized IL, 18 Meters, Aqua. | PC | 1 | 1 | 1 | 1 | 1075.42
61305619801 | FXURLEN74YNM018 | OM324-Fbr,Intr,LSZH,B,12fbrF,AQ,18M,RL | OM3 24-fiber, Interconnect, LSZH, 24F MPO Female to (2) 12-fiber Female PanMPO, Method B, Optimized IL, 18 Meters, Aqua. | PC | 1 | 1 | 1 | 1 | 1075.42
07498391745 | FZTRP5N5NANF135 | OM4,12-Fiber,PLEM,MPO/F-MPO/F,135ft | OM4 12 fiber, interconnect cable assembly, plenum (OFNP) rated, MPO female to MPO female, Method A Std IL, with no pulling eye 135 ft | PC | 1 | 1 | 1 | 1 | 1075.72
07498394900 | FZTRP7N7NANF135 | OM4 12f Interconnect OFNP PanMPO F/PanMP | 12 fiber OM4 interconnect cable assembly, plenum (OFNP) rated, PanMPO female to PanMPO female Method A Std IL, with no pulling eye, 135 ft. | PC | 1 | 1 | 1 | 1 | 1075.72
61305650004 | FZTYP7E7EYNF068 | OM4 12f Trunk OFNP PanMPO F/PanMPO F Typ |  | PC | 1 | 1 | 1 | 1 | 1076.26
61305619090 | FXURPENENXNF067 | OM324-Fbr,Intr,PLEM,A,24mpoF,AQ,67ft,EA | OM3 24 fiber, Interconnect, Plenum, 24F MPO Female to 24F MPO Female, Method A, Optimized IL, 67 ft, Aqua | PC | 1 | 1 | 1 | 1 | 1076.8
61305619188 | FXURPENENYNF067 | OM324-Fbr,Intr,PLEM,B,24mpoF,AQ,67ft,EA | OM3 24 fiber, Interconnect, Plenum, 24F MPO Female to 24F MPO Female, Method B, Optimized IL, 67 ft, Aqua | PC | 1 | 1 | 1 | 1 | 1076.8
07498375162 | FZTRL8NUFSNM029 | OM4,12-Fiber,Rnd,HarnessCbl,LSZH,29M | OM4 12-fiber, round harness cable assembly, low smoke zero halogen (LSZH) rated, PanMPO Male to LC Uniboot staggered pair, 1 longest, Std. IL. Aqua, 29 meters. | PC | 1 | 1 | 1 | 1 | 1077.06
07498376052 | FZTRL8NUGSNM029 | OM4,12-Fiber,RndHrnss,PMPOm,LSZH,29M | OM4 12-fiber, round harness cable assembly, low smoke zero halogen (LSZH) rated, PanMPO Male to LC Uniboot staggered pair, 1 shortest Std.IL, Aqua, 29 meters. | PC | 1 | 1 | 1 | 1 | 1077.06
07498376103 | FZTRL8NUHSNM029 | OM4,12-Fiber,RndHrn,PMPOm,1-2L,LSZH,29M | OM4 12-fiber round harness cable assembly, low smoke zero halogen (LSZH) rated, PanMPO Male to LC Uniboot, staggered pairs, 1 and 2 Longest, Std. IL. Aqua, 29 meters. | PC | 1 | 1 | 1 | 1 | 1077.06
07498376704 | FZTRL8NUJSNM029 | OM4,12-Fiber,RndHrn,PMPOm,1-2S,29M | OM4 12-fiber round harness cable assembly, low smoke zero halogen (LSZH) rated, PanMPO Male to LC Uniboot, staggered pair, 1 and 2 shortest, Std IL, Aqua, 29 meters. | PC | 1 | 1 | 1 | 1 | 1077.06
07498375194 | FZTRL8NUSSNM029 | OM4,12-Fiber,RndHarnessCbl,LSZH,29M | OM4 12-fiber round harness cable assembly, low smoke zero halogen (LSZH) rated, PanMPO Male to LC Uniboot, 60cm (24 inch) equal breakout, Std. IL. Aqua, 29 meters. | PC | 1 | 1 | 1 | 1 | 1077.06
61305619250 | FZURPEN74XNF031 | OM424-Fbr,Intrc,12f,PLEM,AQ,31ft,MtdA,EA | OM4 24-fiber, Interconnect, Plenum, 24F MPO Female to (2) 12-fiber Female PanMPO, Method A, Optimized IL, 31 Feet, Aqua. | PC | 1 | 1 | 1 | 1 | 1078.46
61305619348 | FZURPEN74YNF031 | OM424-Fbr,Intrc,12f,PLEM,AQ,31ft,MtdB,EA | OM4 24-fiber, Interconnect, Plenum, 24F MPO Female to (2) 12-fiber Female PanMPO, Method B, Optimized IL, 31 Feet, Aqua. | PC | 1 | 1 | 1 | 1 | 1078.46
61305634145 | FZTRL7N7NXNM042 | OM4 12f Interconnect LSZH PanMPO F/PanMP |  | PC | 1 | 1 | 1 | 1 | 1078.72
61305632759 | FZTRP7N7NXNF131 | OM4 12f Interconnect OFNP PanMPO F/PanMP |  | PC | 1 | 1 | 1 | 1 | 1079.3
61305633126 | FZTRP7N7NYNF131 | OM4 12f Interconnect OFNP PanMPO F/PanMP |  | PC | 1 | 1 | 1 | 1 | 1079.3
61305619487 | FZURLEN74XNM010 | OM424Fbr,Intrc,LSZH,12PanMPO,MtdA,10M,RL | OM4 24-fiber, Interconnect, LSZH, 24F MPO Female to (2) 12-fiber Female PanMPO, Method A, Optimized IL, 10 Meters, Aqua. | PC | 1 | 1 | 1 | 1 | 1079.52
61305619517 | FZURLEN74YNM010 | OM424Fbr,Intrc,LSZH,12PanMPO,MtdB,10M,RL | OM4 24-fiber, Interconnect, LSZH, 24F MPO Female to (2) 12-fiber Female PanMPO, Method B, Optimized IL, 10 Meters, Aqua. | PC | 1 | 1 | 1 | 1 | 1079.52
07498377494 | FZTRP8NUFSNF091 | OM4,12-Fiber,RndHrnss,PMPOm,1L,PLEM,91ft | OM4 12-fiber round harness cable assembly, plenum (OFNP) rated, PanMPO Male to LC Uniboot, staggered pair, 1 longest, Std IL, Aqua, 91 ft. | PC | 1 | 1 | 1 | 1 | 1079.7
07498377249 | FZTRP8NUGSNF091 | OM4,12-Fiber,RndHrnss,PMPOm,1S,PLEM,91ft | OM4 12-fiber round harness cable assembly, plenum (OFNP) rated, PanMPO male to LC Uniboot staggered pair, 1 shortest, Std. IL. Aqua, 91 ft. | PC | 1 | 1 | 1 | 1 | 1079.7
07498376613 | FZTRP8NUHSNF091 | OM4,12-Fiber,RndHrn,PMPOm,1-2L,PLEM,91ft | OM4 12-fiber round harness cable assembly, plenum (OFNP) rated, PanMPO Male to LC Uniboot staggered pairs, 1 and 2 longest, Std. IL. Aqua, 91 ft. | PC | 1 | 1 | 1 | 1 | 1079.7
07498376897 | FZTRP8NUJSNF091 | OM4,12-Fiber,RndHrn,PMPOm,1-2S,PLEM,91ft | OM4 12-fiber round harness cable assembly, plenum (OFNP) rated, PanMPO Male to LC Uniboot, staggered pairs, 1 and 2 shortest, Std. IL. Aqua, 91 ft. | PC | 1 | 1 | 1 | 1 | 1079.7
07498374875 | FZTRP8NUSSNF091 | OM4,12-Fiber,RndHarnessCbl,PLEM,91ft | OM4 12-fiber, round harness cable assembly, plenum (OFNP) rated, PanMPO Male to LC Uniboot 60cm (24 inch), equal breakout, Std IL, Aqua, 91 ft. | PC | 1 | 1 | 1 | 1 | 1079.7
07498391746 | FZTRP5N5NANF136 | OM4,12-Fiber,PLEM,MPO/F-MPO/F,136ft | OM4 12 fiber, interconnect cable assembly, plenum (OFNP) rated, MPO female to MPO female, Method A Std IL, with no pulling eye 136 ft | PC | 1 | 1 | 1 | 1 | 1080.16
07498394902 | FZTRP7N7NANF136 | OM4 12f Interconnect OFNP PanMPO F/PanMP | 12 fiber OM4 interconnect cable assembly, plenum (OFNP) rated, PanMPO female to PanMPO female Method A Std IL, with no pulling eye, 136 ft. | PC | 1 | 1 | 1 | 1 | 1080.16
61305600617 | FZTRP7N7NBNF136 | OM4 12f Interconnect OFNP PanMPO F/PanMP | OM4 12 Fiber Interconnect Plenum PanMPO Female To PanMPO Female Method B Std IL with no Pulling Eye - 136 Feet | PC | 1 | 1 | 1 | 1 | 1080.16
61305629564 | FZTRP7N7NXNM040 | OM4 12f Interconnect OFNP PanMPO F/PanMP |  | PC | 1 | 1 | 1 | 1 | 1080.18
61305633790 | FZTRP7N7NYNM040 | OM4 12f Interconnect OFNP PanMPO F/PanMP |  | PC | 1 | 1 | 1 | 1 | 1080.18
61305619590 | FXURPEN74XNF057 | OM324-Fbr,Intr,PLEM,A,12fbrF,AQ,57ft,EA | OM3 24-fiber, Interconnect, Plenum, 24F MPO Female to (2) 12-fiber Female PanMPO, Method A, Optimized IL, 57 Feet, Aqua. | PC | 1 | 1 | 1 | 1 | 1080.72
61305619690 | FXURPEN74YNF057 | OM324-Fbr,Intr,PLEM,B,12fbrF,AQ,57ft,EA | OM3 24-fiber, Interconnect, Plenum, 24F MPO Female to (2) 12-fiber Female PanMPO, Method B, Optimized IL, 57 Feet, Aqua. | PC | 1 | 1 | 1 | 1 | 1080.72
61305633859 | FZTRL7N7NYNM042 | OM4 12f Interconnect LSZH PanMPO F/PanMP |  | PC | 1 | 1 | 1 | 1 | 1081.82
61305632783 | FZTRP7N7NBNF137 | OM4 12f Interconnect OFNP PanMPO F/PanMP |  | PC | 1 | 1 | 1 | 1 | 1082.14
61305619091 | FXURPENENXNF068 | OM324-Fbr,Intr,PLEM,A,24mpoF,AQ,68ft,EA | OM3 24 fiber, Interconnect, Plenum, 24F MPO Female to 24F MPO Female, Method A, Optimized IL, 68 ft, Aqua | PC | 1 | 1 | 1 | 1 | 1082.52
61305619189 | FXURPENENYNF068 | OM324-Fbr,Intr,PLEM,B,24mpoF,AQ,68ft,EA | OM3 24 fiber, Interconnect, Plenum, 24F MPO Female to 24F MPO Female, Method B, Optimized IL, 68 ft, Aqua | PC | 1 | 1 | 1 | 1 | 1082.52
61305633845 | FZTRL7N7NBNM044 | OM4 12f Interconnect LSZH PanMPO F/PanMP |  | PC | 1 | 1 | 1 | 1 | 1082.62
07498393512 | FZTRP5N5NXNM040 | OM4 12 Fiber Interconnect Plenum MPO Fem | OM4 12 fiber interconnect plenum MPO female to MPO female, method A opt IL., with no pulling eye - 40 meters. | PC | 1 | 1 | 1 | 1 | 1082.64
61305618166 | FZURPENENXNF040 | OM424-Fbr,Intrc,24f,PLEM,AQ,40ft,MtdA,EA | OM4 24 fiber, Interconnect, Plenum, 24F MPO Female to 24F MPO Female, Method A, Optimized IL, 40 ft, Aqua | PC | 1 | 1 | 1 | 1 | 1083.34
61305618905 | FZURPENENYNF040 | OM424-Fbr,Intrc,24f,PLEM,AQ,40ft,MtdB,EA | OM4 24 fiber, Interconnect, Plenum, 24F MPO Female to 24F MPO Female, Method B, Optimized IL, 40 ft, Aqua | PC | 1 | 1 | 1 | 1 | 1083.34
61305632760 | FZTRP7N7NXNF132 | OM4 12f Interconnect OFNP PanMPO F/PanMP |  | PC | 1 | 1 | 1 | 1 | 1083.72
61305633127 | FZTRP7N7NYNF132 | OM4 12f Interconnect OFNP PanMPO F/PanMP |  | PC | 1 | 1 | 1 | 1 | 1083.72
07498377495 | FZTRP8NUFSNF092 | OM4,12-Fiber,RndHrnss,PMPOm,1L,PLEM,92ft | OM4 12-fiber round harness cable assembly, plenum (OFNP) rated, PanMPO Male to LC Uniboot, staggered pair, 1 longest, Std IL, Aqua, 92 ft. | PC | 1 | 1 | 1 | 1 | 1084.16
07498377251 | FZTRP8NUGSNF092 | OM4,12-Fiber,RndHrnss,PMPOm,1S,PLEM,92ft | OM4 12-fiber round harness cable assembly, plenum (OFNP) rated, PanMPO male to LC Uniboot staggered pair, 1 shortest, Std. IL. Aqua, 92 ft. | PC | 1 | 1 | 1 | 1 | 1084.16
07498376614 | FZTRP8NUHSNF092 | OM4,12-Fiber,RndHrn,PMPOm,1-2L,PLEM,92ft | OM4 12-fiber round harness cable assembly, plenum (OFNP) rated, PanMPO Male to LC Uniboot staggered pairs, 1 and 2 longest, Std. IL. Aqua, 92 ft. | PC | 1 | 1 | 1 | 1 | 1084.16
07498376898 | FZTRP8NUJSNF092 | OM4,12-Fiber,RndHrn,PMPOm,1-2S,PLEM,92ft | OM4 12-fiber round harness cable assembly, plenum (OFNP) rated, PanMPO Male to LC Uniboot, staggered pairs, 1 and 2 shortest, Std. IL. Aqua, 92 ft. | PC | 1 | 1 | 1 | 1 | 1084.16
07498374876 | FZTRP8NUSSNF092 | OM4,12-Fiber,RndHarnessCbl,PLEM,92ft | OM4 12-fiber, round harness cable assembly, plenum (OFNP) rated, PanMPO Male to LC Uniboot 60cm (24 inch), equal breakout, Std IL, Aqua, 92 ft. | PC | 1 | 1 | 1 | 1 | 1084.16
07498391747 | FZTRP5N5NANF137 | OM4,12-Fiber,PLEM,MPO/F-MPO/F,137ft | OM4 12 fiber, interconnect cable assembly, plenum (OFNP) rated, MPO female to MPO female, Method A Std IL, with no pulling eye 137 ft | PC | 1 | 1 | 1 | 1 | 1084.62
07498394903 | FZTRP7N7NANF137 | OM4 12f Interconnect OFNP PanMPO F/PanMP | 12 fiber OM4 interconnect cable assembly, plenum (OFNP) rated, PanMPO female to PanMPO female Method A Std IL, with no pulling eye, 137 ft. | PC | 1 | 1 | 1 | 1 | 1084.62
07498389780 | FZTRL5N5NANM044 | OM4,12-Fiber,LSZH,MPO/Fm-MPO/Fm,44M | OM4 12 fiber, interconnect cable assembly, low smoke zero halogen (LSZH) rated, MPO female to MPO female, Method A Std IL with no pulling eye, Aqua, 44 meters | PC | 1 | 1 | 1 | 1 | 1085.34
07498394772 | FZTRL7N7NANM044 | OM4 12f Interconnect LSZH PanMPO F/PanMP | 12 fiber OM4 interconnect cable assembly, low smoke zero halogen (LSZH) rated, PanMPO female to PanMPO female, Method A, Std IL with no pulling eye, 44 meters. | PC | 1 | 1 | 1 | 1 | 1085.34
07498385344 | FXTYP5EL2SAM030 | OM3 12f Trunk OFNP MPO F/LC Dup Std Pola | OM3 12-fiber indoor small diameter trunk cable assembly, plenum (OFNP) rated, MPO female to LC duplex, Std IL; with a pulling eye on end A. | PC | 1 | 1 | 1 | 1 | 1085.48
07498385354 | FXTYP7EL2SAM030 | OM3 12f Trunk OFNP PanMPO F/LC Dup Std P | OM3 12-fiber indoor small diameter trunk cable assembly, plenum (OFNP) rated, PanMPO female to LC duplex, Std IL; with a pulling eye on end A. | PC | 1 | 1 | 1 | 1 | 1085.48
61305633772 | FZTRP7N7NBNM042 | OM4 12f Interconnect OFNP PanMPO F/PanMP |  | PC | 1 | 1 | 1 | 1 | 1085.52
61305619443 | FXURLENENXNM022 | OM324-Fbr,Intr,LSZH,A,24mpoF,AQ,22M,RL | OM3 24 fiber, Interconnect, LSZH, 24F MPO Female to 24F MPO Female, Method A, Optimized IL, 22 m, Aqua | PC | 1 | 1 | 1 | 1 | 1085.58
61305619473 | FXURLENENYNM022 | OM324-Fbr,Intr,LSZH,B,24mpoF,AQ,22M,RL | OM3 24 fiber, Interconnect, LSZH, 24F MPO Female to 24F MPO Female, Method B, Optimized IL, 22 m, Aqua | PC | 1 | 1 | 1 | 1 | 1085.58
61305647197 | FZTYP7E7EBNF076 | OM4 12f Trunk OFNP PanMPO F/PanMPO F Typ |  | PC | 1 | 1 | 1 | 1 | 1085.84
61305619591 | FXURPEN74XNF058 | OM324-Fbr,Intr,PLEM,A,12fbrF,AQ,58ft,EA | OM3 24-fiber, Interconnect, Plenum, 24F MPO Female to (2) 12-fiber Female PanMPO, Method A, Optimized IL, 58 Feet, Aqua. | PC | 1 | 1 | 1 | 1 | 1086.44
61305619691 | FXURPEN74YNF058 | OM324-Fbr,Intr,PLEM,B,12fbrF,AQ,58ft,EA | OM3 24-fiber, Interconnect, Plenum, 24F MPO Female to (2) 12-fiber Female PanMPO, Method B, Optimized IL, 58 Feet, Aqua. | PC | 1 | 1 | 1 | 1 | 1086.44
61305619251 | FZURPEN74XNF032 | OM424-Fbr,Intrc,12f,PLEM,AQ,32ft,MtdA,EA | OM4 24-fiber, Interconnect, Plenum, 24F MPO Female to (2) 12-fiber Female PanMPO, Method A, Optimized IL, 32 Feet, Aqua. | PC | 1 | 1 | 1 | 1 | 1086.46
61305619349 | FZURPEN74YNF032 | OM424-Fbr,Intrc,12f,PLEM,AQ,32ft,MtdB,EA | OM4 24-fiber, Interconnect, Plenum, 24F MPO Female to (2) 12-fiber Female PanMPO, Method B, Optimized IL, 32 Feet, Aqua. | PC | 1 | 1 | 1 | 1 | 1086.46
61305632784 | FZTRP7N7NBNF138 | OM4 12f Interconnect OFNP PanMPO F/PanMP |  | PC | 1 | 1 | 1 | 1 | 1086.6
61305618978 | FZURLENENXNM013 | OM424Fbr,Intrc,LSZH,24MPO,MtdA,13M,RL | OM4 24 fiber, Interconnect, LSZH, 24F MPO Female to 24F MPO Female, Method A, Optimized IL, 13 m, Aqua | PC | 1 | 1 | 1 | 1 | 1087.14
61305619008 | FZURLENENYNM013 | OM424Fbr,Intrc,LSZH,24MPO,MtdB,13M,RL | OM4 24 fiber, Interconnect, LSZH, 24F MPO Female to 24F MPO Female, Method B, Optimized IL, 13 m, Aqua | PC | 1 | 1 | 1 | 1 | 1087.14
07498393354 | FZTRP5N5NANM042 | OM4 12 Fiber Interconnect Plenum MPO Fem | OM4 12-fiber, interconnect cable assembly, plenum (OFNP) rated, MPO female to MPO female, Method A Std. IL, with no pulling eye - 42 meters. | PC | 1 | 1 | 1 | 1 | 1088.12
07498394729 | FZTRP7N7NANM042 | OM4 12f Interconnect OFNP PanMPO F/PanMP | 12 fiber OM4 interconnect cable assembly, plenum (OFNP) rated, PanMPO female to PanMPO female, Method A, Std IL, with no pulling eye, 42 meters. | PC | 1 | 1 | 1 | 1 | 1088.12
61305632761 | FZTRP7N7NXNF133 | OM4 12f Interconnect OFNP PanMPO F/PanMP |  | PC | 1 | 1 | 1 | 1 | 1088.16
61305633128 | FZTRP7N7NYNF133 | OM4 12f Interconnect OFNP PanMPO F/PanMP |  | PC | 1 | 1 | 1 | 1 | 1088.16
61305619092 | FXURPENENXNF069 | OM324-Fbr,Intr,PLEM,A,24mpoF,AQ,69ft,EA | OM3 24 fiber, Interconnect, Plenum, 24F MPO Female to 24F MPO Female, Method A, Optimized IL, 69 ft, Aqua | PC | 1 | 1 | 1 | 1 | 1088.24
61305619190 | FXURPENENYNF069 | OM324-Fbr,Intr,PLEM,B,24mpoF,AQ,69ft,EA | OM3 24 fiber, Interconnect, Plenum, 24F MPO Female to 24F MPO Female, Method B, Optimized IL, 69 ft, Aqua | PC | 1 | 1 | 1 | 1 | 1088.24
07498377496 | FZTRP8NUFSNF093 | OM4,12-Fiber,RndHrnss,PMPOm,1L,PLEM,93ft | OM4 12-fiber round harness cable assembly, plenum (OFNP) rated, PanMPO Male to LC Uniboot, staggered pair, 1 longest, Std IL, Aqua, 93 ft. | PC | 1 | 1 | 1 | 1 | 1088.6
07498377254 | FZTRP8NUGSNF093 | OM4,12-Fiber,RndHrnss,PMPOm,1S,PLEM,93ft | OM4 12-fiber round harness cable assembly, plenum (OFNP) rated, PanMPO male to LC Uniboot staggered pair, 1 shortest, Std. IL. Aqua, 93 ft. | PC | 1 | 1 | 1 | 1 | 1088.6
07498376615 | FZTRP8NUHSNF093 | OM4,12-Fiber,RndHrn,PMPOm,1-2L,PLEM,93ft | OM4 12-fiber round harness cable assembly, plenum (OFNP) rated, PanMPO Male to LC Uniboot staggered pairs, 1 and 2 longest, Std. IL. Aqua, 93 ft. | PC | 1 | 1 | 1 | 1 | 1088.6
07498376899 | FZTRP8NUJSNF093 | OM4,12-Fiber,RndHrn,PMPOm,1-2S,PLEM,93ft | OM4 12-fiber round harness cable assembly, plenum (OFNP) rated, PanMPO Male to LC Uniboot, staggered pairs, 1 and 2 shortest, Std. IL. Aqua, 93 ft. | PC | 1 | 1 | 1 | 1 | 1088.6
07498374877 | FZTRP8NUSSNF093 | OM4,12-Fiber,RndHarnessCbl,PLEM,93ft | OM4 12-fiber, round harness cable assembly, plenum (OFNP) rated, PanMPO Male to LC Uniboot 60cm (24 inch), equal breakout, Std IL, Aqua, 93 ft. | PC | 1 | 1 | 1 | 1 | 1088.6
07498391748 | FZTRP5N5NANF138 | OM4,12-Fiber,PLEM,MPO/F-MPO/F,138ft | OM4 12 fiber, interconnect cable assembly, plenum (OFNP) rated, MPO female to MPO female, Method A Std IL, with no pulling eye 138 ft | PC | 1 | 1 | 1 | 1 | 1089.06
07498394904 | FZTRP7N7NANF138 | OM4 12f Interconnect OFNP PanMPO F/PanMP | 12 fiber OM4 interconnect cable assembly, plenum (OFNP) rated, PanMPO female to PanMPO female Method A Std IL, with no pulling eye, 138 ft. | PC | 1 | 1 | 1 | 1 | 1089.06
07498375163 | FZTRL8NUFSNM030 | OM4,12-Fiber,Rnd,HarnessCbl,LSZH,30M | OM4 12-fiber, round harness cable assembly, low smoke zero halogen (LSZH) rated, PanMPO Male to LC Uniboot staggered pair, 1 longest, Std. IL. Aqua, 30 meters. | PC | 1 | 1 | 1 | 1 | 1090.94
07498376053 | FZTRL8NUGSNM030 | OM4,12-Fiber,RndHrnss,PMPOm,LSZH,30M | OM4 12-fiber, round harness cable assembly, low smoke zero halogen (LSZH) rated, PanMPO Male to LC Uniboot staggered pair, 1 shortest Std.IL, Aqua, 30 meters. | PC | 1 | 1 | 1 | 1 | 1090.94
07498376104 | FZTRL8NUHSNM030 | OM4,12-Fiber,RndHrn,PMPOm,1-2L,LSZH,30M | OM4 12-fiber round harness cable assembly, low smoke zero halogen (LSZH) rated, PanMPO Male to LC Uniboot, staggered pairs, 1 and 2 Longest, Std. IL. Aqua, 30 meters. | PC | 1 | 1 | 1 | 1 | 1090.94
07498376708 | FZTRL8NUJSNM030 | OM4,12-Fiber,RndHrn,PMPOm,1-2S,30M | OM4 12-fiber round harness cable assembly, low smoke zero halogen (LSZH) rated, PanMPO Male to LC Uniboot, staggered pair, 1 and 2 shortest, Std IL, Aqua, 30 meters. | PC | 1 | 1 | 1 | 1 | 1090.94
07498375185 | FZTRL8NUSSNM030 | OM4,12-Fiber,RndHarnessCbl,LSZH,30M | OM4 12-fiber round harness cable assembly, low smoke zero halogen (LSZH) rated, PanMPO Male to LC Uniboot, 60cm (24 inch) equal breakout, Std. IL. Aqua, 30 meters. | PC | 1 | 1 | 1 | 1 | 1090.94
61305632785 | FZTRP7N7NBNF139 | OM4 12f Interconnect OFNP PanMPO F/PanMP |  | PC | 1 | 1 | 1 | 1 | 1091.02
61305618167 | FZURPENENXNF041 | OM424-Fbr,Intrc,24f,PLEM,AQ,41ft,MtdA,EA | OM4 24 fiber, Interconnect, Plenum, 24F MPO Female to 24F MPO Female, Method A, Optimized IL, 41 ft, Aqua | PC | 1 | 1 | 1 | 1 | 1091.38
61305618906 | FZURPENENYNF041 | OM424-Fbr,Intrc,24f,PLEM,AQ,41ft,MtdB,EA | OM4 24 fiber, Interconnect, Plenum, 24F MPO Female to 24F MPO Female, Method B, Optimized IL, 41 ft, Aqua | PC | 1 | 1 | 1 | 1 | 1091.38
07498372708 | FXTYP5EL2SAF100 | OM3,12-Fiber,InSMDiaTrnk,100ft,MPOf,EA | OM3 12-fiber indoor small diameter trunk cable assembly, plenum (OFNP) rated, MPO Female to LC duplex, Std. IL. with a pulling eye on end A, Aqua, 100 ft. | PC | 1 | 1 | 1 | 1 | 1091.4
07498372782 | FXTYP7EL2SAF100 | OM3,12-Fiber,InSMDiaTrnk,100ft,PanMPO,EA | OM3 12-fiber indoor small diameter trunk cable assembly, plenum (OFNP) rated, PanMPO Female to LC duplex, Std. IL. with a pulling eye on end A, Aqua, 100 ft. | PC | 1 | 1 | 1 | 1 | 1091.4
61305619592 | FXURPEN74XNF059 | OM324-Fbr,Intr,PLEM,A,12fbrF,AQ,59ft,EA | OM3 24-fiber, Interconnect, Plenum, 24F MPO Female to (2) 12-fiber Female PanMPO, Method A, Optimized IL, 59 Feet, Aqua. | PC | 1 | 1 | 1 | 1 | 1092.16
61305619692 | FXURPEN74YNF059 | OM324-Fbr,Intr,PLEM,B,12fbrF,AQ,59ft,EA | OM3 24-fiber, Interconnect, Plenum, 24F MPO Female to (2) 12-fiber Female PanMPO, Method B, Optimized IL, 59 Feet, Aqua. | PC | 1 | 1 | 1 | 1 | 1092.16
61305650006 | FZTYP7E7EYNF071 | OM4 12f Trunk OFNP PanMPO F/PanMPO F Typ |  | PC | 1 | 1 | 1 | 1 | 1092.5
61305634146 | FZTRL7N7NXNM043 | OM4 12f Interconnect LSZH PanMPO F/PanMP |  | PC | 1 | 1 | 1 | 1 | 1092.54
61305632762 | FZTRP7N7NXNF134 | OM4 12f Interconnect OFNP PanMPO F/PanMP |  | PC | 1 | 1 | 1 | 1 | 1092.58
61305633129 | FZTRP7N7NYNF134 | OM4 12f Interconnect OFNP PanMPO F/PanMP |  | PC | 1 | 1 | 1 | 1 | 1092.58
07498377497 | FZTRP8NUFSNF094 | OM4,12-Fiber,RndHrnss,PMPOm,1L,PLEM,94ft | OM4 12-fiber round harness cable assembly, plenum (OFNP) rated, PanMPO Male to LC Uniboot, staggered pair, 1 longest, Std IL, Aqua, 94 ft. | PC | 1 | 1 | 1 | 1 | 1093.06
07498377255 | FZTRP8NUGSNF094 | OM4,12-Fiber,RndHrnss,PMPOm,1S,PLEM,94ft | OM4 12-fiber round harness cable assembly, plenum (OFNP) rated, PanMPO male to LC Uniboot staggered pair, 1 shortest, Std. IL. Aqua, 94 ft. | PC | 1 | 1 | 1 | 1 | 1093.06
07498376617 | FZTRP8NUHSNF094 | OM4,12-Fiber,RndHrn,PMPOm,1-2L,PLEM,94ft | OM4 12-fiber round harness cable assembly, plenum (OFNP) rated, PanMPO Male to LC Uniboot staggered pairs, 1 and 2 longest, Std. IL. Aqua, 94 ft. | PC | 1 | 1 | 1 | 1 | 1093.06
07498376901 | FZTRP8NUJSNF094 | OM4,12-Fiber,RndHrn,PMPOm,1-2S,PLEM,94ft | OM4 12-fiber round harness cable assembly, plenum (OFNP) rated, PanMPO Male to LC Uniboot, staggered pairs, 1 and 2 shortest, Std. IL. Aqua, 94 ft. | PC | 1 | 1 | 1 | 1 | 1093.06
07498374878 | FZTRP8NUSSNF094 | OM4,12-Fiber,RndHarnessCbl,PLEM,94ft | OM4 12-fiber, round harness cable assembly, plenum (OFNP) rated, PanMPO Male to LC Uniboot 60cm (24 inch), equal breakout, Std IL, Aqua, 94 ft. | PC | 1 | 1 | 1 | 1 | 1093.06
61305619772 | FXURLEN74XNM019 | OM324-Fbr,Intr,LSZH,A,12fbrF,AQ,19M,RL | OM3 24-fiber, Interconnect, LSZH, 24F MPO Female to (2) 12-fiber Female PanMPO, Method A, Optimized IL, 19 Meters, Aqua. | PC | 1 | 1 | 1 | 1 | 1093.24
61305619802 | FXURLEN74YNM019 | OM324-Fbr,Intr,LSZH,B,12fbrF,AQ,19M,RL | OM3 24-fiber, Interconnect, LSZH, 24F MPO Female to (2) 12-fiber Female PanMPO, Method B, Optimized IL, 19 Meters, Aqua. | PC | 1 | 1 | 1 | 1 | 1093.24
07498391749 | FZTRP5N5NANF139 | OM4,12-Fiber,PLEM,MPO/F-MPO/F,139ft | OM4 12 fiber, interconnect cable assembly, plenum (OFNP) rated, MPO female to MPO female, Method A Std IL, with no pulling eye 139 ft | PC | 1 | 1 | 1 | 1 | 1093.54
07498394905 | FZTRP7N7NANF139 | OM4 12f Interconnect OFNP PanMPO F/PanMP | 12 fiber OM4 interconnect cable assembly, plenum (OFNP) rated, PanMPO female to PanMPO female Method A Std IL, with no pulling eye, 139 ft. | PC | 1 | 1 | 1 | 1 | 1093.54
61305619093 | FXURPENENXNF070 | OM324-Fbr,Intr,PLEM,A,24mpoF,AQ,70ft,EA | OM3 24 fiber, Interconnect, Plenum, 24F MPO Female to 24F MPO Female, Method A, Optimized IL, 70 ft, Aqua | PC | 1 | 1 | 1 | 1 | 1093.98
61305619191 | FXURPENENYNF070 | OM324-Fbr,Intr,PLEM,B,24mpoF,AQ,70ft,EA | OM3 24 fiber, Interconnect, Plenum, 24F MPO Female to 24F MPO Female, Method B, Optimized IL, 70 ft, Aqua | PC | 1 | 1 | 1 | 1 | 1093.98
61305619252 | FZURPEN74XNF033 | OM424-Fbr,Intrc,12f,PLEM,AQ,33ft,MtdA,EA | OM4 24-fiber, Interconnect, Plenum, 24F MPO Female to (2) 12-fiber Female PanMPO, Method A, Optimized IL, 33 Feet, Aqua. | PC | 1 | 1 | 1 | 1 | 1094.5
61305619350 | FZURPEN74YNF033 | OM424-Fbr,Intrc,12f,PLEM,AQ,33ft,MtdB,EA | OM4 24-fiber, Interconnect, Plenum, 24F MPO Female to (2) 12-fiber Female PanMPO, Method B, Optimized IL, 33 Feet, Aqua. | PC | 1 | 1 | 1 | 1 | 1094.5
61305633752 | FZTRP7N7NXNM041 | OM4 12f Interconnect OFNP PanMPO F/PanMP |  | PC | 1 | 1 | 1 | 1 | 1094.7
61305633791 | FZTRP7N7NYNM041 | OM4 12f Interconnect OFNP PanMPO F/PanMP |  | PC | 1 | 1 | 1 | 1 | 1094.7
61305633860 | FZTRL7N7NYNM043 | OM4 12f Interconnect LSZH PanMPO F/PanMP |  | PC | 1 | 1 | 1 | 1 | 1095.72
61305634148 | FZTRL7N7NBNM045 | OM4 12f Interconnect LSZH PanMPO F/PanMP |  | PC | 1 | 1 | 1 | 1 | 1096.44
61305634136 | FZTRP7N7NXNF135 | OM4 12f Interconnect OFNP PanMPO F/PanMP |  | PC | 1 | 1 | 1 | 1 | 1097.04
61305633130 | FZTRP7N7NYNF135 | OM4 12f Interconnect OFNP PanMPO F/PanMP |  | PC | 1 | 1 | 1 | 1 | 1097.04
07498393513 | FZTRP5N5NXNM041 | OM4 12 Fiber Interconnect Plenum MPO Fem | OM4 12 fiber interconnect plenum MPO female to MPO female, method A opt IL., with no pulling eye - 41 meters. | PC | 1 | 1 | 1 | 1 | 1097.24
07498377498 | FZTRP8NUFSNF095 | OM4,12-Fiber,RndHrnss,PMPOm,1L,PLEM,95ft | OM4 12-fiber round harness cable assembly, plenum (OFNP) rated, PanMPO Male to LC Uniboot, staggered pair, 1 longest, Std IL, Aqua, 95 ft. | PC | 1 | 1 | 1 | 1 | 1097.54
07498377261 | FZTRP8NUGSNF095 | OM4,12-Fiber,RndHrnss,PMPOm,1S,PLEM,95ft | OM4 12-fiber round harness cable assembly, plenum (OFNP) rated, PanMPO male to LC Uniboot staggered pair, 1 shortest, Std. IL. Aqua, 95 ft. | PC | 1 | 1 | 1 | 1 | 1097.54
07498376618 | FZTRP8NUHSNF095 | OM4,12-Fiber,RndHrn,PMPOm,1-2L,PLEM,95ft | OM4 12-fiber round harness cable assembly, plenum (OFNP) rated, PanMPO Male to LC Uniboot staggered pairs, 1 and 2 longest, Std. IL. Aqua, 95 ft. | PC | 1 | 1 | 1 | 1 | 1097.54
07498376902 | FZTRP8NUJSNF095 | OM4,12-Fiber,RndHrn,PMPOm,1-2S,PLEM,95ft | OM4 12-fiber round harness cable assembly, plenum (OFNP) rated, PanMPO Male to LC Uniboot, staggered pairs, 1 and 2 shortest, Std. IL. Aqua, 95 ft. | PC | 1 | 1 | 1 | 1 | 1097.54
07498374879 | FZTRP8NUSSNF095 | OM4,12-Fiber,RndHarnessCbl,PLEM,95ft | OM4 12-fiber, round harness cable assembly, plenum (OFNP) rated, PanMPO Male to LC Uniboot 60cm (24 inch), equal breakout, Std IL, Aqua, 95 ft. | PC | 1 | 1 | 1 | 1 | 1097.54
61305619593 | FXURPEN74XNF060 | OM324-Fbr,Intr,PLEM,A,12fbrF,AQ,60ft,EA | OM3 24-fiber, Interconnect, Plenum, 24F MPO Female to (2) 12-fiber Female PanMPO, Method A, Optimized IL, 60 Feet, Aqua. | PC | 1 | 1 | 1 | 1 | 1097.9
61305619693 | FXURPEN74YNF060 | OM324-Fbr,Intr,PLEM,12fbrF,AQ,60ft,EA | OM3 24-fiber, Interconnect, Plenum, 24F MPO Female to (2) 12-fiber Female PanMPO, Method B, Optimized IL, 60 Feet, Aqua. | PC | 1 | 1 | 1 | 1 | 1097.9
07498391750 | FZTRP5N5NANF140 | OM4,12-Fiber,PLEM,MPO/F-MPO/F,140ft | OM4 12 fiber, interconnect cable assembly, plenum (OFNP) rated, MPO female to MPO female, Method A Std IL, with no pulling eye 140 ft | PC | 1 | 1 | 1 | 1 | 1097.96
07498394907 | FZTRP7N7NANF140 | OM4 12f Interconnect OFNP PanMPO F/PanMP | 12 fiber OM4 interconnect cable assembly, plenum (OFNP) rated, PanMPO female to PanMPO female Method A Std IL, with no pulling eye, 140 ft. | PC | 1 | 1 | 1 | 1 | 1097.96
61305600618 | FZTRP7N7NBNF140 | OM4 12f Interconnect OFNP PanMPO F/PanMP | OM4 12 Fiber Interconnect Plenum PanMPO Female To PanMPO Female Method B Std IL with no Pulling Eye - 140 Feet | PC | 1 | 1 | 1 | 1 | 1097.96
07498389781 | FZTRL5N5NANM045 | OM4,12-Fiber,LSZH,MPO/Fm-MPO/Fm,45M | OM4 12 fiber, interconnect cable assembly, low smoke zero halogen (LSZH) rated, MPO female to MPO female, Method A Std IL with no pulling eye, Aqua, 45 meters | PC | 1 | 1 | 1 | 1 | 1099.24
07498394777 | FZTRL7N7NANM045 | OM4 12f Interconnect LSZH PanMPO F/PanMP | 12 fiber OM4 interconnect cable assembly, low smoke zero halogen (LSZH) rated, PanMPO female to PanMPO female, Method A, Std IL with no pulling eye, 45 meters. | PC | 1 | 1 | 1 | 1 | 1099.24
61305618168 | FZURPENENXNF042 | OM424-Fbr,Intrc,24f,PLEM,AQ,42ft,MtdA,EA | OM4 24 fiber, Interconnect, Plenum, 24F MPO Female to 24F MPO Female, Method A, Optimized IL, 42 ft, Aqua | PC | 1 | 1 | 1 | 1 | 1099.38
61305618907 | FZURPENENYNF042 | OM424-Fbr,Intrc,24f,PLEM,AQ,42ft,MtdB,EA | OM4 24 fiber, Interconnect, Plenum, 24F MPO Female to 24F MPO Female, Method B, Optimized IL, 42 ft, Aqua | PC | 1 | 1 | 1 | 1 | 1099.38
61305619094 | FXURPENENXNF071 | OM324-Fbr,Intr,PLEM,A,24mpoF,AQ,71ft,EA | OM3 24 fiber, Interconnect, Plenum, 24F MPO Female to 24F MPO Female, Method A, Optimized IL, 71 ft, Aqua | PC | 1 | 1 | 1 | 1 | 1099.7
61305619192 | FXURPENENYNF071 | OM324-Fbr,Intr,PLEM,B,24mpoF,AQ,71ft,EA | OM3 24 fiber, Interconnect, Plenum, 24F MPO Female to 24F MPO Female, Method B, Optimized IL, 71 ft, Aqua | PC | 1 | 1 | 1 | 1 | 1099.7
61305632786 | FZTRP7N7NBNF141 | OM4 12f Interconnect OFNP PanMPO F/PanMP |  | PC | 1 | 1 | 1 | 1 | 1099.88
61305633773 | FZTRP7N7NBNM043 | OM4 12f Interconnect OFNP PanMPO F/PanMP |  | PC | 1 | 1 | 1 | 1 | 1100.04
07498372440 | FZTYP5EL2SAF060 | OM3 12f Trunk OFNP MPO F/LC Dup Std Pola | OM4 12-fiber indoor small diameter trunk cable assembly, plenum (OFNP) rated, MPO female to LC duplex, Std. IL., with a pulling eye on end A, 60.00 ft. | PC | 1 | 1 | 1 | 1 | 1100.14
07498372307 | FZTYP7EL2SAF060 | OM4 12f Trunk OFNP PanMPO F/LC Dup Std P | OM4 12-fiber indoor small diameter trunk cable assembly, plenum (OFNP) rated, PanMPO female to LC duplex, Std. IL., with a pulling eye on end A. | PC | 1 | 1 | 1 | 1 | 1100.14
61305632763 | FZTRP7N7NXNF136 | OM4 12f Interconnect OFNP PanMPO F/PanMP |  | PC | 1 | 1 | 1 | 1 | 1101.46
61305633131 | FZTRP7N7NYNF136 | OM4 12f Interconnect OFNP PanMPO F/PanMP |  | PC | 1 | 1 | 1 | 1 | 1101.46
07498377499 | FZTRP8NUFSNF096 | OM4,12-Fiber,RndHrnss,PMPOm,1L,PLEM,96ft | OM4 12-fiber round harness cable assembly, plenum (OFNP) rated, PanMPO Male to LC Uniboot, staggered pair, 1 longest, Std IL, Aqua, 96 ft. | PC | 1 | 1 | 1 | 1 | 1101.96
07498377264 | FZTRP8NUGSNF096 | OM4,12-Fiber,RndHrnss,PMPOm,1S,PLEM,96ft | OM4 12-fiber round harness cable assembly, plenum (OFNP) rated, PanMPO male to LC Uniboot staggered pair, 1 shortest, Std. IL. Aqua, 96 ft. | PC | 1 | 1 | 1 | 1 | 1101.96
07498376619 | FZTRP8NUHSNF096 | OM4,12-Fiber,RndHrn,PMPOm,1-2L,PLEM,96ft | OM4 12-fiber round harness cable assembly, plenum (OFNP) rated, PanMPO Male to LC Uniboot staggered pairs, 1 and 2 longest, Std. IL. Aqua, 96 ft. | PC | 1 | 1 | 1 | 1 | 1101.96
07498376903 | FZTRP8NUJSNF096 | OM4,12-Fiber,RndHrn,PMPOm,1-2S,PLEM,96ft | OM4 12-fiber round harness cable assembly, plenum (OFNP) rated, PanMPO Male to LC Uniboot, staggered pairs, 1 and 2 shortest, Std. IL. Aqua, 96 ft. | PC | 1 | 1 | 1 | 1 | 1101.96
07498374880 | FZTRP8NUSSNF096 | OM4,12-Fiber,RndHarnessCbl,PLEM,96ft | OM4 12-fiber, round harness cable assembly, plenum (OFNP) rated, PanMPO Male to LC Uniboot 60cm (24 inch), equal breakout, Std IL, Aqua, 96 ft. | PC | 1 | 1 | 1 | 1 | 1101.96
07498391751 | FZTRP5N5NANF141 | OM4,12-Fiber,PLEM,MPO/F-MPO/F,141ft | OM4 12 fiber, interconnect cable assembly, plenum (OFNP) rated, MPO female to MPO female, Method A Std IL, with no pulling eye 141 ft | PC | 1 | 1 | 1 | 1 | 1102.42
07498394909 | FZTRP7N7NANF141 | OM4 12f Interconnect OFNP PanMPO F/PanMP | 12 fiber OM4 interconnect cable assembly, plenum (OFNP) rated, PanMPO female to PanMPO female Method A Std IL, with no pulling eye, 141 ft. | PC | 1 | 1 | 1 | 1 | 1102.42
61305619253 | FZURPEN74XNF034 | OM424-Fbr,Intrc,12f,PLEM,AQ,34ft,MtdA,EA | OM4 24-fiber, Interconnect, Plenum, 24F MPO Female to (2) 12-fiber Female PanMPO, Method A, Optimized IL, 34 Feet, Aqua. | PC | 1 | 1 | 1 | 1 | 1102.5
61305619351 | FZURPEN74YNF034 | OM424-Fbr,Intrc,12f,PLEM,AQ,34ft,MtdB,EA | OM4 24-fiber, Interconnect, Plenum, 24F MPO Female to (2) 12-fiber Female PanMPO, Method B, Optimized IL, 34 Feet, Aqua. | PC | 1 | 1 | 1 | 1 | 1102.5
07498393355 | FZTRP5N5NANM043 | OM4 12 Fiber Interconnect Plenum MPO Fem | OM4 12-fiber, interconnect cable assembly, plenum (OFNP) rated, MPO female to MPO female, Method A Std. IL, with no pulling eye - 43 meters. | PC | 1 | 1 | 1 | 1 | 1102.74
07498394730 | FZTRP7N7NANM043 | OM4 12f Interconnect OFNP PanMPO F/PanMP | 12 fiber OM4 interconnect cable assembly, plenum (OFNP) rated, PanMPO female to PanMPO female, Method A, Std IL, with no pulling eye, 43 meters. | PC | 1 | 1 | 1 | 1 | 1102.74
61305619444 | FXURLENENXNM023 | OM324-Fbr,Intr,LSZH,A,24mpoF,AQ,23M,RL | OM3 24 fiber, Interconnect, LSZH, 24F MPO Female to 24F MPO Female, Method A, Optimized IL, 23 m, Aqua | PC | 1 | 1 | 1 | 1 | 1103.4
61305619474 | FXURLENENYNM023 | OM324-Fbr,Intr,LSZH,B,24mpoF,AQ,23M,RL | OM3 24 fiber, Interconnect, LSZH, 24F MPO Female to 24F MPO Female, Method B, Optimized IL, 23 m, Aqua | PC | 1 | 1 | 1 | 1 | 1103.4
61305619594 | FXURPEN74XNF061 | OM324-Fbr,Intr,PLEM,A,12fbrF,AQ,61ft,EA | OM3 24-fiber, Interconnect, Plenum, 24F MPO Female to (2) 12-fiber Female PanMPO, Method A, Optimized IL, 61 Feet, Aqua. | PC | 1 | 1 | 1 | 1 | 1103.62
61305619694 | FXURPEN74YNF061 | OM324-Fbr,Intr,PLEM,12fbrF,AQ,61ft,EA | OM3 24-fiber, Interconnect, Plenum, 24F MPO Female to (2) 12-fiber Female PanMPO, Method B, Optimized IL, 61 Feet, Aqua. | PC | 1 | 1 | 1 | 1 | 1103.62
61305632787 | FZTRP7N7NBNF142 | OM4 12f Interconnect OFNP PanMPO F/PanMP |  | PC | 1 | 1 | 1 | 1 | 1104.32
61305619488 | FZURLEN74XNM011 | OM424Fbr,Intrc,LSZH,12PanMPO,MtdA,11M,RL | OM4 24-fiber, Interconnect, LSZH, 24F MPO Female to (2) 12-fiber Female PanMPO, Method A, Optimized IL, 11 Meters, Aqua. | PC | 1 | 1 | 1 | 1 | 1104.5
61305619518 | FZURLEN74YNM011 | OM424Fbr,Intrc,LSZH,12PanMPO,MtdB,11M,RL | OM4 24-fiber, Interconnect, LSZH, 24F MPO Female to (2) 12-fiber Female PanMPO, Method B, Optimized IL, 11 Meters, Aqua. | PC | 1 | 1 | 1 | 1 | 1104.5
61305619095 | FXURPENENXNF072 | OM324-Fbr,Intr,PLEM,A,24mpoF,AQ,72ft,EA | OM3 24 fiber, Interconnect, Plenum, 24F MPO Female to 24F MPO Female, Method A, Optimized IL, 72 ft, Aqua | PC | 1 | 1 | 1 | 1 | 1105.44
61305619193 | FXURPENENYNF072 | OM324-Fbr,Intr,PLEM,B,24mpoF,AQ,72ft,EA | OM3 24 fiber, Interconnect, Plenum, 24F MPO Female to 24F MPO Female, Method B, Optimized IL, 72 ft, Aqua | PC | 1 | 1 | 1 | 1 | 1105.44
61305632764 | FZTRP7N7NXNF137 | OM4 12f Interconnect OFNP PanMPO F/PanMP |  | PC | 1 | 1 | 1 | 1 | 1105.9
61305633156 | FZTRP7N7NYNF137 | OM4 12f Interconnect OFNP PanMPO F/PanMP |  | PC | 1 | 1 | 1 | 1 | 1105.9
61305634152 | FZTRL7N7NXNM044 | OM4 12f Interconnect LSZH PanMPO F/PanMP |  | PC | 1 | 1 | 1 | 1 | 1106.36
07498377500 | FZTRP8NUFSNF097 | OM4,12-Fiber,RndHrnss,PMPOm,1L,PLEM,97ft | OM4 12-fiber round harness cable assembly, plenum (OFNP) rated, PanMPO Male to LC Uniboot, staggered pair, 1 longest, Std IL, Aqua, 97 ft. | PC | 1 | 1 | 1 | 1 | 1106.42
07498377265 | FZTRP8NUGSNF097 | OM4,12-Fiber,RndHrnss,PMPOm,1S,PLEM,97ft | OM4 12-fiber round harness cable assembly, plenum (OFNP) rated, PanMPO male to LC Uniboot staggered pair, 1 shortest, Std. IL. Aqua, 97 ft. | PC | 1 | 1 | 1 | 1 | 1106.42
07498376621 | FZTRP8NUHSNF097 | OM4,12-Fiber,RndHrn,PMPOm,1-2L,PLEM,97ft | OM4 12-fiber round harness cable assembly, plenum (OFNP) rated, PanMPO Male to LC Uniboot staggered pairs, 1 and 2 longest, Std. IL. Aqua, 97 ft. | PC | 1 | 1 | 1 | 1 | 1106.42
07498376904 | FZTRP8NUJSNF097 | OM4,12-Fiber,RndHrn,PMPOm,1-2S,PLEM,97ft | OM4 12-fiber round harness cable assembly, plenum (OFNP) rated, PanMPO Male to LC Uniboot, staggered pairs, 1 and 2 shortest, Std. IL. Aqua, 97 ft. | PC | 1 | 1 | 1 | 1 | 1106.42
07498374881 | FZTRP8NUSSNF097 | OM4,12-Fiber,RndHarnessCbl,PLEM,97ft | OM4 12-fiber, round harness cable assembly, plenum (OFNP) rated, PanMPO Male to LC Uniboot 60cm (24 inch), equal breakout, Std IL, Aqua, 97 ft. | PC | 1 | 1 | 1 | 1 | 1106.42
07498391752 | FZTRP5N5NANF142 | OM4,12-Fiber,PLEM,MPO/F-MPO/F,142ft | OM4 12 fiber, interconnect cable assembly, plenum (OFNP) rated, MPO female to MPO female, Method A Std IL, with no pulling eye 142 ft | PC | 1 | 1 | 1 | 1 | 1106.88
07498394911 | FZTRP7N7NANF142 | OM4 12f Interconnect OFNP PanMPO F/PanMP | 12 fiber OM4 interconnect cable assembly, plenum (OFNP) rated, PanMPO female to PanMPO female Method A Std IL, with no pulling eye, 142 ft. | PC | 1 | 1 | 1 | 1 | 1106.88
61305618169 | FZURPENENXNF043 | OM424-Fbr,Intrc,24f,PLEM,AQ,43ft,MtdA,EA | OM4 24 fiber, Interconnect, Plenum, 24F MPO Female to 24F MPO Female, Method A, Optimized IL, 43 ft, Aqua | PC | 1 | 1 | 1 | 1 | 1107.4
61305618908 | FZURPENENYNF043 | OM424-Fbr,Intrc,24f,PLEM,AQ,43ft,MtdB,EA | OM4 24 fiber, Interconnect, Plenum, 24F MPO Female to 24F MPO Female, Method B, Optimized IL, 43 ft, Aqua | PC | 1 | 1 | 1 | 1 | 1107.4
61305647202 | FZTYP7E7EBNF080 | OM4 12f Trunk OFNP PanMPO F/PanMPO F Typ |  | PC | 1 | 1 | 1 | 1 | 1107.48
61305632788 | FZTRP7N7NBNF143 | OM4 12f Interconnect OFNP PanMPO F/PanMP |  | PC | 1 | 1 | 1 | 1 | 1108.74
61305633753 | FZTRP7N7NXNM042 | OM4 12f Interconnect OFNP PanMPO F/PanMP |  | PC | 1 | 1 | 1 | 1 | 1109.26
61305633792 | FZTRP7N7NYNM042 | OM4 12f Interconnect OFNP PanMPO F/PanMP |  | PC | 1 | 1 | 1 | 1 | 1109.26
61305619595 | FXURPEN74XNF062 | OM324-Fbr,Intr,PLEM,A,12fbrF,AQ,62ft,EA | OM3 24-fiber, Interconnect, Plenum, 24F MPO Female to (2) 12-fiber Female PanMPO, Method A, Optimized IL, 62 Feet, Aqua. | PC | 1 | 1 | 1 | 1 | 1109.34
61305619695 | FXURPEN74YNF062 | OM324-Fbr,Intr,PLEM,12fbrF,AQ,62ft,EA | OM3 24-fiber, Interconnect, Plenum, 24F MPO Female to (2) 12-fiber Female PanMPO, Method B, Optimized IL, 62 Feet, Aqua. | PC | 1 | 1 | 1 | 1 | 1109.34
61305633861 | FZTRL7N7NYNM044 | OM4 12f Interconnect LSZH PanMPO F/PanMP |  | PC | 1 | 1 | 1 | 1 | 1109.6
61305633846 | FZTRL7N7NBNM046 | OM4 12f Interconnect LSZH PanMPO F/PanMP |  | PC | 1 | 1 | 1 | 1 | 1110.24
61305632765 | FZTRP7N7NXNF138 | OM4 12f Interconnect OFNP PanMPO F/PanMP |  | PC | 1 | 1 | 1 | 1 | 1110.32
61305633157 | FZTRP7N7NYNF138 | OM4 12f Interconnect OFNP PanMPO F/PanMP |  | PC | 1 | 1 | 1 | 1 | 1110.32
61305619254 | FZURPEN74XNF035 | OM424-Fbr,Intrc,12f,PLEM,AQ,35ft,MtdA,EA | OM4 24-fiber, Interconnect, Plenum, 24F MPO Female to (2) 12-fiber Female PanMPO, Method A, Optimized IL, 35 Feet, Aqua. | PC | 1 | 1 | 1 | 1 | 1110.54
61305619352 | FZURPEN74YNF035 | OM424-Fbr,Intrc,12f,PLEM,AQ,35ft,MtdB,EA | OM4 24-fiber, Interconnect, Plenum, 24F MPO Female to (2) 12-fiber Female PanMPO, Method B, Optimized IL, 35 Feet, Aqua. | PC | 1 | 1 | 1 | 1 | 1110.54
07498377501 | FZTRP8NUFSNF098 | OM4,12-Fiber,RndHrnss,PMPOm,1L,PLEM,98ft | OM4 12-fiber round harness cable assembly, plenum (OFNP) rated, PanMPO Male to LC Uniboot, staggered pair, 1 longest, Std IL, Aqua, 98 ft. | PC | 1 | 1 | 1 | 1 | 1110.86
07498377269 | FZTRP8NUGSNF098 | OM4,12-Fiber,RndHrnss,PMPOm,1S,PLEM,98ft | OM4 12-fiber round harness cable assembly, plenum (OFNP) rated, PanMPO male to LC Uniboot staggered pair, 1 shortest, Std. IL. Aqua, 98 ft. | PC | 1 | 1 | 1 | 1 | 1110.86
07498376622 | FZTRP8NUHSNF098 | OM4,12-Fiber,RndHrn,PMPOm,1-2L,PLEM,98ft | OM4 12-fiber round harness cable assembly, plenum (OFNP) rated, PanMPO Male to LC Uniboot staggered pairs, 1 and 2 longest, Std. IL. Aqua, 98 ft. | PC | 1 | 1 | 1 | 1 | 1110.86
07498376905 | FZTRP8NUJSNF098 | OM4,12-Fiber,RndHrn,PMPOm,1-2S,PLEM,98ft | OM4 12-fiber round harness cable assembly, plenum (OFNP) rated, PanMPO Male to LC Uniboot, staggered pairs, 1 and 2 shortest, Std. IL. Aqua, 98 ft. | PC | 1 | 1 | 1 | 1 | 1110.86
07498374882 | FZTRP8NUSSNF098 | OM4,12-Fiber,RndHarnessCbl,PLEM,98ft | OM4 12-fiber, round harness cable assembly, plenum (OFNP) rated, PanMPO Male to LC Uniboot 60cm (24 inch), equal breakout, Std IL, Aqua, 98 ft. | PC | 1 | 1 | 1 | 1 | 1110.86
61305619773 | FXURLEN74XNM020 | OM324-Fbr,Intr,LSZH,A,12fbrF,AQ,20M,RL | OM3 24-fiber, Interconnect, LSZH, 24F MPO Female to (2) 12-fiber Female PanMPO, Method A, Optimized IL, 20 Meters, Aqua. | PC | 1 | 1 | 1 | 1 | 1111.08
61305619803 | FXURLEN74YNM020 | OM324-Fbr,Intr,LSZH,B,12fbrF,AQ,20M,RL | OM3 24-fiber, Interconnect, LSZH, 24F MPO Female to (2) 12-fiber Female PanMPO, Method B, Optimized IL, 20 Meters, Aqua. | PC | 1 | 1 | 1 | 1 | 1111.08
61305619096 | FXURPENENXNF073 | OM324-Fbr,Intr,PLEM,A,24mpoF,AQ,73ft,EA | OM3 24 fiber, Interconnect, Plenum, 24F MPO Female to 24F MPO Female, Method A, Optimized IL, 73 ft, Aqua | PC | 1 | 1 | 1 | 1 | 1111.16
61305619194 | FXURPENENYNF073 | OM324-Fbr,Intr,PLEM,B,24mpoF,AQ,73ft,EA | OM3 24 fiber, Interconnect, Plenum, 24F MPO Female to 24F MPO Female, Method B, Optimized IL, 73 ft, Aqua | PC | 1 | 1 | 1 | 1 | 1111.16
07498391753 | FZTRP5N5NANF143 | OM4,12-Fiber,PLEM,MPO/F-MPO/F,143ft | OM4 12 fiber, interconnect cable assembly, plenum (OFNP) rated, MPO female to MPO female, Method A Std IL, with no pulling eye 143 ft | PC | 1 | 1 | 1 | 1 | 1111.32
07498394913 | FZTRP7N7NANF143 | OM4 12f Interconnect OFNP PanMPO F/PanMP | 12 fiber OM4 interconnect cable assembly, plenum (OFNP) rated, PanMPO female to PanMPO female Method A Std IL, with no pulling eye, 143 ft. | PC | 1 | 1 | 1 | 1 | 1111.32
07498393514 | FZTRP5N5NXNM042 | OM4 12 Fiber Interconnect Plenum MPO Fem | OM4 12 fiber interconnect plenum MPO female to MPO female, method A opt IL., with no pulling eye - 42 meters. | PC | 1 | 1 | 1 | 1 | 1111.84
61305618979 | FZURLENENXNM014 | OM424-Fbr,Intrc,24F,LSZH,AQ,14M,MtdA,RL | OM4 24 fiber, Interconnect, LSZH, 24F MPO Female to 24F MPO Female, Method A, Optimized IL, 14 m, Aqua | PC | 1 | 1 | 1 | 1 | 1112.1
61305619009 | FZURLENENYNM014 | OM424-Fbr,Intrc,24F,LSZH,AQ,14M,MtdB,RL | OM4 24 fiber, Interconnect, LSZH, 24F MPO Female to 24F MPO Female, Method B, Optimized IL, 14 m, Aqua | PC | 1 | 1 | 1 | 1 | 1112.1
07498372533 | FZTYL5EL2SAM020 | OM4 12f Trunk LSZH MPO F/LC Dup Std Pola | OM4 12-fiber indoor small diameter trunk cable assembly, low smoke zero halogen (LSZH) rated, MPO Female to LC duplex, Std IL., with a pulling eye on end A, 20 meters. | PC | 1 | 1 | 1 | 1 | 1112.86
07498372336 | FZTYL7EL2SAM020 | OM4 12f Trunk LSZH PanMPO F/LC Dup Std P | OM4 12-fiber indoor small diameter trunk cable assembly, low smoke zero halogen (LSZH) rated, PanMPO female to LC duplex, Std. IL., with a pulling eye on end A, 20 meters. | PC | 1 | 1 | 1 | 1 | 1112.86
07498389782 | FZTRL5N5NANM046 | OM4,12-Fiber,LSZH,MPO/Fm-MPO/Fm,46M | OM4 12 fiber, interconnect cable assembly, low smoke zero halogen (LSZH) rated, MPO female to MPO female, Method A Std IL with no pulling eye, Aqua, 46 meters | PC | 1 | 1 | 1 | 1 | 1113.1
07498394796 | FZTRL7N7NANM046 | OM4 12f Interconnect LSZH PanMPO F/PanMP | 12 fiber OM4 interconnect cable assembly, low smoke zero halogen (LSZH) rated, PanMPO female to PanMPO female, Method A, Std IL with no pulling eye, 46 meters. | PC | 1 | 1 | 1 | 1 | 1113.1
61305601232 | FZTRP7N7NBNF144 | OM4 12f Interconnect OFNP PanMPO F/PanMP |  | PC | 1 | 1 | 1 | 1 | 1113.2
61305633774 | FZTRP7N7NBNM044 | OM4 12f Interconnect OFNP PanMPO F/PanMP |  | PC | 1 | 1 | 1 | 1 | 1114.6
61305632766 | FZTRP7N7NXNF139 | OM4 12f Interconnect OFNP PanMPO F/PanMP |  | PC | 1 | 1 | 1 | 1 | 1114.76
61305633158 | FZTRP7N7NYNF139 | OM4 12f Interconnect OFNP PanMPO F/PanMP |  | PC | 1 | 1 | 1 | 1 | 1114.76
61305619596 | FXURPEN74XNF063 | OM324-Fbr,Intr,PLEM,A,12fbrF,AQ,63ft,EA | OM3 24-fiber, Interconnect, Plenum, 24F MPO Female to (2) 12-fiber Female PanMPO, Method A, Optimized IL, 63 Feet, Aqua. | PC | 1 | 1 | 1 | 1 | 1115.08
61305619696 | FXURPEN74YNF063 | OM324-Fbr,Intr,PLEM,12fbrF,AQ,63ft,EA | OM3 24-fiber, Interconnect, Plenum, 24F MPO Female to (2) 12-fiber Female PanMPO, Method B, Optimized IL, 63 Feet, Aqua. | PC | 1 | 1 | 1 | 1 | 1115.08
07498377502 | FZTRP8NUFSNF099 | OM4,12-Fiber,RndHrnss,PMPOm,1L,PLEM,99ft | OM4 12-fiber round harness cable assembly, plenum (OFNP) rated, PanMPO Male to LC Uniboot, staggered pair, 1 longest, Std IL, Aqua, 99 ft. | PC | 1 | 1 | 1 | 1 | 1115.32
07498377271 | FZTRP8NUGSNF099 | OM4,12-Fiber,RndHrnss,PMPOm,1S,PLEM,99ft | OM4 12-fiber round harness cable assembly, plenum (OFNP) rated, PanMPO male to LC Uniboot staggered pair, 1 shortest, Std. IL. Aqua, 99 ft. | PC | 1 | 1 | 1 | 1 | 1115.32
07498376624 | FZTRP8NUHSNF099 | OM4,12-Fiber,RndHrn,PMPOm,1-2L,PLEM,99ft | OM4 12-fiber round harness cable assembly, plenum (OFNP) rated, PanMPO Male to LC Uniboot staggered pairs, 1 and 2 longest, Std. IL. Aqua, 99 ft. | PC | 1 | 1 | 1 | 1 | 1115.32
07498376912 | FZTRP8NUJSNF099 | OM4,12-Fiber,RndHrn,PMPOm,1-2S,PLEM,99ft | OM4 12-fiber round harness cable assembly, plenum (OFNP) rated, PanMPO Male to LC Uniboot, staggered pairs, 1 and 2 shortest, Std. IL. Aqua, 99 ft. | PC | 1 | 1 | 1 | 1 | 1115.32
07498374883 | FZTRP8NUSSNF099 | OM4,12-Fiber,RndHarnessCbl,PLEM,99ft | OM4 12-fiber, round harness cable assembly, plenum (OFNP) rated, PanMPO Male to LC Uniboot 60cm (24 inch), equal breakout, Std IL, Aqua, 99 ft. | PC | 1 | 1 | 1 | 1 | 1115.32
61305618170 | FZURPENENXNF044 | OM424-Fbr,Intrc,24f,PLEM,AQ,44ft,MtdA,EA | OM4 24 fiber, Interconnect, Plenum, 24F MPO Female to 24F MPO Female, Method A, Optimized IL, 44 ft, Aqua | PC | 1 | 1 | 1 | 1 | 1115.42
61305618909 | FZURPENENYNF044 | OM424-Fbr,Intrc,24f,PLEM,AQ,44ft,MtdB,EA | OM4 24 fiber, Interconnect, Plenum, 24F MPO Female to 24F MPO Female, Method B, Optimized IL, 44 ft, Aqua | PC | 1 | 1 | 1 | 1 | 1115.42
07498391754 | FZTRP5N5NANF144 | OM4,12-Fiber,PLEM,MPO/F-MPO/F,144ft | OM4 12 fiber, interconnect cable assembly, plenum (OFNP) rated, MPO female to MPO female, Method A Std IL, with no pulling eye 144 ft | PC | 1 | 1 | 1 | 1 | 1115.78
07498394906 | FZTRP7N7NANF144 | OM4 12f Interconnect OFNP PanMPO F/PanMP | 12 fiber OM4 interconnect cable assembly, plenum (OFNP) rated, PanMPO female to PanMPO female Method A Std IL, with no pulling eye, 144 ft. | PC | 1 | 1 | 1 | 1 | 1115.78
61305619097 | FXURPENENXNF074 | OM324-Fbr,Intr,PLEM,A,24mpoF,AQ,74ft,EA | OM3 24 fiber, Interconnect, Plenum, 24F MPO Female to 24F MPO Female, Method A, Optimized IL, 74 ft, Aqua | PC | 1 | 1 | 1 | 1 | 1116.88
61305619195 | FXURPENENYNF074 | OM324-Fbr,Intr,PLEM,B,24mpoF,AQ,74ft,EA | OM3 24 fiber, Interconnect, Plenum, 24F MPO Female to 24F MPO Female, Method B, Optimized IL, 74 ft, Aqua | PC | 1 | 1 | 1 | 1 | 1116.88
07498393356 | FZTRP5N5NANM044 | OM4 12 Fiber Interconnect Plenum MPO Fem | OM4 12-fiber, interconnect cable assembly, plenum (OFNP) rated, MPO female to MPO female, Method A Std. IL, with no pulling eye - 44 meters. | PC | 1 | 1 | 1 | 1 | 1117.32
07498394731 | FZTRP7N7NANM044 | OM4 12f Interconnect OFNP PanMPO F/PanMP | 12 fiber OM4 interconnect cable assembly, plenum (OFNP) rated, PanMPO female to PanMPO female, Method A, Std IL, with no pulling eye, 44 meters. | PC | 1 | 1 | 1 | 1 | 1117.32
61305632789 | FZTRP7N7NBNF145 | OM4 12f Interconnect OFNP PanMPO F/PanMP |  | PC | 1 | 1 | 1 | 1 | 1117.62
61305619255 | FZURPEN74XNF036 | OM424-Fbr,Intrc,12f,PLEM,AQ,36ft,MtdA,EA | OM4 24-fiber, Interconnect, Plenum, 24F MPO Female to (2) 12-fiber Female PanMPO, Method A, Optimized IL, 36 Feet, Aqua. | PC | 1 | 1 | 1 | 1 | 1118.56
61305619353 | FZURPEN74YNF036 | OM424-Fbr,Intrc,12f,PLEM,AQ,36ft,MtdB,EA | OM4 24-fiber, Interconnect, Plenum, 24F MPO Female to (2) 12-fiber Female PanMPO, Method B, Optimized IL, 36 Feet, Aqua. | PC | 1 | 1 | 1 | 1 | 1118.56
61305632767 | FZTRP7N7NXNF140 | OM4 12f Interconnect OFNP PanMPO F/PanMP |  | PC | 1 | 1 | 1 | 1 | 1119.18
61305633159 | FZTRP7N7NYNF140 | OM4 12f Interconnect OFNP PanMPO F/PanMP |  | PC | 1 | 1 | 1 | 1 | 1119.18
07498377503 | FZTRP8NUFSNF100 | OM4,12-Fibr,RndHrnss,PMPOm,1L,PLEM,100ft | OM4 12-fiber round harness cable assembly, plenum (OFNP) rated, PanMPO Male to LC Uniboot, staggered pair, 1 longest, Std IL, Aqua, 100 ft. | PC | 1 | 1 | 1 | 1 | 1119.78
07498377274 | FZTRP8NUGSNF100 | OM4,12-Fibr,RndHrnss,PMPOm,1S,PLEM,100ft | OM4 12-fiber round harness cable assembly, plenum (OFNP) rated, PanMPO male to LC Uniboot staggered pair, 1 shortest, Std. IL. Aqua, 100 ft. | PC | 1 | 1 | 1 | 1 | 1119.78
07498376625 | FZTRP8NUHSNF100 | OM4,12-Fibr,RndHrn,PMPOm,1-2L,PLEM,100ft | OM4 12-fiber round harness cable assembly, plenum (OFNP) rated, PanMPO Male to LC Uniboot staggered pairs, 1 and 2 longest, Std. IL. Aqua, 100 ft. | PC | 1 | 1 | 1 | 1 | 1119.78
07498376922 | FZTRP8NUJSNF100 | OM4,12-Fibr,RndHrn,PMPOm,1-2S,PLEM,100ft | OM4 12-fiber round harness cable assembly, plenum (OFNP) rated, PanMPO Male to LC Uniboot, staggered pairs, 1 and 2 shortest, Std. IL. Aqua, 100 ft. | PC | 1 | 1 | 1 | 1 | 1119.78
07498374884 | FZTRP8NUSSNF100 | OM4,12-Fiber,RndHarnessCbl,PLEM,100ft | OM4 12-fiber, round harness cable assembly, plenum (OFNP) rated, PanMPO Male to LC Uniboot 60cm (24 inch), equal breakout, Std IL, Aqua, 100 ft. | PC | 1 | 1 | 1 | 1 | 1119.78
61305629579 | FZTRL7N7NXNM045 | OM4 12f Interconnect LSZH PanMPO F/PanMP |  | PC | 1 | 1 | 1 | 1 | 1120.18
07498391755 | FZTRP5N5NANF145 | OM4,12-Fiber,PLEM,MPO/F-MPO/F,145ft | OM4 12 fiber, interconnect cable assembly, plenum (OFNP) rated, MPO female to MPO female, Method A Std IL, with no pulling eye 145 ft | PC | 1 | 1 | 1 | 1 | 1120.24
07498394908 | FZTRP7N7NANF145 | OM4 12f Interconnect OFNP PanMPO F/PanMP | 12 fiber OM4 interconnect cable assembly, plenum (OFNP) rated, PanMPO female to PanMPO female Method A Std IL, with no pulling eye, 145 ft. | PC | 1 | 1 | 1 | 1 | 1120.24
61305619597 | FXURPEN74XNF064 | OM324-Fbr,Intr,PLEM,A,12fbrF,AQ,64ft,EA | OM3 24-fiber, Interconnect, Plenum, 24F MPO Female to (2) 12-fiber Female PanMPO, Method A, Optimized IL, 64 Feet, Aqua. | PC | 1 | 1 | 1 | 1 | 1120.8
61305619697 | FXURPEN74YNF064 | OM324-Fbr,Intr,PLEM,12fbrF,AQ,64ft,EA | OM3 24-fiber, Interconnect, Plenum, 24F MPO Female to (2) 12-fiber Female PanMPO, Method B, Optimized IL, 64 Feet, Aqua. | PC | 1 | 1 | 1 | 1 | 1120.8
61305619445 | FXURLENENXNM024 | OM324-Fbr,Intr,LSZH,A,24mpoF,AQ,24M,RL | OM3 24 fiber, Interconnect, LSZH, 24F MPO Female to 24F MPO Female, Method A, Optimized IL, 24 m, Aqua | PC | 1 | 1 | 1 | 1 | 1121.22
61305619475 | FXURLENENYNM024 | OM324-Fbr,Intr,LSZH,B,24mpoF,AQ,24M,RL | OM3 24 fiber, Interconnect, LSZH, 24F MPO Female to 24F MPO Female, Method B, Optimized IL, 24 m, Aqua | PC | 1 | 1 | 1 | 1 | 1121.22
61305632790 | FZTRP7N7NBNF146 | OM4 12f Interconnect OFNP PanMPO F/PanMP |  | PC | 1 | 1 | 1 | 1 | 1122.06
61305619098 | FXURPENENXNF075 | OM324-Fbr,Intr,PLEM,A,24mpoF,AQ,75ft,EA | OM3 24 fiber, Interconnect, Plenum, 24F MPO Female to 24F MPO Female, Method A, Optimized IL, 75 ft, Aqua | PC | 1 | 1 | 1 | 1 | 1122.6
61305619196 | FXURPENENYNF075 | OM324-Fbr,Intr,PLEM,B,24mpoF,AQ,75ft,EA | OM3 24 fiber, Interconnect, Plenum, 24F MPO Female to 24F MPO Female, Method B, Optimized IL, 75 ft, Aqua | PC | 1 | 1 | 1 | 1 | 1122.6
61305618171 | FZURPENENXNF045 | OM424-Fbr,Intrc,24f,PLEM,AQ,45ft,MtdA,EA | OM4 24 fiber, Interconnect, Plenum, 24F MPO Female to 24F MPO Female, Method A, Optimized IL, 45 ft, Aqua | PC | 1 | 1 | 1 | 1 | 1123.42
61305618910 | FZURPENENYNF045 | OM424-Fbr,Intrc,24f,PLEM,AQ,45ft,MtdB,EA | OM4 24 fiber, Interconnect, Plenum, 24F MPO Female to 24F MPO Female, Method B, Optimized IL, 45 ft, Aqua | PC | 1 | 1 | 1 | 1 | 1123.42
61305633862 | FZTRL7N7NYNM045 | OM4 12f Interconnect LSZH PanMPO F/PanMP |  | PC | 1 | 1 | 1 | 1 | 1123.5
61305632768 | FZTRP7N7NXNF141 | OM4 12f Interconnect OFNP PanMPO F/PanMP |  | PC | 1 | 1 | 1 | 1 | 1123.62
61305633160 | FZTRP7N7NYNF141 | OM4 12f Interconnect OFNP PanMPO F/PanMP |  | PC | 1 | 1 | 1 | 1 | 1123.62
61305633754 | FZTRP7N7NXNM043 | OM4 12f Interconnect OFNP PanMPO F/PanMP |  | PC | 1 | 1 | 1 | 1 | 1123.8
61305633793 | FZTRP7N7NYNM043 | OM4 12f Interconnect OFNP PanMPO F/PanMP |  | PC | 1 | 1 | 1 | 1 | 1123.8
61305629598 | FZTRL5N5NBNM047 | OM4 12f Interconnect LSZH MPO F/MPO F Ty |  | PC | 1 | 1 | 1 | 1 | 1124.06
61305633847 | FZTRL7N7NBNM047 | OM4 12f Interconnect LSZH PanMPO F/PanMP |  | PC | 1 | 1 | 1 | 1 | 1124.06
07498391756 | FZTRP5N5NANF146 | OM4,12-Fiber,PLEM,MPO/F-MPO/F,146ft | OM4 12 fiber, interconnect cable assembly, plenum (OFNP) rated, MPO female to MPO female, Method A Std IL, with no pulling eye 146 ft | PC | 1 | 1 | 1 | 1 | 1124.68
07498394910 | FZTRP7N7NANF146 | OM4 12f Interconnect OFNP PanMPO F/PanMP | 12 fiber OM4 interconnect cable assembly, plenum (OFNP) rated, PanMPO female to PanMPO female Method A Std IL, with no pulling eye, 146 ft. | PC | 1 | 1 | 1 | 1 | 1124.68
07498393515 | FZTRP5N5NXNM043 | OM4 12 Fiber Interconnect Plenum MPO Fem | OM4 12 fiber interconnect plenum MPO female to MPO female, method A opt IL., with no pulling eye - 43 meters. | PC | 1 | 1 | 1 | 1 | 1126.46
61305632791 | FZTRP7N7NBNF147 | OM4 12f Interconnect OFNP PanMPO F/PanMP |  | PC | 1 | 1 | 1 | 1 | 1126.48
61305619598 | FXURPEN74XNF065 | OM324-Fbr,Intr,PLEM,A,12fbrF,AQ,65ft,EA | OM3 24-fiber, Interconnect, Plenum, 24F MPO Female to (2) 12-fiber Female PanMPO, Method A, Optimized IL, 65 Feet, Aqua. | PC | 1 | 1 | 1 | 1 | 1126.52
61305619698 | FXURPEN74YNF065 | OM324-Fbr,Intr,PLEM,B,12fbrF,AQ,65ft,EA | OM3 24-fiber, Interconnect, Plenum, 24F MPO Female to (2) 12-fiber Female PanMPO, Method B, Optimized IL, 65 Feet, Aqua. | PC | 1 | 1 | 1 | 1 | 1126.52
61305619256 | FZURPEN74XNF037 | OM424-Fbr,Intrc,12f,PLEM,AQ,37ft,MtdA,EA | OM4 24-fiber, Interconnect, Plenum, 24F MPO Female to (2) 12-fiber Female PanMPO, Method A, Optimized IL, 37 Feet, Aqua. | PC | 1 | 1 | 1 | 1 | 1126.56
61305619354 | FZURPEN74YNF037 | OM424-Fbr,Intrc,12f,PLEM,AQ,37ft,MtdB,EA | OM4 24-fiber, Interconnect, Plenum, 24F MPO Female to (2) 12-fiber Female PanMPO, Method B, Optimized IL, 37 Feet, Aqua. | PC | 1 | 1 | 1 | 1 | 1126.56
07498372568 | FXTYL5EL2SAM035 | OM3 12f Trunk LSZH MPO F/LC Dup Std Pola | OM3 12-fiber, indoor small diameter trunk cable assembly, low smoke zero halogen rated, MPO female To LC duplex, Std. IL, with pulling on eye on end A, 35 meters. | PC | 1 | 1 | 1 | 1 | 1126.6
07498372621 | FXTYL7EL2SAM035 | OM3 12f Trunk LSZH PanMPO F/LC Dup Std P | OM3 12-fiber indoor small diameter trunk cable assembly, low smoke zero halogen (LSZH) rated, PanMPO Female to LC duplex, std. IL. with a pulling eye on end A, 35 meters. | PC | 1 | 1 | 1 | 1 | 1126.6
07498389783 | FZTRL5N5NANM047 | OM4,12-Fiber,LSZH,MPO/Fm-MPO/Fm,47M | OM4 12 fiber, interconnect cable assembly, low smoke zero halogen (LSZH) rated, MPO female to MPO female, Method A Std IL with no pulling eye, Aqua, 47 meters | PC | 1 | 1 | 1 | 1 | 1126.96
07498394797 | FZTRL7N7NANM047 | OM4 12f Interconnect LSZH PanMPO F/PanMP | 12 fiber OM4 interconnect cable assembly, low smoke zero halogen (LSZH) rated, PanMPO female to PanMPO female, Method A, Std IL with no pulling eye, 47 meters. | PC | 1 | 1 | 1 | 1 | 1126.96
61305632769 | FZTRP7N7NXNF142 | OM4 12f Interconnect OFNP PanMPO F/PanMP |  | PC | 1 | 1 | 1 | 1 | 1128.06
61305633161 | FZTRP7N7NYNF142 | OM4 12f Interconnect OFNP PanMPO F/PanMP |  | PC | 1 | 1 | 1 | 1 | 1128.06
61305619099 | FXURPENENXNF076 | OM324-Fbr,Intr,PLEM,A,24mpoF,AQ,76ft,EA | OM3 24 fiber, Interconnect, Plenum, 24F MPO Female to 24F MPO Female, Method A, Optimized IL, 76 ft, Aqua | PC | 1 | 1 | 1 | 1 | 1128.32
61305619197 | FXURPENENYNF076 | OM324-Fbr,Intr,PLEM,B,24mpoF,AQ,76ft,EA | OM3 24 fiber, Interconnect, Plenum, 24F MPO Female to 24F MPO Female, Method B, Optimized IL, 76 ft, Aqua | PC | 1 | 1 | 1 | 1 | 1128.32
61305619774 | FXURLEN74XNM021 | OM324-Fbr,Intr,LSZH,A,12fbrF,AQ,21M,RL | OM3 24-fiber, Interconnect, LSZH, 24F MPO Female to (2) 12-fiber Female PanMPO, Method A, Optimized IL, 21 Meters, Aqua. | PC | 1 | 1 | 1 | 1 | 1128.92
61305619804 | FXURLEN74YNM021 | OM324-Fbr,Intr,LSZH,B,12fbrF,AQ,21M,RL | OM3 24-fiber, Interconnect, LSZH, 24F MPO Female to (2) 12-fiber Female PanMPO, Method B, Optimized IL, 21 Meters, Aqua. | PC | 1 | 1 | 1 | 1 | 1128.92
07498391757 | FZTRP5N5NANF147 | OM4,12-Fiber,PLEM,MPO/F-MPO/F,147ft | OM4 12 fiber, interconnect cable assembly, plenum (OFNP) rated, MPO female to MPO female, Method A Std IL, with no pulling eye 147 ft | PC | 1 | 1 | 1 | 1 | 1129.12
07498394912 | FZTRP7N7NANF147 | OM4 12f Interconnect OFNP PanMPO F/PanMP | 12 fiber OM4 interconnect cable assembly, plenum (OFNP) rated, PanMPO female to PanMPO female Method A Std IL, with no pulling eye, 147 ft. | PC | 1 | 1 | 1 | 1 | 1129.12
61305633775 | FZTRP7N7NBNM045 | OM4 12f Interconnect OFNP PanMPO F/PanMP |  | PC | 1 | 1 | 1 | 1 | 1129.14
61305619489 | FZURLEN74XNM012 | OM424Fbr,Intrc,LSZH,12PanMPO,MtdA,12M,RL | OM4 24-fiber, Interconnect, LSZH, 24F MPO Female to (2) 12-fiber Female PanMPO, Method A, Optimized IL, 12 Meters, Aqua. | PC | 1 | 1 | 1 | 1 | 1129.46
61305619519 | FZURLEN74YNM012 | OM424Fbr,Intrc,LSZH,12PanMPO,MtdB,12M,RL | OM4 24-fiber, Interconnect, LSZH, 24F MPO Female to (2) 12-fiber Female PanMPO, Method B, Optimized IL, 12 Meters, Aqua. | PC | 1 | 1 | 1 | 1 | 1129.46
07498372709 | FXTYP5EL2SAF110 | OM3 12f Trunk OFNP MPO F/LC Dup Std Pola | OM3 12-fiber indoor small diameter trunk cable assembly, plenum (OFNP) rated, MPO Female to LC duplex, Std. IL, with a pulling eye on end A. | PC | 1 | 1 | 1 | 1 | 1130
07498372783 | FXTYP7EL2SAF110 | OM3 12f Trunk OFNP PanMPO F/LC Dup Std P | OM3 12-fiber indoor small diameter trunk cable assembly, plenum (OFNP) rated, PanMPO Female to LC duplex, Std. IL, with a pulling eye on end A, 110.00 ft. | PC | 1 | 1 | 1 | 1 | 1130
07498385374 | FZTYP5EL2SAM020 | OM3 12f Trunk OFNP MPO F/LC Dup Std Pola | OM4 12-fiber indoor small diameter trunk cable assembly, plenum (OFNP) rated, MPO female to LC duplex, Std IL, with pulling eye on end A, 20 meters. | PC | 1 | 1 | 1 | 1 | 1130.56
07498385428 | FZTYP7EL2SAM020 | OM4 12f Trunk OFNP PanMPO F/LC Dup Std P | OM4 12-fiber indoor small diameter trunk cable assembly, plenum (OFNP) rated, PanMPO female to LC duplex, Std IL; with a pulling eye end A. | PC | 1 | 1 | 1 | 1 | 1130.56
61305618172 | FZURPENENXNF046 | OM424-Fbr,Intrc,24f,PLEM,AQ,46ft,MtdA,EA | OM4 24 fiber, Interconnect, Plenum, 24F MPO Female to 24F MPO Female, Method A, Optimized IL, 46 ft, Aqua | PC | 1 | 1 | 1 | 1 | 1131.44
61305618911 | FZURPENENYNF046 | OM424-Fbr,Intrc,24f,PLEM,AQ,46ft,MtdB,EA | OM4 24 fiber, Interconnect, Plenum, 24F MPO Female to 24F MPO Female, Method B, Optimized IL, 46 ft, Aqua | PC | 1 | 1 | 1 | 1 | 1131.44
07498393357 | FZTRP5N5NANM045 | OM4 12 Fiber Interconnect Plenum MPO Fem | OM4 12-fiber, interconnect cable assembly, plenum (OFNP) rated, MPO female to MPO female, Method A Std. IL, with no pulling eye - 45 meters. | PC | 1 | 1 | 1 | 1 | 1131.92
07498394732 | FZTRP7N7NANM045 | OM4 12f Interconnect OFNP PanMPO F/PanMP | 12 fiber OM4 interconnect cable assembly, plenum (OFNP) rated, PanMPO female to PanMPO female, Method A, Std IL, with no pulling eye, 45 meters. | PC | 1 | 1 | 1 | 1 | 1131.92
61305619599 | FXURPEN74XNF066 | OM324-Fbr,Intr,PLEM,A,12fbrF,AQ,66ft,EA | OM3 24-fiber, Interconnect, Plenum, 24F MPO Female to (2) 12-fiber Female PanMPO, Method A, Optimized IL, 66 Feet, Aqua. | PC | 1 | 1 | 1 | 1 | 1132.24
61305619699 | FXURPEN74YNF066 | OM324-Fbr,Intr,PLEM,B,12fbrF,AQ,66ft,EA | OM3 24-fiber, Interconnect, Plenum, 24F MPO Female to (2) 12-fiber Female PanMPO, Method B, Optimized IL, 66 Feet, Aqua. | PC | 1 | 1 | 1 | 1 | 1132.24
61305632770 | FZTRP7N7NXNF143 | OM4 12f Interconnect OFNP PanMPO F/PanMP |  | PC | 1 | 1 | 1 | 1 | 1132.5
61305633162 | FZTRP7N7NYNF143 | OM4 12f Interconnect OFNP PanMPO F/PanMP |  | PC | 1 | 1 | 1 | 1 | 1132.5
07498391759 | FZTRP5N5NANF148 | OM4,12-Fiber,PLEM,MPO/F-MPO/F,148ft | OM4 12 fiber, interconnect cable assembly, plenum (OFNP) rated, MPO female to MPO female, Method A Std IL, with no pulling eye 148 ft | PC | 1 | 1 | 1 | 1 | 1133.58
07498394914 | FZTRP7N7NANF148 | OM4 12f Interconnect OFNP PanMPO F/PanMP | 12 fiber OM4 interconnect cable assembly, plenum (OFNP) rated, PanMPO female to PanMPO female Method A Std IL, with no pulling eye, 148 ft. | PC | 1 | 1 | 1 | 1 | 1133.58
61305634153 | FZTRL7N7NXNM046 | OM4 12f Interconnect LSZH PanMPO F/PanMP |  | PC | 1 | 1 | 1 | 1 | 1133.98
61305619100 | FXURPENENXNF077 | OM324-Fbr,Intr,PLEM,A,24mpoF,AQ,77ft,EA | OM3 24 fiber, Interconnect, Plenum, 24F MPO Female to 24F MPO Female, Method A, Optimized IL, 77 ft, Aqua | PC | 1 | 1 | 1 | 1 | 1134.04
61305619198 | FXURPENENYNF077 | OM324-Fbr,Intr,PLEM,B,24mpoF,AQ,77ft,EA | OM3 24 fiber, Interconnect, Plenum, 24F MPO Female to 24F MPO Female, Method B, Optimized IL, 77 ft, Aqua | PC | 1 | 1 | 1 | 1 | 1134.04
61305619257 | FZURPEN74XNF038 | OM424-Fbr,Intrc,12f,PLEM,AQ,38ft,MtdA,EA | OM4 24-fiber, Interconnect, Plenum, 24F MPO Female to (2) 12-fiber Female PanMPO, Method A, Optimized IL, 38 Feet, Aqua. | PC | 1 | 1 | 1 | 1 | 1134.6
61305619355 | FZURPEN74YNF038 | OM424-Fbr,Intrc,12f,PLEM,AQ,38ft,MtdB,EA | OM4 24-fiber, Interconnect, Plenum, 24F MPO Female to (2) 12-fiber Female PanMPO, Method B, Optimized IL, 38 Feet, Aqua. | PC | 1 | 1 | 1 | 1 | 1134.6
61305632792 | FZTRP7N7NBNF149 | OM4 12f Interconnect OFNP PanMPO F/PanMP |  | PC | 1 | 1 | 1 | 1 | 1135.34
61305632771 | FZTRP7N7NXNF144 | OM4 12f Interconnect OFNP PanMPO F/PanMP |  | PC | 1 | 1 | 1 | 1 | 1136.92
61305633163 | FZTRP7N7NYNF144 | OM4 12f Interconnect OFNP PanMPO F/PanMP |  | PC | 1 | 1 | 1 | 1 | 1136.92
61305618980 | FZURLENENXNM015 | OM424-Fbr,Intrc,24F,LSZH,AQ,15M,MtdA,RL | OM4 24 fiber, Interconnect, LSZH, 24F MPO Female to 24F MPO Female, Method A, Optimized IL, 15 m, Aqua | PC | 1 | 1 | 1 | 1 | 1137.06
61305619010 | FZURLENENYNM015 | OM424-Fbr,Intrc,24F,LSZH,AQ,15M,MtdB,RL | OM4 24 fiber, Interconnect, LSZH, 24F MPO Female to 24F MPO Female, Method B, Optimized IL, 15 m, Aqua | PC | 1 | 1 | 1 | 1 | 1137.06
61305633863 | FZTRL7N7NYNM046 | OM4 12f Interconnect LSZH PanMPO F/PanMP |  | PC | 1 | 1 | 1 | 1 | 1137.38
61305629588 | FZTRL7N7NBNM048 | OM4 12f Interconnect LSZH PanMPO F/PanMP |  | PC | 1 | 1 | 1 | 1 | 1137.88
61305619600 | FXURPEN74XNF067 | OM324-Fbr,Intr,PLEM,A,12fbrF,AQ,67ft,EA | OM3 24-fiber, Interconnect, Plenum, 24F MPO Female to (2) 12-fiber Female PanMPO, Method A, Optimized IL, 67 Feet, Aqua. | PC | 1 | 1 | 1 | 1 | 1137.96
61305619700 | FXURPEN74YNF067 | OM324-Fbr,Intr,PLEM,B,12fbrF,AQ,67ft,EA | OM3 24-fiber, Interconnect, Plenum, 24F MPO Female to (2) 12-fiber Female PanMPO, Method B, Optimized IL, 67 Feet, Aqua. | PC | 1 | 1 | 1 | 1 | 1137.96
07498391760 | FZTRP5N5NANF149 | OM4,12-Fiber,PLEM,MPO/F-MPO/F,149ft | OM4 12 fiber, interconnect cable assembly, plenum (OFNP) rated, MPO female to MPO female, Method A Std IL, with no pulling eye 149 ft | PC | 1 | 1 | 1 | 1 | 1138.04
07498394915 | FZTRP7N7NANF149 | OM4 12f Interconnect OFNP PanMPO F/PanMP | 12 fiber OM4 interconnect cable assembly, plenum (OFNP) rated, PanMPO female to PanMPO female Method A Std IL, with no pulling eye, 149 ft. | PC | 1 | 1 | 1 | 1 | 1138.04
61305633755 | FZTRP7N7NXNM044 | OM4 12f Interconnect OFNP PanMPO F/PanMP |  | PC | 1 | 1 | 1 | 1 | 1138.34
61305633794 | FZTRP7N7NYNM044 | OM4 12f Interconnect OFNP PanMPO F/PanMP |  | PC | 1 | 1 | 1 | 1 | 1138.34
61305619446 | FXURLENENXNM025 | OM324-Fbr,Intr,LSZH,A,24mpoF,AQ,25M,RL | OM3 24 fiber, Interconnect, LSZH, 24F MPO Female to 24F MPO Female, Method A, Optimized IL, 25 m, Aqua | PC | 1 | 1 | 1 | 1 | 1139.08
61305619476 | FXURLENENYNM025 | OM324-Fbr,Intr,LSZH,B,24mpoF,AQ,25M,RL | OM3 24 fiber, Interconnect, LSZH, 24F MPO Female to 24F MPO Female, Method B, Optimized IL, 25 m, Aqua | PC | 1 | 1 | 1 | 1 | 1139.08
61305618173 | FZURPENENXNF047 | OM424-Fbr,Intrc,24f,PLEM,AQ,47ft,MtdA,EA | OM4 24 fiber, Interconnect, Plenum, 24F MPO Female to 24F MPO Female, Method A, Optimized IL, 47 ft, Aqua | PC | 1 | 1 | 1 | 1 | 1139.46
61305618912 | FZURPENENYNF047 | OM424-Fbr,Intrc,24f,PLEM,AQ,47ft,MtdB,EA | OM4 24 fiber, Interconnect, Plenum, 24F MPO Female to 24F MPO Female, Method B, Optimized IL, 47 ft, Aqua | PC | 1 | 1 | 1 | 1 | 1139.46
61305619101 | FXURPENENXNF078 | OM324-Fbr,Intr,PLEM,A,24mpoF,AQ,78ft,EA | OM3 24 fiber, Interconnect, Plenum, 24F MPO Female to 24F MPO Female, Method A, Optimized IL, 78 ft, Aqua | PC | 1 | 1 | 1 | 1 | 1139.76
61305619199 | FXURPENENYNF078 | OM324-Fbr,Intr,PLEM,B,24mpoF,AQ,78ft,EA | OM3 24 fiber, Interconnect, Plenum, 24F MPO Female to 24F MPO Female, Method B, Optimized IL, 78 ft, Aqua | PC | 1 | 1 | 1 | 1 | 1139.76
07498389784 | FZTRL5N5NANM048 | OM4,12-Fiber,LSZH,MPO/Fm-MPO/Fm,48M | OM4 12 fiber, interconnect cable assembly, low smoke zero halogen (LSZH) rated, MPO female to MPO female, Method A Std IL with no pulling eye, Aqua, 48 meters | PC | 1 | 1 | 1 | 1 | 1140.86
07498394798 | FZTRL7N7NANM048 | OM4 12f Interconnect LSZH PanMPO F/PanMP | 12 fiber OM4 interconnect cable assembly, low smoke zero halogen (LSZH) rated, PanMPO female to PanMPO female, Method A, Std IL with no pulling eye, 48 meters. | PC | 1 | 1 | 1 | 1 | 1140.86
07498393875 | FZTRP5N5NXNM044 | OM4 12 Fiber Interconnect Plenum MPO Fem | OM4 12 fiber interconnect plenum MPO female to MPO female, method A opt IL., with no pulling eye - 44 meters. | PC | 1 | 1 | 1 | 1 | 1141.04
61305632772 | FZTRP7N7NXNF145 | OM4 12f Interconnect OFNP PanMPO F/PanMP |  | PC | 1 | 1 | 1 | 1 | 1141.36
61305633164 | FZTRP7N7NYNF145 | OM4 12f Interconnect OFNP PanMPO F/PanMP |  | PC | 1 | 1 | 1 | 1 | 1141.36
07498391761 | FZTRP5N5NANF150 | OM4,12-Fiber,PLEM,MPO/F-MPO/F,150ft | OM4 12 fiber, interconnect cable assembly, plenum (OFNP) rated, MPO female to MPO female, Method A Std IL, with no pulling eye 150 ft | PC | 1 | 1 | 1 | 1 | 1142.5
07498394916 | FZTRP7N7NANF150 | OM4 12f Interconnect OFNP PanMPO F/PanMP | 12 fiber OM4 interconnect cable assembly, plenum (OFNP) rated, PanMPO female to PanMPO female Method A Std IL, with no pulling eye, 150 ft. | PC | 1 | 1 | 1 | 1 | 1142.5
61305600619 | FZTRP7N7NBNF150 | OM4 12f Interconnect OFNP PanMPO F/PanMP | OM4 12 Fiber Interconnect Plenum PanMPO Female To PanMPO Female Method B Std IL with no Pulling Eye - 150 Feet | PC | 1 | 1 | 1 | 1 | 1142.5
61305619258 | FZURPEN74XNF039 | OM424-Fbr,Intrc,12f,PLEM,AQ,39ft,MtdA,EA | OM4 24-fiber, Interconnect, Plenum, 24F MPO Female to (2) 12-fiber Female PanMPO, Method A, Optimized IL, 39 Feet, Aqua. | PC | 1 | 1 | 1 | 1 | 1142.6
61305619356 | FZURPEN74YNF039 | OM424-Fbr,Intrc,12f,PLEM,AQ,39ft,MtdB,EA | OM4 24-fiber, Interconnect, Plenum, 24F MPO Female to (2) 12-fiber Female PanMPO, Method B, Optimized IL, 39 Feet, Aqua. | PC | 1 | 1 | 1 | 1 | 1142.6
61305619601 | FXURPEN74XNF068 | OM324-Fbr,Intr,PLEM,A,12fbrF,AQ,68ft,EA | OM3 24-fiber, Interconnect, Plenum, 24F MPO Female to (2) 12-fiber Female PanMPO, Method A, Optimized IL, 68 Feet, Aqua. | PC | 1 | 1 | 1 | 1 | 1143.68
61305619721 | FXURPEN74YNF068 | OM324-Fbr,Intr,PLEM,B,12fbrF,AQ,68ft,EA | OM3 24-fiber, Interconnect, Plenum, 24F MPO Female to (2) 12-fiber Female PanMPO, Method B, Optimized IL, 68 Feet, Aqua. | PC | 1 | 1 | 1 | 1 | 1143.68
61305633776 | FZTRP7N7NBNM046 | OM4 12f Interconnect OFNP PanMPO F/PanMP |  | PC | 1 | 1 | 1 | 1 | 1143.68
61305619102 | FXURPENENXNF079 | OM324-Fbr,Intr,PLEM,A,24mpoF,AQ,79ft,EA | OM3 24 fiber, Interconnect, Plenum, 24F MPO Female to 24F MPO Female, Method A, Optimized IL, 79 ft, Aqua | PC | 1 | 1 | 1 | 1 | 1145.48
61305619200 | FXURPENENYNF079 | OM324-Fbr,Intr,PLEM,B,24mpoF,AQ,79ft,EA | OM3 24 fiber, Interconnect, Plenum, 24F MPO Female to 24F MPO Female, Method B, Optimized IL, 79 ft, Aqua | PC | 1 | 1 | 1 | 1 | 1145.48
61305632773 | FZTRP7N7NXNF146 | OM4 12f Interconnect OFNP PanMPO F/PanMP |  | PC | 1 | 1 | 1 | 1 | 1145.78
61305633165 | FZTRP7N7NYNF146 | OM4 12f Interconnect OFNP PanMPO F/PanMP |  | PC | 1 | 1 | 1 | 1 | 1145.78
07498393358 | FZTRP5N5NANM046 | OM4 12 Fiber Interconnect Plenum MPO Fem | OM4 12-fiber, interconnect cable assembly, plenum (OFNP) rated, MPO female to MPO female, Method A Std. IL, with no pulling eye - 46 meters. | PC | 1 | 1 | 1 | 1 | 1146.54
07498394733 | FZTRP7N7NANM046 | OM4 12f Interconnect OFNP PanMPO F/PanMP | 12 fiber OM4 interconnect cable assembly, plenum (OFNP) rated, PanMPO female to PanMPO female, Method A, Std IL, with no pulling eye, 46 meters. | PC | 1 | 1 | 1 | 1 | 1146.54
61305619775 | FXURLEN74XNM022 | OM324-Fbr,Intr,LSZH,A,12fbrF,AQ,22M,RL | OM3 24-fiber, Interconnect, LSZH, 24F MPO Female to (2) 12-fiber Female PanMPO, Method A, Optimized IL, 22 Meters, Aqua. | PC | 1 | 1 | 1 | 1 | 1146.72
61305619805 | FXURLEN74YNM022 | OM324-Fbr,Intr,LSZH,B,12fbrF,AQ,22M,RL | OM3 24-fiber, Interconnect, LSZH, 24F MPO Female to (2) 12-fiber Female PanMPO, Method B, Optimized IL, 22 Meters, Aqua. | PC | 1 | 1 | 1 | 1 | 1146.72
61305618174 | FZURPENENXNF048 | OM424-Fbr,Intrc,24f,PLEM,AQ,48ft,MtdA,EA | OM4 24 fiber, Interconnect, Plenum, 24F MPO Female to 24F MPO Female, Method A, Optimized IL, 48 ft, Aqua | PC | 1 | 1 | 1 | 1 | 1147.5
61305618913 | FZURPENENYNF048 | OM424-Fbr,Intrc,24f,PLEM,AQ,48ft,MtdB,EA | OM4 24 fiber, Interconnect, Plenum, 24F MPO Female to 24F MPO Female, Method B, Optimized IL, 48 ft, Aqua | PC | 1 | 1 | 1 | 1 | 1147.5
61305619602 | FXURPEN74XNF069 | OM324-Fbr,Intr,PLEM,A,12fbrF,AQ,69ft,EA | OM3 24-fiber, Interconnect, Plenum, 24F MPO Female to (2) 12-fiber Female PanMPO, Method A, Optimized IL, 69 Feet, Aqua. | PC | 1 | 1 | 1 | 1 | 1149.4
61305619722 | FXURPEN74YNF069 | OM324-Fbr,Intr,PLEM,B,12fbrF,AQ,69ft,EA | OM3 24-fiber, Interconnect, Plenum, 24F MPO Female to (2) 12-fiber Female PanMPO, Method B, Optimized IL, 69 Feet, Aqua. | PC | 1 | 1 | 1 | 1 | 1149.4
61305632774 | FZTRP7N7NXNF147 | OM4 12f Interconnect OFNP PanMPO F/PanMP |  | PC | 1 | 1 | 1 | 1 | 1150.22
61305633166 | FZTRP7N7NYNF147 | OM4 12f Interconnect OFNP PanMPO F/PanMP |  | PC | 1 | 1 | 1 | 1 | 1150.22
61305619259 | FZURPEN74XNF040 | OM424-Fbr,Intrc,12f,PLEM,AQ,40ft,MtdA,EA | OM4 24-fiber, Interconnect, Plenum, 24F MPO Female to (2) 12-fiber Female PanMPO, Method A, Optimized IL, 40 Feet, Aqua. | PC | 1 | 1 | 1 | 1 | 1150.62
61305619357 | FZURPEN74YNF040 | OM424-Fbr,Intrc,12f,PLEM,AQ,40ft,MtdB,EA | OM4 24-fiber, Interconnect, Plenum, 24F MPO Female to (2) 12-fiber Female PanMPO, Method B, Optimized IL, 40 Feet, Aqua. | PC | 1 | 1 | 1 | 1 | 1150.62
61305619103 | FXURPENENXNF080 | OM324-Fbr,Intr,PLEM,A,24mpoF,AQ,80ft,EA | OM3 24 fiber, Interconnect, Plenum, 24F MPO Female to 24F MPO Female, Method A, Optimized IL, 80 ft, Aqua | PC | 1 | 1 | 1 | 1 | 1151.22
61305619201 | FXURPENENYNF080 | OM324-Fbr,Intr,PLEM,B,24mpoF,AQ,80ft,EA | OM3 24 fiber, Interconnect, Plenum, 24F MPO Female to 24F MPO Female, Method B, Optimized IL, 80 ft, Aqua | PC | 1 | 1 | 1 | 1 | 1151.22
61305633838 | FZTRL7N7NXNM047 | OM4 12f Interconnect LSZH PanMPO F/PanMP |  | PC | 1 | 1 | 1 | 1 | 1151.28
61305633864 | FZTRL7N7NYNM047 | OM4 12f Interconnect LSZH PanMPO F/PanMP |  | PC | 1 | 1 | 1 | 1 | 1151.28
61305629587 | FZTRL7N7NBNM049 | OM4 12f Interconnect LSZH PanMPO F/PanMP |  | PC | 1 | 1 | 1 | 1 | 1151.7
61305633756 | FZTRP7N7NXNM045 | OM4 12f Interconnect OFNP PanMPO F/PanMP |  | PC | 1 | 1 | 1 | 1 | 1152.88
61305633795 | FZTRP7N7NYNM045 | OM4 12f Interconnect OFNP PanMPO F/PanMP |  | PC | 1 | 1 | 1 | 1 | 1152.88
07498372441 | FZTYP5EL2SAF070 | OM3 12f Trunk OFNP MPO F/LC Dup Std Pola | OM4 12-fiber indoor small diameter trunk cable assembly, plenum (OFNP) rated, MPO female to LC duplex, Std. IL., with a pulling eye on end A. | PC | 1 | 1 | 1 | 1 | 1154.2
07498372308 | FZTYP7EL2SAF070 | OM4 12f Trunk OFNP PanMPO F/LC Dup Std P | OM4 12-fiber indoor small diameter trunk cable assembly, plenum (OFNP) rated, PanMPO female to LC duplex, Std. IL., with a pulling eye on end A. | PC | 1 | 1 | 1 | 1 | 1154.2
61305619490 | FZURLEN74XNM013 | OM424Fbr,Intrc,LSZH,12PanMPO,MtdA,13M,RL | OM4 24-fiber, Interconnect, LSZH, 24F MPO Female to (2) 12-fiber Female PanMPO, Method A, Optimized IL, 13 Meters, Aqua. | PC | 1 | 1 | 1 | 1 | 1154.42
61305619520 | FZURLEN74YNM013 | OM424Fbr,Intrc,LSZH,12PanMPO,MtdB,13M,RL | OM4 24-fiber, Interconnect, LSZH, 24F MPO Female to (2) 12-fiber Female PanMPO, Method B, Optimized IL, 13 Meters, Aqua. | PC | 1 | 1 | 1 | 1 | 1154.42
61305632775 | FZTRP7N7NXNF148 | OM4 12f Interconnect OFNP PanMPO F/PanMP |  | PC | 1 | 1 | 1 | 1 | 1154.64
61305633167 | FZTRP7N7NYNF148 | OM4 12f Interconnect OFNP PanMPO F/PanMP |  | PC | 1 | 1 | 1 | 1 | 1154.64
07498389785 | FZTRL5N5NANM049 | OM4,12-Fiber,LSZH,MPO/Fm-MPO/Fm,49M | OM4 12 fiber, interconnect cable assembly, low smoke zero halogen (LSZH) rated, MPO female to MPO female, Method A Std IL with no pulling eye, Aqua, 49 meters | PC | 1 | 1 | 1 | 1 | 1154.74
07498394819 | FZTRL7N7NANM049 | OM4 12f Interconnect LSZH PanMPO F/PanMP | 12 fiber OM4 interconnect cable assembly, low smoke zero halogen (LSZH) rated, PanMPO female to PanMPO female, Method A, Std IL with no pulling eye, 49 meters. | PC | 1 | 1 | 1 | 1 | 1154.74
61305619603 | FXURPEN74XNF070 | OM324-Fbr,Intr,PLEM,A,12fbrF,AQ,70ft,EA | OM3 24-fiber, Interconnect, Plenum, 24F MPO Female to (2) 12-fiber Female PanMPO, Method A, Optimized IL, 70 Feet, Aqua. | PC | 1 | 1 | 1 | 1 | 1155.14
61305619723 | FXURPEN74YNF070 | OM324-Fbr,Intr,PLEM,B,12fbrF,AQ,70ft,EA | OM3 24-fiber, Interconnect, Plenum, 24F MPO Female to (2) 12-fiber Female PanMPO, Method B, Optimized IL, 70 Feet, Aqua. | PC | 1 | 1 | 1 | 1 | 1155.14
61305618175 | FZURPENENXNF049 | OM424-Fbr,Intrc,24f,PLEM,AQ,49ft,MtdA,EA | OM4 24 fiber, Interconnect, Plenum, 24F MPO Female to 24F MPO Female, Method A, Optimized IL, 49 ft, Aqua | PC | 1 | 1 | 1 | 1 | 1155.5
61305618914 | FZURPENENYNF049 | OM424-Fbr,Intrc,24f,PLEM,AQ,49ft,MtdB,EA | OM4 24 fiber, Interconnect, Plenum, 24F MPO Female to 24F MPO Female, Method B, Optimized IL, 49 ft, Aqua | PC | 1 | 1 | 1 | 1 | 1155.5
07498393881 | FZTRP5N5NXNM045 | OM4 12 Fiber Interconnect Plenum MPO Fem | OM4 12 fiber interconnect plenum MPO female to MPO female, method A opt IL., with no pulling eye - 45 meters. | PC | 1 | 1 | 1 | 1 | 1155.66
61305619447 | FXURLENENXNM026 | OM324-Fbr,Intr,LSZH,A,24mpoF,AQ,26M,RL | OM3 24 fiber, Interconnect, LSZH, 24F MPO Female to 24F MPO Female, Method A, Optimized IL, 26 m, Aqua | PC | 1 | 1 | 1 | 1 | 1156.9
61305619477 | FXURLENENYNM026 | OM324-Fbr,Intr,LSZH,B,24mpoF,AQ,26M,RL | OM3 24 fiber, Interconnect, LSZH, 24F MPO Female to 24F MPO Female, Method B, Optimized IL, 26 m, Aqua | PC | 1 | 1 | 1 | 1 | 1156.9
61305619104 | FXURPENENXNF081 | OM324-Fbr,Intr,PLEM,A,24mpoF,AQ,81ft,EA | OM3 24 fiber, Interconnect, Plenum, 24F MPO Female to 24F MPO Female, Method A, Optimized IL, 81 ft, Aqua | PC | 1 | 1 | 1 | 1 | 1156.94
61305619202 | FXURPENENYNF081 | OM324-Fbr,Intr,PLEM,B,24mpoF,AQ,81ft,EA | OM3 24 fiber, Interconnect, Plenum, 24F MPO Female to 24F MPO Female, Method B, Optimized IL, 81 ft, Aqua | PC | 1 | 1 | 1 | 1 | 1156.94
61305633777 | FZTRP7N7NBNM047 | OM4 12f Interconnect OFNP PanMPO F/PanMP |  | PC | 1 | 1 | 1 | 1 | 1158.22
61305619260 | FZURPEN74XNF041 | OM424-Fbr,Intrc,12f,PLEM,AQ,41ft,MtdA,EA | OM4 24-fiber, Interconnect, Plenum, 24F MPO Female to (2) 12-fiber Female PanMPO, Method A, Optimized IL, 41 Feet, Aqua. | PC | 1 | 1 | 1 | 1 | 1158.64
61305619358 | FZURPEN74YNF041 | OM424-Fbr,Intrc,12f,PLEM,AQ,41ft,MtdB,EA | OM4 24-fiber, Interconnect, Plenum, 24F MPO Female to (2) 12-fiber Female PanMPO, Method B, Optimized IL, 41 Feet, Aqua. | PC | 1 | 1 | 1 | 1 | 1158.64
61305632776 | FZTRP7N7NXNF149 | OM4 12f Interconnect OFNP PanMPO F/PanMP |  | PC | 1 | 1 | 1 | 1 | 1159.1
61305633168 | FZTRP7N7NYNF149 | OM4 12f Interconnect OFNP PanMPO F/PanMP |  | PC | 1 | 1 | 1 | 1 | 1159.1
61305619604 | FXURPEN74XNF071 | OM324-Fbr,Intr,PLEM,A,12fbrF,AQ,71ft,EA | OM3 24-fiber, Interconnect, Plenum, 24F MPO Female to (2) 12-fiber Female PanMPO, Method A, Optimized IL, 71 Feet, Aqua. | PC | 1 | 1 | 1 | 1 | 1160.86
61305619724 | FXURPEN74YNF071 | OM324-Fbr,Intr,PLEM,B,12fbrF,AQ,71ft,EA | OM3 24-fiber, Interconnect, Plenum, 24F MPO Female to (2) 12-fiber Female PanMPO, Method B, Optimized IL, 71 Feet, Aqua. | PC | 1 | 1 | 1 | 1 | 1160.86
07498393359 | FZTRP5N5NANM047 | OM4 12 Fiber Interconnect Plenum MPO Fem | OM4 12-fiber, interconnect cable assembly, plenum (OFNP) rated, MPO female to MPO female, Method A Std. IL, with no pulling eye - 47 meters. | PC | 1 | 1 | 1 | 1 | 1161.14
07498394734 | FZTRP7N7NANM047 | OM4 12f Interconnect OFNP PanMPO F/PanMP | 12 fiber OM4 interconnect cable assembly, plenum (OFNP) rated, PanMPO female to PanMPO female, Method A, Std IL, with no pulling eye, 47 meters. | PC | 1 | 1 | 1 | 1 | 1161.14
61305618981 | FZURLENENXNM016 | OM424-Fbr,Intrc,24F,LSZH,AQ,16M,MtdA,RL | OM4 24 fiber, Interconnect, LSZH, 24F MPO Female to 24F MPO Female, Method A, Optimized IL, 16 m, Aqua | PC | 1 | 1 | 1 | 1 | 1162.02
61305619011 | FZURLENENYNM016 | OM424-Fbr,Intrc,24F,LSZH,AQ,16M,MtdB,RL | OM4 24 fiber, Interconnect, LSZH, 24F MPO Female to 24F MPO Female, Method B, Optimized IL, 16 m, Aqua | PC | 1 | 1 | 1 | 1 | 1162.02
61305619105 | FXURPENENXNF082 | OM324-Fbr,Intr,PLEM,A,24mpoF,AQ,82ft,EA | OM3 24 fiber, Interconnect, Plenum, 24F MPO Female to 24F MPO Female, Method A, Optimized IL, 82 ft, Aqua | PC | 1 | 1 | 1 | 1 | 1162.66
61305619203 | FXURPENENYNF082 | OM324-Fbr,Intr,PLEM,B,24mpoF,AQ,82ft,EA | OM3 24 fiber, Interconnect, Plenum, 24F MPO Female to 24F MPO Female, Method B, Optimized IL, 82 ft, Aqua | PC | 1 | 1 | 1 | 1 | 1162.66
61305634137 | FZTRP7N7NXNF150 | OM4 12f Interconnect OFNP PanMPO F/PanMP |  | PC | 1 | 1 | 1 | 1 | 1163.54
61305633169 | FZTRP7N7NYNF150 | OM4 12f Interconnect OFNP PanMPO F/PanMP |  | PC | 1 | 1 | 1 | 1 | 1163.54
61305618176 | FZURPENENXNF050 | OM424-Fbr,Intrc,24f,PLEM,AQ,50ft,MtdA,EA | OM4 24 fiber, Interconnect, Plenum, 24F MPO Female to 24F MPO Female, Method A, Optimized IL, 50 ft, Aqua | PC | 1 | 1 | 1 | 1 | 1163.54
61305618915 | FZURPENENYNF050 | OM424-Fbr,Intrc,24f,PLEM,AQ,50ft,MtdB,EA | OM4 24 fiber, Interconnect, Plenum, 24F MPO Female to 24F MPO Female, Method B, Optimized IL, 50 ft, Aqua | PC | 1 | 1 | 1 | 1 | 1163.54
61305619776 | FXURLEN74XNM023 | OM324-Fbr,Intr,LSZH,A,12fbrF,AQ,23M,RL | OM3 24-fiber, Interconnect, LSZH, 24F MPO Female to (2) 12-fiber Female PanMPO, Method A, Optimized IL, 23 Meters, Aqua. | PC | 1 | 1 | 1 | 1 | 1164.58
61305619806 | FXURLEN74YNM023 | OM324-Fbr,Intr,LSZH,B,12fbrF,AQ,23M,RL | OM3 24-fiber, Interconnect, LSZH, 24F MPO Female to (2) 12-fiber Female PanMPO, Method B, Optimized IL, 23 Meters, Aqua. | PC | 1 | 1 | 1 | 1 | 1164.58
61305633839 | FZTRL7N7NXNM048 | OM4 12f Interconnect LSZH PanMPO F/PanMP |  | PC | 1 | 1 | 1 | 1 | 1165.18
61305633865 | FZTRL7N7NYNM048 | OM4 12f Interconnect LSZH PanMPO F/PanMP |  | PC | 1 | 1 | 1 | 1 | 1165.18
61305629585 | FZTRL7N7NBNM050 | OM4 12f Interconnect LSZH PanMPO F/PanMP |  | PC | 1 | 1 | 1 | 1 | 1165.5
61305619605 | FXURPEN74XNF072 | OM324-Fbr,Intr,PLEM,A,12fbrF,AQ,72ft,EA | OM3 24-fiber, Interconnect, Plenum, 24F MPO Female to (2) 12-fiber Female PanMPO, Method A, Optimized IL, 72 Feet, Aqua. | PC | 1 | 1 | 1 | 1 | 1166.58
61305619725 | FXURPEN74YNF072 | OM324-Fbr,Intr,PLEM,B,12fbrF,AQ,72ft,EA | OM3 24-fiber, Interconnect, Plenum, 24F MPO Female to (2) 12-fiber Female PanMPO, Method B, Optimized IL, 72 Feet, Aqua. | PC | 1 | 1 | 1 | 1 | 1166.58
61305619261 | FZURPEN74XNF042 | OM424-Fbr,Intrc,12f,PLEM,AQ,42ft,MtdA,EA | OM4 24-fiber, Interconnect, Plenum, 24F MPO Female to (2) 12-fiber Female PanMPO, Method A, Optimized IL, 42 Feet, Aqua. | PC | 1 | 1 | 1 | 1 | 1166.66
61305619359 | FZURPEN74YNF042 | OM424-Fbr,Intrc,12f,PLEM,AQ,42ft,MtdB,EA | OM4 24-fiber, Interconnect, Plenum, 24F MPO Female to (2) 12-fiber Female PanMPO, Method B, Optimized IL, 42 Feet, Aqua. | PC | 1 | 1 | 1 | 1 | 1166.66
61305633757 | FZTRP7N7NXNM046 | OM4 12f Interconnect OFNP PanMPO F/PanMP |  | PC | 1 | 1 | 1 | 1 | 1167.44
61305633796 | FZTRP7N7NYNM046 | OM4 12f Interconnect OFNP PanMPO F/PanMP |  | PC | 1 | 1 | 1 | 1 | 1167.44
61305619106 | FXURPENENXNF083 | OM324-Fbr,Intr,PLEM,A,24mpoF,AQ,83ft,EA | OM3 24 fiber, Interconnect, Plenum, 24F MPO Female to 24F MPO Female, Method A, Optimized IL, 83 ft, Aqua | PC | 1 | 1 | 1 | 1 | 1168.38
61305619204 | FXURPENENYNF083 | OM324-Fbr,Intr,PLEM,B,24mpoF,AQ,83ft,EA | OM3 24 fiber, Interconnect, Plenum, 24F MPO Female to 24F MPO Female, Method B, Optimized IL, 83 ft, Aqua | PC | 1 | 1 | 1 | 1 | 1168.38
07498372711 | FXTYP5EL2SAF120 | OM3 12f Trunk OFNP MPO F/LC Dup Std Pola | OM3 12-fiber indoor small diameter trunk cable assembly, plenum (OFNP) rated, MPO Female to LC duplex, Std. IL, with a pulling eye on end A. | PC | 1 | 1 | 1 | 1 | 1168.6
07498372784 | FXTYP7EL2SAF120 | OM3 12f Trunk OFNP PanMPO F/LC Dup Std P | OM3 12-fiber indoor small diameter trunk cable assembly, plenum (OFNP) rated, PanMPO Female to LC duplex, Std. IL, with a pulling eye on end A. | PC | 1 | 1 | 1 | 1 | 1168.6
07498389786 | FZTRL5N5NANM050 | OM4,12-Fiber,LSZH,MPO/Fm-MPO/Fm,50M | OM4 12 fiber, interconnect cable assembly, low smoke zero halogen (LSZH) rated, MPO female to MPO female, Method A Std IL with no pulling eye, Aqua, 50 meters | PC | 1 | 1 | 1 | 1 | 1168.6
07498395342 | FZTRL7N7NANM050 | OM4 12f Interconnect LSZH PanMPO F/PanMP |  | PC | 1 | 1 | 1 | 1 | 1168.6
07498393884 | FZTRP5N5NXNM046 | OM4 12 Fiber Interconnect Plenum MPO Fem | OM4 12 fiber interconnect plenum MPO female to MPO female, method A opt IL., with no pulling eye - 46 meters. | PC | 1 | 1 | 1 | 1 | 1170.28
61305618177 | FZURPENENXNF051 | OM424-Fbr,Intrc,24f,PLEM,AQ,51ft,MtdA,EA | OM4 24 fiber, Interconnect, Plenum, 24F MPO Female to 24F MPO Female, Method A, Optimized IL, 51 ft, Aqua | PC | 1 | 1 | 1 | 1 | 1171.54
61305618916 | FZURPENENYNF051 | OM424-Fbr,Intrc,24f,PLEM,AQ,51ft,MtdB,EA | OM4 24 fiber, Interconnect, Plenum, 24F MPO Female to 24F MPO Female, Method B, Optimized IL, 51 ft, Aqua | PC | 1 | 1 | 1 | 1 | 1171.54
61305619606 | FXURPEN74XNF073 | OM324-Fbr,Intr,PLEM,A,12fbrF,AQ,73ft,EA | OM3 24-fiber, Interconnect, Plenum, 24F MPO Female to (2) 12-fiber Female PanMPO, Method A, Optimized IL, 73 Feet, Aqua. | PC | 1 | 1 | 1 | 1 | 1172.3
61305619726 | FXURPEN74YNF073 | OM324-Fbr,Intr,PLEM,B,12fbrF,AQ,73ft,EA | OM3 24-fiber, Interconnect, Plenum, 24F MPO Female to (2) 12-fiber Female PanMPO, Method B, Optimized IL, 73 Feet, Aqua. | PC | 1 | 1 | 1 | 1 | 1172.3
61305633778 | FZTRP7N7NBNM048 | OM4 12f Interconnect OFNP PanMPO F/PanMP |  | PC | 1 | 1 | 1 | 1 | 1172.76
61305619107 | FXURPENENXNF084 | OM324-Fbr,Intr,PLEM,A,24mpoF,AQ,84ft,EA | OM3 24 fiber, Interconnect, Plenum, 24F MPO Female to 24F MPO Female, Method A, Optimized IL, 84 ft, Aqua | PC | 1 | 1 | 1 | 1 | 1174.1
61305619205 | FXURPENENYNF084 | OM324-Fbr,Intr,PLEM,B,24mpoF,AQ,84ft,EA | OM3 24 fiber, Interconnect, Plenum, 24F MPO Female to 24F MPO Female, Method B, Optimized IL, 84 ft, Aqua | PC | 1 | 1 | 1 | 1 | 1174.1
61305619262 | FZURPEN74XNF043 | OM424-Fbr,Intrc,12f,PLEM,AQ,43ft,MtdA,EA | OM4 24-fiber, Interconnect, Plenum, 24F MPO Female to (2) 12-fiber Female PanMPO, Method A, Optimized IL, 43 Feet, Aqua. | PC | 1 | 1 | 1 | 1 | 1174.66
61305619360 | FZURPEN74YNF043 | OM424-Fbr,Intrc,12f,PLEM,AQ,43ft,MtdB,EA | OM4 24-fiber, Interconnect, Plenum, 24F MPO Female to (2) 12-fiber Female PanMPO, Method B, Optimized IL, 43 Feet, Aqua. | PC | 1 | 1 | 1 | 1 | 1174.66
61305619448 | FXURLENENXNM027 | OM324-Fbr,Intr,LSZH,A,24mpoF,AQ,27M,RL | OM3 24 fiber, Interconnect, LSZH, 24F MPO Female to 24F MPO Female, Method A, Optimized IL, 27 m, Aqua | PC | 1 | 1 | 1 | 1 | 1174.72
61305619478 | FXURLENENYNM027 | OM324-Fbr,Intr,LSZH,B,24mpoF,AQ,27M,RL | OM3 24 fiber, Interconnect, LSZH, 24F MPO Female to 24F MPO Female, Method B, Optimized IL, 27 m, Aqua | PC | 1 | 1 | 1 | 1 | 1174.72
07498393360 | FZTRP5N5NANM048 | OM4 12 Fiber Interconnect Plenum MPO Fem | OM4 12-fiber, interconnect cable assembly, plenum (OFNP) rated, MPO female to MPO female, Method A Std. IL, with no pulling eye - 48 meters. | PC | 1 | 1 | 1 | 1 | 1175.74
07498394735 | FZTRP7N7NANM048 | OM4 12f Interconnect OFNP PanMPO F/PanMP | 12 fiber OM4 interconnect cable assembly, plenum (OFNP) rated, PanMPO female to PanMPO female, Method A, Std IL, with no pulling eye, 48 meters. | PC | 1 | 1 | 1 | 1 | 1175.74
61305619607 | FXURPEN74XNF074 | OM324-Fbr,Intr,PLEM,A,12fbrF,AQ,74ft,EA | OM3 24-fiber, Interconnect, Plenum, 24F MPO Female to (2) 12-fiber Female PanMPO, Method A, Optimized IL, 74 Feet, Aqua. | PC | 1 | 1 | 1 | 1 | 1178.02
61305619727 | FXURPEN74YNF074 | OM324-Fbr,Intr,PLEM,B,12fbrF,AQ,74ft,EA | OM3 24-fiber, Interconnect, Plenum, 24F MPO Female to (2) 12-fiber Female PanMPO, Method B, Optimized IL, 74 Feet, Aqua. | PC | 1 | 1 | 1 | 1 | 1178.02
61305633840 | FZTRL7N7NXNM049 | OM4 12f Interconnect LSZH PanMPO F/PanMP |  | PC | 1 | 1 | 1 | 1 | 1179.04
61305633866 | FZTRL7N7NYNM049 | OM4 12f Interconnect LSZH PanMPO F/PanMP |  | PC | 1 | 1 | 1 | 1 | 1179.04
61305619491 | FZURLEN74XNM014 | OM424-Fbr,Intrc,12F,LSZH,AQ,14M,MtdA,RL | OM4 24-fiber, Interconnect, LSZH, 24F MPO Female to (2) 12-fiber Female PanMPO, Method A, Optimized IL, 14 Meters, Aqua. | PC | 1 | 1 | 1 | 1 | 1179.38
61305619521 | FZURLEN74YNM014 | OM424-Fbr,Intrc,12F,LSZH,AQ,14M,MtdB,RL | OM4 24-fiber, Interconnect, LSZH, 24F MPO Female to (2) 12-fiber Female PanMPO, Method B, Optimized IL, 14 Meters, Aqua. | PC | 1 | 1 | 1 | 1 | 1179.38
61305618178 | FZURPENENXNF052 | OM424-Fbr,Intrc,24f,PLEM,AQ,52ft,MtdA,EA | OM4 24 fiber, Interconnect, Plenum, 24F MPO Female to 24F MPO Female, Method A, Optimized IL, 52 ft, Aqua | PC | 1 | 1 | 1 | 1 | 1179.54
61305618917 | FZURPENENYNF052 | OM424-Fbr,Intrc,24f,PLEM,AQ,52ft,MtdB,EA | OM4 24 fiber, Interconnect, Plenum, 24F MPO Female to 24F MPO Female, Method B, Optimized IL, 52 ft, Aqua | PC | 1 | 1 | 1 | 1 | 1179.54
61305619108 | FXURPENENXNF085 | OM324-Fbr,Intr,PLEM,A,24mpoF,AQ,85ft,EA | OM3 24 fiber, Interconnect, Plenum, 24F MPO Female to 24F MPO Female, Method A, Optimized IL, 85 ft, Aqua | PC | 1 | 1 | 1 | 1 | 1179.84
61305619206 | FXURPENENYNF085 | OM324-Fbr,Intr,PLEM,B,24mpoF,AQ,85ft,EA | OM3 24 fiber, Interconnect, Plenum, 24F MPO Female to 24F MPO Female, Method B, Optimized IL, 85 ft, Aqua | PC | 1 | 1 | 1 | 1 | 1179.84
61305633758 | FZTRP7N7NXNM047 | OM4 12f Interconnect OFNP PanMPO F/PanMP |  | PC | 1 | 1 | 1 | 1 | 1181.96
61305633797 | FZTRP7N7NYNM047 | OM4 12f Interconnect OFNP PanMPO F/PanMP |  | PC | 1 | 1 | 1 | 1 | 1181.96
61305619777 | FXURLEN74XNM024 | OM324-Fbr,Intr,LSZH,A,12fbrF,AQ,24M,RL | OM3 24-fiber, Interconnect, LSZH, 24F MPO Female to (2) 12-fiber Female PanMPO, Method A, Optimized IL, 24 Meters, Aqua. | PC | 1 | 1 | 1 | 1 | 1182.4
61305619807 | FXURLEN74YNM024 | OM324-Fbr,Intr,LSZH,B,12fbrF,AQ,24M,RL | OM3 24-fiber, Interconnect, LSZH, 24F MPO Female to (2) 12-fiber Female PanMPO, Method B, Optimized IL, 24 Meters, Aqua. | PC | 1 | 1 | 1 | 1 | 1182.4
61305619263 | FZURPEN74XNF044 | OM424-Fbr,Intrc,12f,PLEM,AQ,44ft,MtdA,EA | OM4 24-fiber, Interconnect, Plenum, 24F MPO Female to (2) 12-fiber Female PanMPO, Method A, Optimized IL, 44 Feet, Aqua. | PC | 1 | 1 | 1 | 1 | 1182.7
61305619361 | FZURPEN74YNF044 | OM424-Fbr,Intrc,12f,PLEM,AQ,44ft,MtdB,EA | OM4 24-fiber, Interconnect, Plenum, 24F MPO Female to (2) 12-fiber Female PanMPO, Method B, Optimized IL, 44 Feet, Aqua. | PC | 1 | 1 | 1 | 1 | 1182.7
61305619608 | FXURPEN74XNF075 | OM324-Fbr,Intr,PLEM,A,12fbrF,AQ,75ft,EA | OM3 24-fiber, Interconnect, Plenum, 24F MPO Female to (2) 12-fiber Female PanMPO, Method A, Optimized IL, 75 Feet, Aqua. | PC | 1 | 1 | 1 | 1 | 1183.74
61305619728 | FXURPEN74YNF075 | OM324-Fbr,Intr,PLEM,B,12fbrF,AQ,75ft,EA | OM3 24-fiber, Interconnect, Plenum, 24F MPO Female to (2) 12-fiber Female PanMPO, Method B, Optimized IL, 75 Feet, Aqua. | PC | 1 | 1 | 1 | 1 | 1183.74
07498393892 | FZTRP5N5NXNM047 | OM4 12 Fiber Interconnect Plenum MPO Fem | OM4 12 fiber interconnect plenum MPO female to MPO female, method A opt IL., with no pulling eye - 47 meters. | PC | 1 | 1 | 1 | 1 | 1184.88
61305619109 | FXURPENENXNF086 | OM324-Fbr,Intr,PLEM,A,24mpoF,AQ,86ft,EA | OM3 24 fiber, Interconnect, Plenum, 24F MPO Female to 24F MPO Female, Method A, Optimized IL, 86 ft, Aqua | PC | 1 | 1 | 1 | 1 | 1185.56
61305619207 | FXURPENENYNF086 | OM324-Fbr,Intr,PLEM,B,24mpoF,AQ,86ft,EA | OM3 24 fiber, Interconnect, Plenum, 24F MPO Female to 24F MPO Female, Method B, Optimized IL, 86 ft, Aqua | PC | 1 | 1 | 1 | 1 | 1185.56
07498372569 | FXTYL5EL2SAM040 | OM3 12f Trunk LSZH MPO F/LC Dup Std Pola | OM3 12-fiber, indoor small diameter trunk cable assembly, low smoke zero halogen rated, MPO female To LC duplex, Std. IL, with pulling on eye on end A, 40 meters. | PC | 1 | 1 | 1 | 1 | 1186.78
07498372622 | FXTYL7EL2SAM040 | OM3 12f Trunk LSZH PanMPO F/LC Dup Std P | OM3 12-fiber indoor small diameter trunk cable assembly, low smoke zero halogen (LSZH) rated, PanMPO Female to LC duplex, std. IL. with a pulling eye on end A, 40 meters. | PC | 1 | 1 | 1 | 1 | 1186.78
61305618982 | FZURLENENXNM017 | OM424-Fbr,Intrc,24F,LSZH,AQ,17M,MtdA,RL | OM4 24 fiber, Interconnect, LSZH, 24F MPO Female to 24F MPO Female, Method A, Optimized IL, 17 m, Aqua | PC | 1 | 1 | 1 | 1 | 1186.98
61305619012 | FZURLENENYNM017 | OM424-Fbr,Intrc,24F,LSZH,AQ,17M,MtdB,RL | OM4 24 fiber, Interconnect, LSZH, 24F MPO Female to 24F MPO Female, Method B, Optimized IL, 17 m, Aqua | PC | 1 | 1 | 1 | 1 | 1186.98
61305633779 | FZTRP7N7NBNM049 | OM4 12f Interconnect OFNP PanMPO F/PanMP |  | PC | 1 | 1 | 1 | 1 | 1187.3
61305618179 | FZURPENENXNF053 | OM424-Fbr,Intrc,24f,PLEM,AQ,53ft,MtdA,EA | OM4 24 fiber, Interconnect, Plenum, 24F MPO Female to 24F MPO Female, Method A, Optimized IL, 53 ft, Aqua | PC | 1 | 1 | 1 | 1 | 1187.58
61305618918 | FZURPENENYNF053 | OM424-Fbr,Intrc,24f,PLEM,AQ,53ft,MtdB,EA | OM4 24 fiber, Interconnect, Plenum, 24F MPO Female to 24F MPO Female, Method B, Optimized IL, 53 ft, Aqua | PC | 1 | 1 | 1 | 1 | 1187.58
61305629577 | FZTRL7N7NXNM050 | OM4 12f Interconnect LSZH PanMPO F/PanMP |  | PC | 1 | 1 | 1 | 1 | 1189.26
61305619609 | FXURPEN74XNF076 | OM324-Fbr,Intr,PLEM,A,12fbrF,AQ,76ft,EA | OM3 24-fiber, Interconnect, Plenum, 24F MPO Female to (2) 12-fiber Female PanMPO, Method A, Optimized IL, 76 Feet, Aqua. | PC | 1 | 1 | 1 | 1 | 1189.48
61305619729 | FXURPEN74YNF076 | OM324-Fbr,Intr,PLEM,B,12fbrF,AQ,76ft,EA | OM3 24-fiber, Interconnect, Plenum, 24F MPO Female to (2) 12-fiber Female PanMPO, Method B, Optimized IL, 76 Feet, Aqua. | PC | 1 | 1 | 1 | 1 | 1189.48
07498393361 | FZTRP5N5NANM049 | OM4 12 Fiber Interconnect Plenum MPO Fem | OM4 12-fiber, interconnect cable assembly, plenum (OFNP) rated, MPO female to MPO female, Method A Std. IL, with no pulling eye - 49 meters. | PC | 1 | 1 | 1 | 1 | 1190.34
07498394740 | FZTRP7N7NANM049 | OM4 12f Interconnect OFNP PanMPO F/PanMP | 12 fiber OM4 interconnect cable assembly, plenum (OFNP) rated, PanMPO female to PanMPO female, Method A, Std IL, with no pulling eye, 49 meters. | PC | 1 | 1 | 1 | 1 | 1190.34
61305619264 | FZURPEN74XNF045 | OM424-Fbr,Intrc,12f,PLEM,AQ,45ft,MtdA,EA | OM4 24-fiber, Interconnect, Plenum, 24F MPO Female to (2) 12-fiber Female PanMPO, Method A, Optimized IL, 45 Feet, Aqua. | PC | 1 | 1 | 1 | 1 | 1190.72
61305619362 | FZURPEN74YNF045 | OM424-Fbr,Intrc,12f,PLEM,AQ,45ft,MtdB,EA | OM4 24-fiber, Interconnect, Plenum, 24F MPO Female to (2) 12-fiber Female PanMPO, Method B, Optimized IL, 45 Feet, Aqua. | PC | 1 | 1 | 1 | 1 | 1190.72
61305619110 | FXURPENENXNF087 | OM324-Fbr,Intr,PLEM,A,24mpoF,AQ,87ft,EA | OM3 24 fiber, Interconnect, Plenum, 24F MPO Female to 24F MPO Female, Method A, Optimized IL, 87 ft, Aqua | PC | 1 | 1 | 1 | 1 | 1191.28
61305619208 | FXURPENENYNF087 | OM324-Fbr,Intr,PLEM,B,24mpoF,AQ,87ft,EA | OM3 24 fiber, Interconnect, Plenum, 24F MPO Female to 24F MPO Female, Method B, Optimized IL, 87 ft, Aqua | PC | 1 | 1 | 1 | 1 | 1191.28
61305619449 | FXURLENENXNM028 | OM324-Fbr,Intr,LSZH,A,24mpoF,AQ,28M,RL | OM3 24 fiber, Interconnect, LSZH, 24F MPO Female to 24F MPO Female, Method A, Optimized IL, 28 m, Aqua | PC | 1 | 1 | 1 | 1 | 1192.54
61305619479 | FXURLENENYNM028 | OM324-Fbr,Intr,LSZH,B,24mpoF,AQ,28M,RL | OM3 24 fiber, Interconnect, LSZH, 24F MPO Female to 24F MPO Female, Method B, Optimized IL, 28 m, Aqua | PC | 1 | 1 | 1 | 1 | 1192.54
61305633867 | FZTRL7N7NYNM050 | OM4 12f Interconnect LSZH PanMPO F/PanMP |  | PC | 1 | 1 | 1 | 1 | 1192.94
61305619610 | FXURPEN74XNF077 | OM324-Fbr,Intr,PLEM,A,12fbrF,AQ,77ft,EA | OM3 24-fiber, Interconnect, Plenum, 24F MPO Female to (2) 12-fiber Female PanMPO, Method A, Optimized IL, 77 Feet, Aqua. | PC | 1 | 1 | 1 | 1 | 1195.2
61305619730 | FXURPEN74YNF077 | OM324-Fbr,Intr,PLEM,B,12fbrF,AQ,77ft,EA | OM3 24-fiber, Interconnect, Plenum, 24F MPO Female to (2) 12-fiber Female PanMPO, Method B, Optimized IL, 77 Feet, Aqua. | PC | 1 | 1 | 1 | 1 | 1195.2
61305618180 | FZURPENENXNF054 | OM424-Fbr,Intrc,24f,PLEM,AQ,54ft,MtdA,EA | OM4 24 fiber, Interconnect, Plenum, 24F MPO Female to 24F MPO Female, Method A, Optimized IL, 54 ft, Aqua | PC | 1 | 1 | 1 | 1 | 1195.58
61305618919 | FZURPENENYNF054 | OM424-Fbr,Intrc,24f,PLEM,AQ,54ft,MtdB,EA | OM4 24 fiber, Interconnect, Plenum, 24F MPO Female to 24F MPO Female, Method B, Optimized IL, 54 ft, Aqua | PC | 1 | 1 | 1 | 1 | 1195.58
61305633759 | FZTRP7N7NXNM048 | OM4 12f Interconnect OFNP PanMPO F/PanMP |  | PC | 1 | 1 | 1 | 1 | 1196.5
61305633798 | FZTRP7N7NYNM048 | OM4 12f Interconnect OFNP PanMPO F/PanMP |  | PC | 1 | 1 | 1 | 1 | 1196.5
61305619111 | FXURPENENXNF088 | OM324-Fbr,Intr,PLEM,A,24mpoF,AQ,88ft,EA | OM3 24 fiber, Interconnect, Plenum, 24F MPO Female to 24F MPO Female, Method A, Optimized IL, 88 ft, Aqua | PC | 1 | 1 | 1 | 1 | 1197
61305619209 | FXURPENENYNF088 | OM324-Fbr,Intr,PLEM,B,24mpoF,AQ,88ft,EA | OM3 24 fiber, Interconnect, Plenum, 24F MPO Female to 24F MPO Female, Method B, Optimized IL, 88 ft, Aqua | PC | 1 | 1 | 1 | 1 | 1197
07498372536 | FZTYL5EL2SAM025 | OM4 12f Trunk LSZH MPO F/LC Dup Std Pola | OM4 12-fiber indoor small diameter trunk cable assembly, low smoke zero halogen (LSZH) rated, MPO Female to LC duplex, Std IL., with a pulling eye on end A, 25 meters. | PC | 1 | 1 | 1 | 1 | 1197.12
07498372338 | FZTYL7EL2SAM025 | OM4 12f Trunk LSZH PanMPO F/LC Dup Std P | OM4 12-fiber indoor small diameter trunk cable assembly, low smoke zero halogen (LSZH) rated, PanMPO female to LC duplex, Std. IL., with a pulling eye on end A, 25 meters. | PC | 1 | 1 | 1 | 1 | 1197.12
61305619265 | FZURPEN74XNF046 | OM424-Fbr,Intrc,12f,PLEM,AQ,46ft,MtdA,EA | OM4 24-fiber, Interconnect, Plenum, 24F MPO Female to (2) 12-fiber Female PanMPO, Method A, Optimized IL, 46 Feet, Aqua. | PC | 1 | 1 | 1 | 1 | 1198.72
61305619363 | FZURPEN74YNF046 | OM424-Fbr,Intrc,12f,PLEM,AQ,46ft,MtdB,EA | OM4 24-fiber, Interconnect, Plenum, 24F MPO Female to (2) 12-fiber Female PanMPO, Method B, Optimized IL, 46 Feet, Aqua. | PC | 1 | 1 | 1 | 1 | 1198.72
07498393893 | FZTRP5N5NXNM048 | OM4 12 Fiber Interconnect Plenum MPO Fem | OM4 12 fiber interconnect plenum MPO female to MPO female, method A opt IL., with no pulling eye - 48 meters. | PC | 1 | 1 | 1 | 1 | 1199.48
61305619778 | FXURLEN74XNM025 | OM324-Fbr,Intr,LSZH,A,12fbrF,AQ,25M,RL | OM3 24-fiber, Interconnect, LSZH, 24F MPO Female to (2) 12-fiber Female PanMPO, Method A, Optimized IL, 25 Meters, Aqua. | PC | 1 | 1 | 1 | 1 | 1200.22
61305619808 | FXURLEN74YNM025 | OM324-Fbr,Intr,LSZH,B,12fbrF,AQ,25M,RL | OM3 24-fiber, Interconnect, LSZH, 24F MPO Female to (2) 12-fiber Female PanMPO, Method B, Optimized IL, 25 Meters, Aqua. | PC | 1 | 1 | 1 | 1 | 1200.22
61305619611 | FXURPEN74XNF078 | OM324-Fbr,Intr,PLEM,A,12fbrF,AQ,78ft,EA | OM3 24-fiber, Interconnect, Plenum, 24F MPO Female to (2) 12-fiber Female PanMPO, Method A, Optimized IL, 78 Feet, Aqua. | PC | 1 | 1 | 1 | 1 | 1200.92
61305619731 | FXURPEN74YNF078 | OM324-Fbr,Intr,PLEM,B,12fbrF,AQ,78ft,EA | OM3 24-fiber, Interconnect, Plenum, 24F MPO Female to (2) 12-fiber Female PanMPO, Method B, Optimized IL, 78 Feet, Aqua. | PC | 1 | 1 | 1 | 1 | 1200.92
61305633780 | FZTRP7N7NBNM050 | OM4 12f Interconnect OFNP PanMPO F/PanMP |  | PC | 1 | 1 | 1 | 1 | 1201.86
61305619112 | FXURPENENXNF089 | OM324-Fbr,Intr,PLEM,A,24mpoF,AQ,89ft,EA | OM3 24 fiber, Interconnect, Plenum, 24F MPO Female to 24F MPO Female, Method A, Optimized IL, 89 ft, Aqua | PC | 1 | 1 | 1 | 1 | 1202.74
61305619210 | FXURPENENYNF089 | OM324-Fbr,Intr,PLEM,B,24mpoF,AQ,89ft,EA | OM3 24 fiber, Interconnect, Plenum, 24F MPO Female to 24F MPO Female, Method B, Optimized IL, 89 ft, Aqua | PC | 1 | 1 | 1 | 1 | 1202.74
61305618181 | FZURPENENXNF055 | OM424-Fbr,Intrc,24f,PLEM,AQ,55ft,MtdA,EA | OM4 24 fiber, Interconnect, Plenum, 24F MPO Female to 24F MPO Female, Method A, Optimized IL, 55 ft, Aqua | PC | 1 | 1 | 1 | 1 | 1203.62
61305618920 | FZURPENENYNF055 | OM424-Fbr,Intrc,24f,PLEM,AQ,55ft,MtdB,EA | OM4 24 fiber, Interconnect, Plenum, 24F MPO Female to 24F MPO Female, Method B, Optimized IL, 55 ft, Aqua | PC | 1 | 1 | 1 | 1 | 1203.62
61305619492 | FZURLEN74XNM015 | OM424-Fbr,Intrc,12F,LSZH,AQ,15M,MtdA,RL | OM4 24-fiber, Interconnect, LSZH, 24F MPO Female to (2) 12-fiber Female PanMPO, Method A, Optimized IL, 15 Meters, Aqua. | PC | 1 | 1 | 1 | 1 | 1204.34
61305619522 | FZURLEN74YNM015 | OM424-Fbr,Intrc,12F,LSZH,AQ,15M,MtdB,RL | OM4 24-fiber, Interconnect, LSZH, 24F MPO Female to (2) 12-fiber Female PanMPO, Method B, Optimized IL, 15 Meters, Aqua. | PC | 1 | 1 | 1 | 1 | 1204.34
07498393362 | FZTRP5N5NANM050 | OM4 12 Fiber Interconnect Plenum MPO Fem | OM4 12-fiber, interconnect cable assembly, plenum (OFNP) rated, MPO female to MPO female, Method A Std. IL, with no pulling eye - 50 meters. | PC | 1 | 1 | 1 | 1 | 1204.96
07498394741 | FZTRP7N7NANM050 | OM4 12f Interconnect OFNP PanMPO F/PanMP | 12 fiber OM4 interconnect cable assembly, plenum (OFNP) rated, PanMPO female to PanMPO female, Method A, Std IL, with no pulling eye, 50 meters. | PC | 1 | 1 | 1 | 1 | 1204.96
61305619612 | FXURPEN74XNF079 | OM324-Fbr,Intr,PLEM,A,12fbrF,AQ,79ft,EA | OM3 24-fiber, Interconnect, Plenum, 24F MPO Female to (2) 12-fiber Female PanMPO, Method A, Optimized IL, 79 Feet, Aqua. | PC | 1 | 1 | 1 | 1 | 1206.68
61305619732 | FXURPEN74YNF079 | OM324-Fbr,Intr,PLEM,B,12fbrF,AQ,79ft,EA | OM3 24-fiber, Interconnect, Plenum, 24F MPO Female to (2) 12-fiber Female PanMPO, Method B, Optimized IL, 79 Feet, Aqua. | PC | 1 | 1 | 1 | 1 | 1206.68
61305619266 | FZURPEN74XNF047 | OM424-Fbr,Intrc,12f,PLEM,AQ,47ft,MtdA,EA | OM4 24-fiber, Interconnect, Plenum, 24F MPO Female to (2) 12-fiber Female PanMPO, Method A, Optimized IL, 47 Feet, Aqua. | PC | 1 | 1 | 1 | 1 | 1206.76
61305619364 | FZURPEN74YNF047 | OM424-Fbr,Intrc,12f,PLEM,AQ,47ft,MtdB,EA | OM4 24-fiber, Interconnect, Plenum, 24F MPO Female to (2) 12-fiber Female PanMPO, Method B, Optimized IL, 47 Feet, Aqua. | PC | 1 | 1 | 1 | 1 | 1206.76
07498372718 | FXTYP5EL2SAF130 | OM3 12f Trunk OFNP MPO F/LC Dup Std Pola | OM3 12-fiber indoor small diameter trunk cable assembly, plenum (OFNP) rated, MPO Female to LC duplex, Std. IL, with a pulling eye on end A. | PC | 1 | 1 | 1 | 1 | 1207.24
07498372785 | FXTYP7EL2SAF130 | OM3 12f Trunk OFNP PanMPO F/LC Dup Std P | OM3 12-fiber indoor small diameter trunk cable assembly, plenum (OFNP) rated, PanMPO Female to LC duplex, Std. IL, with a pulling eye on end A. | PC | 1 | 1 | 1 | 1 | 1207.24
07498372443 | FZTYP5EL2SAF080 | OM3 12f Trunk OFNP MPO F/LC Dup Std Pola | OM4 12-fiber indoor small diameter trunk cable assembly, plenum (OFNP) rated, MPO female to LC duplex, Std. IL., with a pulling eye on end A. | PC | 1 | 1 | 1 | 1 | 1208.26
07498372309 | FZTYP7EL2SAF080 | OM4 12f Trunk OFNP PanMPO F/LC Dup Std P | OM4 12-fiber indoor small diameter trunk cable assembly, plenum (OFNP) rated, PanMPO female to LC duplex, Std. IL., with a pulling eye on end A, 80.00 ft. | PC | 1 | 1 | 1 | 1 | 1208.26
61305619113 | FXURPENENXNF090 | OM324-Fbr,Intr,PLEM,A,24mpoF,AQ,90ft,EA | OM3 24 fiber, Interconnect, Plenum, 24F MPO Female to 24F MPO Female, Method A, Optimized IL, 90 ft, Aqua | PC | 1 | 1 | 1 | 1 | 1208.46
61305619211 | FXURPENENYNF090 | OM324-Fbr,Intr,PLEM,B,24mpoF,AQ,90ft,EA | OM3 24 fiber, Interconnect, Plenum, 24F MPO Female to 24F MPO Female, Method B, Optimized IL, 90 ft, Aqua | PC | 1 | 1 | 1 | 1 | 1208.46
61305619450 | FXURLENENXNM029 | OM324-Fbr,Intr,LSZH,A,24mpoF,AQ,29M,RL | OM3 24 fiber, Interconnect, LSZH, 24F MPO Female to 24F MPO Female, Method A, Optimized IL, 29 m, Aqua | PC | 1 | 1 | 1 | 1 | 1210.38
61305619480 | FXURLENENYNM029 | OM324-Fbr,Intr,LSZH,B,24mpoF,AQ,29M,RL | OM3 24 fiber, Interconnect, LSZH, 24F MPO Female to 24F MPO Female, Method B, Optimized IL, 29 m, Aqua | PC | 1 | 1 | 1 | 1 | 1210.38
61305633760 | FZTRP7N7NXNM049 | OM4 12f Interconnect OFNP PanMPO F/PanMP |  | PC | 1 | 1 | 1 | 1 | 1211.06
61305633799 | FZTRP7N7NYNM049 | OM4 12f Interconnect OFNP PanMPO F/PanMP |  | PC | 1 | 1 | 1 | 1 | 1211.06
61305618182 | FZURPENENXNF056 | OM424-Fbr,Intrc,24f,PLEM,AQ,56ft,MtdA,EA | OM4 24 fiber, Interconnect, Plenum, 24F MPO Female to 24F MPO Female, Method A, Optimized IL, 56 ft, Aqua | PC | 1 | 1 | 1 | 1 | 1211.64
61305618921 | FZURPENENYNF056 | OM424-Fbr,Intrc,24f,PLEM,AQ,56ft,MtdB,EA | OM4 24 fiber, Interconnect, Plenum, 24F MPO Female to 24F MPO Female, Method B, Optimized IL, 56 ft, Aqua | PC | 1 | 1 | 1 | 1 | 1211.64
61305618983 | FZURLENENXNM018 | OM424-Fbr,Intrc,24F,LSZH,AQ,18M,MtdA,RL | OM4 24 fiber, Interconnect, LSZH, 24F MPO Female to 24F MPO Female, Method A, Optimized IL, 18 m, Aqua | PC | 1 | 1 | 1 | 1 | 1211.96
61305619013 | FZURLENENYNM018 | OM424-Fbr,Intrc,24F,LSZH,AQ,18M,MtdB,RL | OM4 24 fiber, Interconnect, LSZH, 24F MPO Female to 24F MPO Female, Method B, Optimized IL, 18 m, Aqua | PC | 1 | 1 | 1 | 1 | 1211.96
07498385345 | FXTYP5EL2SAM040 | OM3 12f Trunk OFNP MPO F/LC Dup Std Pola | OM3 12-fiber indoor small diameter trunk cable assembly, plenum (OFNP) rated, MPO female to LC duplex, Std IL; with a pulling eye on end A. | PC | 1 | 1 | 1 | 1 | 1212.22
07498385355 | FXTYP7EL2SAM040 | OM3 12f Trunk OFNP PanMPO F/LC Dup Std P | OM3 12-fiber indoor small diameter trunk cable assembly, plenum (OFNP) rated, PanMPO female to LC duplex, Std IL; with a pulling eye on end A. | PC | 1 | 1 | 1 | 1 | 1212.22
61305619613 | FXURPEN74XNF080 | OM324-Fbr,Intr,PLEM,A,12fbrF,AQ,80ft,EA | OM3 24-fiber, Interconnect, Plenum, 24F MPO Female to (2) 12-fiber Female PanMPO, Method A, Optimized IL, 80 Feet, Aqua. | PC | 1 | 1 | 1 | 1 | 1212.4
61305619733 | FXURPEN74YNF080 | OM324-Fbr,Intr,PLEM,B,12fbrF,AQ,80ft,EA | OM3 24-fiber, Interconnect, Plenum, 24F MPO Female to (2) 12-fiber Female PanMPO, Method B, Optimized IL, 80 Feet, Aqua. | PC | 1 | 1 | 1 | 1 | 1212.4
61305616537 | FZTYL7575XAM030 | OM4 12f Trunk LSZH PanMPO F/PanMPO F HD |  | PC | 1 | 1 | 1 | 1 | 1213.92
07498393894 | FZTRP5N5NXNM049 | OM4 12 Fiber Interconnect Plenum MPO Fem | OM4 12 fiber interconnect plenum MPO female to MPO female, method A opt IL., with no pulling eye - 49 meters. | PC | 1 | 1 | 1 | 1 | 1214.1
61305619114 | FXURPENENXNF091 | OM324-Fbr,Intr,PLEM,A,24mpoF,AQ,91ft,EA | OM3 24 fiber, Interconnect, Plenum, 24F MPO Female to 24F MPO Female, Method A, Optimized IL, 91 ft, Aqua | PC | 1 | 1 | 1 | 1 | 1214.18
61305619212 | FXURPENENYNF091 | OM324-Fbr,Intr,PLEM,B,24mpoF,AQ,91ft,EA | OM3 24 fiber, Interconnect, Plenum, 24F MPO Female to 24F MPO Female, Method B, Optimized IL, 91 ft, Aqua | PC | 1 | 1 | 1 | 1 | 1214.18
61305619267 | FZURPEN74XNF048 | OM424-Fbr,Intrc,12f,PLEM,AQ,48ft,MtdA,EA | OM4 24-fiber, Interconnect, Plenum, 24F MPO Female to (2) 12-fiber Female PanMPO, Method A, Optimized IL, 48 Feet, Aqua. | PC | 1 | 1 | 1 | 1 | 1214.76
61305619365 | FZURPEN74YNF048 | OM424-Fbr,Intrc,12f,PLEM,AQ,48ft,MtdB,EA | OM4 24-fiber, Interconnect, Plenum, 24F MPO Female to (2) 12-fiber Female PanMPO, Method B, Optimized IL, 48 Feet, Aqua. | PC | 1 | 1 | 1 | 1 | 1214.76
61305619779 | FXURLEN74XNM026 | OM324-Fbr,Intr,LSZH,A,12fbrF,AQ,26M,RL | OM3 24-fiber, Interconnect, LSZH, 24F MPO Female to (2) 12-fiber Female PanMPO, Method A, Optimized IL, 26 Meters, Aqua. | PC | 1 | 1 | 1 | 1 | 1218.06
61305619809 | FXURLEN74YNM026 | OM324-Fbr,Intr,LSZH,B,12fbrF,AQ,26M,RL | OM3 24-fiber, Interconnect, LSZH, 24F MPO Female to (2) 12-fiber Female PanMPO, Method B, Optimized IL, 26 Meters, Aqua. | PC | 1 | 1 | 1 | 1 | 1218.06
61305619614 | FXURPEN74XNF081 | OM324-Fbr,Intr,PLEM,A,12fbrF,AQ,81ft,EA | OM3 24-fiber, Interconnect, Plenum, 24F MPO Female to (2) 12-fiber Female PanMPO, Method A, Optimized IL, 81 Feet, Aqua. | PC | 1 | 1 | 1 | 1 | 1218.12
61305619734 | FXURPEN74YNF081 | OM324-Fbr,Intr,PLEM,B,12fbrF,AQ,81ft,EA | OM3 24-fiber, Interconnect, Plenum, 24F MPO Female to (2) 12-fiber Female PanMPO, Method B, Optimized IL, 81 Feet, Aqua. | PC | 1 | 1 | 1 | 1 | 1218.12
61305618183 | FZURPENENXNF057 | OM424-Fbr,Intrc,24f,PLEM,AQ,57ft,MtdA,EA | OM4 24 fiber, Interconnect, Plenum, 24F MPO Female to 24F MPO Female, Method A, Optimized IL, 57 ft, Aqua | PC | 1 | 1 | 1 | 1 | 1219.64
61305618922 | FZURPENENYNF057 | OM424-Fbr,Intrc,24f,PLEM,AQ,57ft,MtdB,EA | OM4 24 fiber, Interconnect, Plenum, 24F MPO Female to 24F MPO Female, Method B, Optimized IL, 57 ft, Aqua | PC | 1 | 1 | 1 | 1 | 1219.64
61305619115 | FXURPENENXNF092 | OM324-Fbr,Intr,PLEM,A,24mpoF,AQ,92ft,EA | OM3 24 fiber, Interconnect, Plenum, 24F MPO Female to 24F MPO Female, Method A, Optimized IL, 92 ft, Aqua | PC | 1 | 1 | 1 | 1 | 1219.9
61305619213 | FXURPENENYNF092 | OM324-Fbr,Intr,PLEM,B,24mpoF,AQ,92ft,EA | OM3 24 fiber, Interconnect, Plenum, 24F MPO Female to 24F MPO Female, Method B, Optimized IL, 92 ft, Aqua | PC | 1 | 1 | 1 | 1 | 1219.9
61305619268 | FZURPEN74XNF049 | OM424-Fbr,Intrc,12f,PLEM,AQ,49ft,MtdA,EA | OM4 24-fiber, Interconnect, Plenum, 24F MPO Female to (2) 12-fiber Female PanMPO, Method A, Optimized IL, 49 Feet, Aqua. | PC | 1 | 1 | 1 | 1 | 1222.76
61305619366 | FZURPEN74YNF049 | OM424-Fbr,Intrc,12f,PLEM,AQ,49ft,MtdB,EA | OM4 24-fiber, Interconnect, Plenum, 24F MPO Female to (2) 12-fiber Female PanMPO, Method B, Optimized IL, 49 Feet, Aqua. | PC | 1 | 1 | 1 | 1 | 1222.76
61305619615 | FXURPEN74XNF082 | OM324-Fbr,Intr,PLEM,A,12fbrF,AQ,82ft,EA | OM3 24-fiber, Interconnect, Plenum, 24F MPO Female to (2) 12-fiber Female PanMPO, Method A, Optimized IL, 82 Feet, Aqua. | PC | 1 | 1 | 1 | 1 | 1223.84
61305619735 | FXURPEN74YNF082 | OM324-Fbr,Intr,PLEM,B,12fbrF,AQ,82ft,EA | OM3 24-fiber, Interconnect, Plenum, 24F MPO Female to (2) 12-fiber Female PanMPO, Method B, Optimized IL, 82 Feet, Aqua. | PC | 1 | 1 | 1 | 1 | 1223.84
61305629562 | FZTRP7N7NXNM050 | OM4 12f Interconnect OFNP PanMPO F/PanMP |  | PC | 1 | 1 | 1 | 1 | 1225.6
61305633800 | FZTRP7N7NYNM050 | OM4 12f Interconnect OFNP PanMPO F/PanMP |  | PC | 1 | 1 | 1 | 1 | 1225.6
61305619116 | FXURPENENXNF093 | OM324-Fbr,Intr,PLEM,A,24mpoF,AQ,93ft,EA | OM3 24 fiber, Interconnect, Plenum, 24F MPO Female to 24F MPO Female, Method A, Optimized IL, 93 ft, Aqua | PC | 1 | 1 | 1 | 1 | 1225.62
61305619214 | FXURPENENYNF093 | OM324-Fbr,Intr,PLEM,B,24mpoF,AQ,93ft,EA | OM3 24 fiber, Interconnect, Plenum, 24F MPO Female to 24F MPO Female, Method B, Optimized IL, 93 ft, Aqua | PC | 1 | 1 | 1 | 1 | 1225.62
61305618184 | FZURPENENXNF058 | OM424-Fbr,Intrc,24f,PLEM,AQ,58ft,MtdA,EA | OM4 24 fiber, Interconnect, Plenum, 24F MPO Female to 24F MPO Female, Method A, Optimized IL, 58 ft, Aqua | PC | 1 | 1 | 1 | 1 | 1227.68
61305618923 | FZURPENENYNF058 | OM424-Fbr,Intrc,24f,PLEM,AQ,58ft,MtdB,EA | OM4 24 fiber, Interconnect, Plenum, 24F MPO Female to 24F MPO Female, Method B, Optimized IL, 58 ft, Aqua | PC | 1 | 1 | 1 | 1 | 1227.68
61305619451 | FXURLENENXNM030 | OM324-Fbr,Intr,LSZH,A,24mpoF,AQ,30M,RL | OM3 24 fiber, Interconnect, LSZH, 24F MPO Female to 24F MPO Female, Method A, Optimized IL, 30 m, Aqua | PC | 1 | 1 | 1 | 1 | 1228.22
61305619481 | FXURLENENYNM030 | OM324-Fbr,Intr,LSZH,B,24mpoF,AQ,30M,RL | OM3 24 fiber, Interconnect, LSZH, 24F MPO Female to 24F MPO Female, Method B, Optimized IL, 30 m, Aqua | PC | 1 | 1 | 1 | 1 | 1228.22
07498393901 | FZTRP5N5NXNM050 | OM4 12 Fiber Interconnect Plenum MPO Fem | OM4 12 fiber interconnect plenum MPO female to MPO female, method A opt IL., with no pulling eye - 50 meters. | PC | 1 | 1 | 1 | 1 | 1228.7
61305619493 | FZURLEN74XNM016 | OM424-Fbr,Intrc,12F,LSZH,AQ,16M,MtdA,RL | OM4 24-fiber, Interconnect, LSZH, 24F MPO Female to (2) 12-fiber Female PanMPO, Method A, Optimized IL, 16 Meters, Aqua. | PC | 1 | 1 | 1 | 1 | 1229.3
61305619523 | FZURLEN74YNM016 | OM424-Fbr,Intrc,12F,LSZH,AQ,16M,MtdB,RL | OM4 24-fiber, Interconnect, LSZH, 24F MPO Female to (2) 12-fiber Female PanMPO, Method B, Optimized IL, 16 Meters, Aqua. | PC | 1 | 1 | 1 | 1 | 1229.3
61305619616 | FXURPEN74XNF083 | OM324-Fbr,Intr,PLEM,A,12fbrF,AQ,83ft,EA | OM3 24-fiber, Interconnect, Plenum, 24F MPO Female to (2) 12-fiber Female PanMPO, Method A, Optimized IL, 83 Feet, Aqua. | PC | 1 | 1 | 1 | 1 | 1229.56
61305619736 | FXURPEN74YNF083 | OM324-Fbr,Intr,PLEM,B,12fbrF,AQ,83ft,EA | OM3 24-fiber, Interconnect, Plenum, 24F MPO Female to (2) 12-fiber Female PanMPO, Method B, Optimized IL, 83 Feet, Aqua. | PC | 1 | 1 | 1 | 1 | 1229.56
61305619269 | FZURPEN74XNF050 | OM424-Fbr,Intrc,12f,PLEM,AQ,50ft,MtdA,EA | OM4 24-fiber, Interconnect, Plenum, 24F MPO Female to (2) 12-fiber Female PanMPO, Method A, Optimized IL, 50 Feet, Aqua. | PC | 1 | 1 | 1 | 1 | 1230.8
61305619367 | FZURPEN74YNF050 | OM424-Fbr,Intrc,12f,PLEM,AQ,50ft,MtdB,EA | OM4 24-fiber, Interconnect, Plenum, 24F MPO Female to (2) 12-fiber Female PanMPO, Method B, Optimized IL, 50 Feet, Aqua. | PC | 1 | 1 | 1 | 1 | 1230.8
61305619117 | FXURPENENXNF094 | OM324-Fbr,Intr,PLEM,A,24mpoF,AQ,94ft,EA | OM3 24 fiber, Interconnect, Plenum, 24F MPO Female to 24F MPO Female, Method A, Optimized IL, 94 ft, Aqua | PC | 1 | 1 | 1 | 1 | 1231.34
61305619215 | FXURPENENYNF094 | OM324-Fbr,Intr,PLEM,B,24mpoF,AQ,94ft,EA | OM3 24 fiber, Interconnect, Plenum, 24F MPO Female to 24F MPO Female, Method B, Optimized IL, 94 ft, Aqua | PC | 1 | 1 | 1 | 1 | 1231.34
61305619617 | FXURPEN74XNF084 | OM324-Fbr,Intr,PLEM,A,12fbrF,AQ,84ft,EA | OM3 24-fiber, Interconnect, Plenum, 24F MPO Female to (2) 12-fiber Female PanMPO, Method A, Optimized IL, 84 Feet, Aqua. | PC | 1 | 1 | 1 | 1 | 1235.28
61305619737 | FXURPEN74YNF084 | OM324-Fbr,Intr,PLEM,B,12fbrF,AQ,84ft,EA | OM3 24-fiber, Interconnect, Plenum, 24F MPO Female to (2) 12-fiber Female PanMPO, Method B, Optimized IL, 84 Feet, Aqua. | PC | 1 | 1 | 1 | 1 | 1235.28
61305618185 | FZURPENENXNF059 | OM424-Fbr,Intrc,24f,PLEM,AQ,59ft,MtdA,EA | OM4 24 fiber, Interconnect, Plenum, 24F MPO Female to 24F MPO Female, Method A, Optimized IL, 59 ft, Aqua | PC | 1 | 1 | 1 | 1 | 1235.68
61305618924 | FZURPENENYNF059 | OM424-Fbr,Intrc,24f,PLEM,AQ,59ft,MtdB,EA | OM4 24 fiber, Interconnect, Plenum, 24F MPO Female to 24F MPO Female, Method B, Optimized IL, 59 ft, Aqua | PC | 1 | 1 | 1 | 1 | 1235.68
61305619780 | FXURLEN74XNM027 | OM324-Fbr,Intr,LSZH,A,12fbrF,AQ,27M,RL | OM3 24-fiber, Interconnect, LSZH, 24F MPO Female to (2) 12-fiber Female PanMPO, Method A, Optimized IL, 27 Meters, Aqua. | PC | 1 | 1 | 1 | 1 | 1235.88
61305619810 | FXURLEN74YNM027 | OM324-Fbr,Intr,LSZH,B,12fbrF,AQ,27M,RL | OM3 24-fiber, Interconnect, LSZH, 24F MPO Female to (2) 12-fiber Female PanMPO, Method B, Optimized IL, 27 Meters, Aqua. | PC | 1 | 1 | 1 | 1 | 1235.88
61305618984 | FZURLENENXNM019 | OM424-Fbr,Intrc,24F,LSZH,AQ,19M,MtdA,RL | OM4 24 fiber, Interconnect, LSZH, 24F MPO Female to 24F MPO Female, Method A, Optimized IL, 19 m, Aqua | PC | 1 | 1 | 1 | 1 | 1236.92
61305619014 | FZURLENENYNM019 | OM424-Fbr,Intrc,24F,LSZH,AQ,19M,MtdB,RL | OM4 24 fiber, Interconnect, LSZH, 24F MPO Female to 24F MPO Female, Method B, Optimized IL, 19 m, Aqua | PC | 1 | 1 | 1 | 1 | 1236.92
61305619118 | FXURPENENXNF095 | OM324-Fbr,Intr,PLEM,A,24mpoF,AQ,95ft,EA | OM3 24 fiber, Interconnect, Plenum, 24F MPO Female to 24F MPO Female, Method A, Optimized IL, 95 ft, Aqua | PC | 1 | 1 | 1 | 1 | 1237.06
61305619216 | FXURPENENYNF095 | OM324-Fbr,Intr,PLEM,B,24mpoF,AQ,95ft,EA | OM3 24 fiber, Interconnect, Plenum, 24F MPO Female to 24F MPO Female, Method B, Optimized IL, 95 ft, Aqua | PC | 1 | 1 | 1 | 1 | 1237.06
61305619270 | FZURPEN74XNF051 | OM424-Fbr,Intrc,12f,PLEM,AQ,51ft,MtdA,EA | OM4 24-fiber, Interconnect, Plenum, 24F MPO Female to (2) 12-fiber Female PanMPO, Method A, Optimized IL, 51 Feet, Aqua. | PC | 1 | 1 | 1 | 1 | 1238.8
61305619368 | FZURPEN74YNF051 | OM424-Fbr,Intrc,12f,PLEM,AQ,51ft,MtdB,EA | OM4 24-fiber, Interconnect, Plenum, 24F MPO Female to (2) 12-fiber Female PanMPO, Method B, Optimized IL, 51 Feet, Aqua. | PC | 1 | 1 | 1 | 1 | 1238.8
61305619618 | FXURPEN74XNF085 | OM324-Fbr,Intr,PLEM,A,12fbrF,AQ,85ft,EA | OM3 24-fiber, Interconnect, Plenum, 24F MPO Female to (2) 12-fiber Female PanMPO, Method A, Optimized IL, 85 Feet, Aqua. | PC | 1 | 1 | 1 | 1 | 1241
61305619738 | FXURPEN74YNF085 | OM324-Fbr,Intr,PLEM,B,12fbrF,AQ,85ft,EA | OM3 24-fiber, Interconnect, Plenum, 24F MPO Female to (2) 12-fiber Female PanMPO, Method B, Optimized IL, 85 Feet, Aqua. | PC | 1 | 1 | 1 | 1 | 1241
61305619119 | FXURPENENXNF096 | OM324-Fbr,Intr,PLEM,A,24mpoF,AQ,96ft,EA | OM3 24 fiber, Interconnect, Plenum, 24F MPO Female to 24F MPO Female, Method A, Optimized IL, 96 ft, Aqua | PC | 1 | 1 | 1 | 1 | 1242.78
61305619217 | FXURPENENYNF096 | OM324-Fbr,Intr,PLEM,B,24mpoF,AQ,96ft,EA | OM3 24 fiber, Interconnect, Plenum, 24F MPO Female to 24F MPO Female, Method B, Optimized IL, 96 ft, Aqua | PC | 1 | 1 | 1 | 1 | 1242.78
61305618186 | FZURPENENXNF060 | OM424-Fbr,Intrc,24f,PLEM,AQ,60ft,MtdA,EA | OM4 24 fiber, Interconnect, Plenum, 24F MPO Female to 24F MPO Female, Method A, Optimized IL, 60 ft, Aqua | PC | 1 | 1 | 1 | 1 | 1243.7
61305618925 | FZURPENENYNF060 | OM424-Fbr,Intrc,24f,PLEM,AQ,60ft,MtdB,EA | OM4 24 fiber, Interconnect, Plenum, 24F MPO Female to 24F MPO Female, Method B, Optimized IL, 60 ft, Aqua | PC | 1 | 1 | 1 | 1 | 1243.7
07498372719 | FXTYP5EL2SAF140 | OM3 12f Trunk OFNP MPO F/LC Dup Std Pola | OM3 12-fiber indoor small diameter trunk cable assembly, plenum (OFNP) rated, MPO Female to LC duplex, Std. IL, with a pulling eye on end A. | PC | 1 | 1 | 1 | 1 | 1245.84
07498372786 | FXTYP7EL2SAF140 | OM3 12f Trunk OFNP PanMPO F/LC Dup Std P | OM3 12-fiber indoor small diameter trunk cable assembly, plenum (OFNP) rated, PanMPO Female to LC duplex, Std. IL, with a pulling eye on end A, 140.00 ft. | PC | 1 | 1 | 1 | 1 | 1245.84
61305619619 | FXURPEN74XNF086 | OM324-Fbr,Intr,PLEM,A,12fbrF,AQ,86ft,EA | OM3 24-fiber, Interconnect, Plenum, 24F MPO Female to (2) 12-fiber Female PanMPO, Method A, Optimized IL, 86 Feet, Aqua. | PC | 1 | 1 | 1 | 1 | 1246.72
61305619739 | FXURPEN74YNF086 | OM324-Fbr,Intr,PLEM,B,12fbrF,AQ,86ft,EA | OM3 24-fiber, Interconnect, Plenum, 24F MPO Female to (2) 12-fiber Female PanMPO, Method B, Optimized IL, 86 Feet, Aqua. | PC | 1 | 1 | 1 | 1 | 1246.72
61305619271 | FZURPEN74XNF052 | OM424-Fbr,Intrc,12f,PLEM,AQ,52ft,MtdA,EA | OM4 24-fiber, Interconnect, Plenum, 24F MPO Female to (2) 12-fiber Female PanMPO, Method A, Optimized IL, 52 Feet, Aqua. | PC | 1 | 1 | 1 | 1 | 1246.86
61305619369 | FZURPEN74YNF052 | OM424-Fbr,Intrc,12f,PLEM,AQ,52ft,MtdB,EA | OM4 24-fiber, Interconnect, Plenum, 24F MPO Female to (2) 12-fiber Female PanMPO, Method B, Optimized IL, 52 Feet, Aqua. | PC | 1 | 1 | 1 | 1 | 1246.86
07498372570 | FXTYL5EL2SAM045 | OM3 12f Trunk LSZH MPO F/LC Dup Std Pola | OM3 12-fiber, indoor small diameter trunk cable assembly, low smoke zero halogen rated, MPO female To LC duplex, Std. IL, with pulling on eye on end A, 45 meters. | PC | 1 | 1 | 1 | 1 | 1246.98
07498372623 | FXTYL7EL2SAM045 | OM3 12f Trunk LSZH PanMPO F/LC Dup Std P | OM3 12-fiber indoor small diameter trunk cable assembly, low smoke zero halogen (LSZH) rated, PanMPO Female to LC duplex, std. IL. with a pulling eye on end A, 45 meters. | PC | 1 | 1 | 1 | 1 | 1246.98
61305619120 | FXURPENENXNF097 | OM324-Fbr,Intr,PLEM,A,24mpoF,AQ,97ft,EA | OM3 24 fiber, Interconnect, Plenum, 24F MPO Female to 24F MPO Female, Method A, Optimized IL, 97 ft, Aqua | PC | 1 | 1 | 1 | 1 | 1248.52
61305619218 | FXURPENENYNF097 | OM324-Fbr,Intr,PLEM,B,24mpoF,AQ,97ft,EA | OM3 24 fiber, Interconnect, Plenum, 24F MPO Female to 24F MPO Female, Method B, Optimized IL, 97 ft, Aqua | PC | 1 | 1 | 1 | 1 | 1248.52
61305618187 | FZURPENENXNF061 | OM424-Fbr,Intrc,24f,PLEM,AQ,61ft,MtdA,EA | OM4 24 fiber, Interconnect, Plenum, 24F MPO Female to 24F MPO Female, Method A, Optimized IL, 61 ft, Aqua | PC | 1 | 1 | 1 | 1 | 1251.72
61305618926 | FZURPENENYNF061 | OM424-Fbr,Intrc,24f,PLEM,AQ,61ft,MtdB,EA | OM4 24 fiber, Interconnect, Plenum, 24F MPO Female to 24F MPO Female, Method B, Optimized IL, 61 ft, Aqua | PC | 1 | 1 | 1 | 1 | 1251.72
61305619620 | FXURPEN74XNF087 | OM324-Fbr,Intr,PLEM,A,12fbrF,AQ,87ft,EA | OM3 24-fiber, Interconnect, Plenum, 24F MPO Female to (2) 12-fiber Female PanMPO, Method A, Optimized IL, 87 Feet, Aqua. | PC | 1 | 1 | 1 | 1 | 1252.44
61305619740 | FXURPEN74YNF087 | OM324-Fbr,Intr,PLEM,B,12fbrF,AQ,87ft,EA | OM3 24-fiber, Interconnect, Plenum, 24F MPO Female to (2) 12-fiber Female PanMPO, Method B, Optimized IL, 87 Feet, Aqua. | PC | 1 | 1 | 1 | 1 | 1252.44
61305619781 | FXURLEN74XNM028 | OM324-Fbr,Intr,LSZH,A,12fbrF,AQ,28M,RL | OM3 24-fiber, Interconnect, LSZH, 24F MPO Female to (2) 12-fiber Female PanMPO, Method A, Optimized IL, 28 Meters, Aqua. | PC | 1 | 1 | 1 | 1 | 1253.72
61305619811 | FXURLEN74YNM028 | OM324-Fbr,Intr,LSZH,B,12fbrF,AQ,28M,RL | OM3 24-fiber, Interconnect, LSZH, 24F MPO Female to (2) 12-fiber Female PanMPO, Method B, Optimized IL, 28 Meters, Aqua. | PC | 1 | 1 | 1 | 1 | 1253.72
61305619121 | FXURPENENXNF098 | OM324-Fbr,Intr,PLEM,A,24mpoF,AQ,98ft,EA | OM3 24 fiber, Interconnect, Plenum, 24F MPO Female to 24F MPO Female, Method A, Optimized IL, 98 ft, Aqua | PC | 1 | 1 | 1 | 1 | 1254.24
61305619219 | FXURPENENYNF098 | OM324-Fbr,Intr,PLEM,B,24mpoF,AQ,98ft,EA | OM3 24 fiber, Interconnect, Plenum, 24F MPO Female to 24F MPO Female, Method B, Optimized IL, 98 ft, Aqua | PC | 1 | 1 | 1 | 1 | 1254.24
61305619494 | FZURLEN74XNM017 | OM424-Fbr,Intrc,12F,LSZH,AQ,17M,MtdA,RL | OM4 24-fiber, Interconnect, LSZH, 24F MPO Female to (2) 12-fiber Female PanMPO, Method A, Optimized IL, 17 Meters, Aqua. | PC | 1 | 1 | 1 | 1 | 1254.28
61305619524 | FZURLEN74YNM017 | OM424-Fbr,Intrc,12F,LSZH,AQ,17M,MtdB,RL | OM4 24-fiber, Interconnect, LSZH, 24F MPO Female to (2) 12-fiber Female PanMPO, Method B, Optimized IL, 17 Meters, Aqua. | PC | 1 | 1 | 1 | 1 | 1254.28
61305619272 | FZURPEN74XNF053 | OM424-Fbr,Intrc,12f,PLEM,AQ,53ft,MtdA,EA | OM4 24-fiber, Interconnect, Plenum, 24F MPO Female to (2) 12-fiber Female PanMPO, Method A, Optimized IL, 53 Feet, Aqua. | PC | 1 | 1 | 1 | 1 | 1254.86
61305619370 | FZURPEN74YNF053 | OM424-Fbr,Intrc,12f,PLEM,AQ,53ft,MtdB,EA | OM4 24-fiber, Interconnect, Plenum, 24F MPO Female to (2) 12-fiber Female PanMPO, Method B, Optimized IL, 53 Feet, Aqua. | PC | 1 | 1 | 1 | 1 | 1254.86
61305619621 | FXURPEN74XNF088 | OM324-Fbr,Intr,PLEM,A,12fbrF,AQ,88ft,EA | OM3 24-fiber, Interconnect, Plenum, 24F MPO Female to (2) 12-fiber Female PanMPO, Method A, Optimized IL, 88 Feet, Aqua. | PC | 1 | 1 | 1 | 1 | 1258.18
61305619741 | FXURPEN74YNF088 | OM324-Fbr,Intr,PLEM,B,12fbrF,AQ,88ft,EA | OM3 24-fiber, Interconnect, Plenum, 24F MPO Female to (2) 12-fiber Female PanMPO, Method B, Optimized IL, 88 Feet, Aqua. | PC | 1 | 1 | 1 | 1 | 1258.18
61305618188 | FZURPENENXNF062 | OM424-Fbr,Intrc,24f,PLEM,AQ,62ft,MtdA,EA | OM4 24 fiber, Interconnect, Plenum, 24F MPO Female to 24F MPO Female, Method A, Optimized IL, 62 ft, Aqua | PC | 1 | 1 | 1 | 1 | 1259.74
61305618927 | FZURPENENYNF062 | OM424-Fbr,Intrc,24f,PLEM,AQ,62ft,MtdB,EA | OM4 24 fiber, Interconnect, Plenum, 24F MPO Female to 24F MPO Female, Method B, Optimized IL, 62 ft, Aqua | PC | 1 | 1 | 1 | 1 | 1259.74
61305619122 | FXURPENENXNF099 | OM324-Fbr,Intr,PLEM,A,24mpoF,AQ,99ft,EA | OM3 24 fiber, Interconnect, Plenum, 24F MPO Female to 24F MPO Female, Method A, Optimized IL, 99 ft, Aqua | PC | 1 | 1 | 1 | 1 | 1259.98
61305619220 | FXURPENENYNF099 | OM324-Fbr,Intr,PLEM,B,24mpoF,AQ,99ft,EA | OM3 24 fiber, Interconnect, Plenum, 24F MPO Female to 24F MPO Female, Method B, Optimized IL, 99 ft, Aqua | PC | 1 | 1 | 1 | 1 | 1259.98
61305618985 | FZURLENENXNM020 | OM424-Fbr,Intrc,24F,LSZH,AQ,20M,MtdA,RL | OM4 24 fiber, Interconnect, LSZH, 24F MPO Female to 24F MPO Female, Method A, Optimized IL, 20 m, Aqua | PC | 1 | 1 | 1 | 1 | 1261.88
61305619015 | FZURLENENYNM020 | OM424-Fbr,Intrc,24F,LSZH,AQ,20M,MtdB,RL | OM4 24 fiber, Interconnect, LSZH, 24F MPO Female to 24F MPO Female, Method B, Optimized IL, 20 m, Aqua | PC | 1 | 1 | 1 | 1 | 1261.88
07498372444 | FZTYP5EL2SAF090 | OM3 12f Trunk OFNP MPO F/LC Dup Std Pola | OM4 12-fiber indoor small diameter trunk cable assembly, plenum (OFNP) rated, MPO female to LC duplex, Std. IL., with a pulling eye on end A, 90.00 ft. | PC | 1 | 1 | 1 | 1 | 1262.32
07498372310 | FZTYP7EL2SAF090 | OM4 12f Trunk OFNP PanMPO F/LC Dup Std P | OM4 12-fiber indoor small diameter trunk cable assembly, plenum (OFNP) rated, PanMPO female to LC duplex, Std. IL., with a pulling eye on end A. | PC | 1 | 1 | 1 | 1 | 1262.32
61305619273 | FZURPEN74XNF054 | OM424-Fbr,Intrc,12f,PLEM,AQ,54ft,MtdA,EA | OM4 24-fiber, Interconnect, Plenum, 24F MPO Female to (2) 12-fiber Female PanMPO, Method A, Optimized IL, 54 Feet, Aqua. | PC | 1 | 1 | 1 | 1 | 1262.88
61305619371 | FZURPEN74YNF054 | OM424-Fbr,Intrc,12f,PLEM,AQ,54ft,MtdB,EA | OM4 24-fiber, Interconnect, Plenum, 24F MPO Female to (2) 12-fiber Female PanMPO, Method B, Optimized IL, 54 Feet, Aqua. | PC | 1 | 1 | 1 | 1 | 1262.88
61305619622 | FXURPEN74XNF089 | OM324-Fbr,Intr,PLEM,A,12fbrF,AQ,89ft,EA | OM3 24-fiber, Interconnect, Plenum, 24F MPO Female to (2) 12-fiber Female PanMPO, Method A, Optimized IL, 89 Feet, Aqua. | PC | 1 | 1 | 1 | 1 | 1263.92
61305619742 | FXURPEN74YNF089 | OM324-Fbr,Intr,PLEM,B,12fbrF,AQ,89ft,EA | OM3 24-fiber, Interconnect, Plenum, 24F MPO Female to (2) 12-fiber Female PanMPO, Method B, Optimized IL, 89 Feet, Aqua. | PC | 1 | 1 | 1 | 1 | 1263.92
61305619123 | FXURPENENXNF100 | OM324-Fbr,Intr,PLEM,A,24mpoF,AQ,100f,EA | OM3 24 fiber, Interconnect, Plenum, 24F MPO Female to 24F MPO Female, Method A, Optimized IL, 100 ft, Aqua | PC | 1 | 1 | 1 | 1 | 1265.7
61305619221 | FXURPENENYNF100 | OM324-Fbr,Intr,PLEM,24mpoF,AQ,100f,EA | OM3 24 fiber, Interconnect, Plenum, 24F MPO Female to 24F MPO Female, Method B, Optimized IL, 100 ft, Aqua | PC | 1 | 1 | 1 | 1 | 1265.7
61305618217 | FZURPENENXNF063 | OM424-Fbr,Intrc,24f,PLEM,AQ,63ft,MtdA,EA | OM4 24 fiber, Interconnect, Plenum, 24F MPO Female to 24F MPO Female, Method A, Optimized IL, 63 ft, Aqua | PC | 1 | 1 | 1 | 1 | 1267.74
61305618928 | FZURPENENYNF063 | OM424-Fbr,Intrc,24f,PLEM,AQ,63ft,MtdB,EA | OM4 24 fiber, Interconnect, Plenum, 24F MPO Female to 24F MPO Female, Method B, Optimized IL, 63 ft, Aqua | PC | 1 | 1 | 1 | 1 | 1267.74
61305619623 | FXURPEN74XNF090 | OM324-Fbr,Intr,PLEM,A,12fbrF,AQ,90ft,EA | OM3 24-fiber, Interconnect, Plenum, 24F MPO Female to (2) 12-fiber Female PanMPO, Method A, Optimized IL, 90 Feet, Aqua. | PC | 1 | 1 | 1 | 1 | 1269.64
61305619743 | FXURPEN74YNF090 | OM324-Fbr,Intr,PLEM,B,12fbrF,AQ,90ft,EA | OM3 24-fiber, Interconnect, Plenum, 24F MPO Female to (2) 12-fiber Female PanMPO, Method B, Optimized IL, 90 Feet, Aqua. | PC | 1 | 1 | 1 | 1 | 1269.64
61305619274 | FZURPEN74XNF055 | OM424-Fbr,Intrc,12f,PLEM,AQ,55ft,MtdA,EA | OM4 24-fiber, Interconnect, Plenum, 24F MPO Female to (2) 12-fiber Female PanMPO, Method A, Optimized IL, 55 Feet, Aqua. | PC | 1 | 1 | 1 | 1 | 1270.9
61305619372 | FZURPEN74YNF055 | OM424-Fbr,Intrc,12f,PLEM,AQ,55ft,MtdB,EA | OM4 24-fiber, Interconnect, Plenum, 24F MPO Female to (2) 12-fiber Female PanMPO, Method B, Optimized IL, 55 Feet, Aqua. | PC | 1 | 1 | 1 | 1 | 1270.9
61305619782 | FXURLEN74XNM029 | OM324-Fbr,Intr,LSZH,A,12fbrF,AQ,29M,RL | OM3 24-fiber, Interconnect, LSZH, 24F MPO Female to (2) 12-fiber Female PanMPO, Method A, Optimized IL, 29 Meters, Aqua. | PC | 1 | 1 | 1 | 1 | 1271.54
61305619812 | FXURLEN74YNM029 | OM324-Fbr,Intr,LSZH,B,12fbrF,AQ,29M,RL | OM3 24-fiber, Interconnect, LSZH, 24F MPO Female to (2) 12-fiber Female PanMPO, Method B, Optimized IL, 29 Meters, Aqua. | PC | 1 | 1 | 1 | 1 | 1271.54
07498338192 | FZTSPXNXNSNF005 | 12-Fiber,OM4,InTrnk,PLEM,5ft,EA | 12-fiber OM4 indoor trunk cable assembly, plenum (OFNP) rated, LC cassette to LC cassette, Std Polarity, Std IL with no pulling eye.OM4 10 GbE 50/125µm | PC | 1 | 1 | 1 | 1 | 1274.46
61305619624 | FXURPEN74XNF091 | OM324-Fbr,Intr,PLEM,A,12fbrF,AQ,91ft,EA | OM3 24-fiber, Interconnect, Plenum, 24F MPO Female to (2) 12-fiber Female PanMPO, Method A, Optimized IL, 91 Feet, Aqua. | PC | 1 | 1 | 1 | 1 | 1275.36
61305619744 | FXURPEN74YNF091 | OM324-Fbr,Intr,PLEM,B,12fbrF,AQ,91ft,EA | OM3 24-fiber, Interconnect, Plenum, 24F MPO Female to (2) 12-fiber Female PanMPO, Method B, Optimized IL, 91 Feet, Aqua. | PC | 1 | 1 | 1 | 1 | 1275.36
61305618218 | FZURPENENXNF064 | OM424-Fbr,Intrc,24f,PLEM,AQ,64ft,MtdA,EA | OM4 24 fiber, Interconnect, Plenum, 24F MPO Female to 24F MPO Female, Method A, Optimized IL, 64 ft, Aqua | PC | 1 | 1 | 1 | 1 | 1275.76
61305618929 | FZURPENENYNF064 | OM424-Fbr,Intrc,24f,PLEM,AQ,64ft,MtdB,EA | OM4 24 fiber, Interconnect, Plenum, 24F MPO Female to 24F MPO Female, Method B, Optimized IL, 64 ft, Aqua | PC | 1 | 1 | 1 | 1 | 1275.76
61305619275 | FZURPEN74XNF056 | OM424-Fbr,Intrc,12f,PLEM,AQ,56ft,MtdA,EA | OM4 24-fiber, Interconnect, Plenum, 24F MPO Female to (2) 12-fiber Female PanMPO, Method A, Optimized IL, 56 Feet, Aqua. | PC | 1 | 1 | 1 | 1 | 1278.9
61305619373 | FZURPEN74YNF056 | OM424-Fbr,Intrc,12f,PLEM,AQ,56ft,MtdB,EA | OM4 24-fiber, Interconnect, Plenum, 24F MPO Female to (2) 12-fiber Female PanMPO, Method B, Optimized IL, 56 Feet, Aqua. | PC | 1 | 1 | 1 | 1 | 1278.9
61305619495 | FZURLEN74XNM018 | OM424-Fbr,Intrc,12F,LSZH,AQ,18M,MtdA,RL | OM4 24-fiber, Interconnect, LSZH, 24F MPO Female to (2) 12-fiber Female PanMPO, Method A, Optimized IL, 18 Meters, Aqua. | PC | 1 | 1 | 1 | 1 | 1279.24
61305619525 | FZURLEN74YNM018 | OM424-Fbr,Intrc,12F,LSZH,AQ,18M,MtdB,RL | OM4 24-fiber, Interconnect, LSZH, 24F MPO Female to (2) 12-fiber Female PanMPO, Method B, Optimized IL, 18 Meters, Aqua. | PC | 1 | 1 | 1 | 1 | 1279.24
61305619625 | FXURPEN74XNF092 | OM324-Fbr,Intr,PLEM,A,12fbrF,AQ,92ft,EA | OM3 24-fiber, Interconnect, Plenum, 24F MPO Female to (2) 12-fiber Female PanMPO, Method A, Optimized IL, 92 Feet, Aqua. | PC | 1 | 1 | 1 | 1 | 1281.08
61305619745 | FXURPEN74YNF092 | OM324-Fbr,Intr,PLEM,B,12fbrF,AQ,92ft,EA | OM3 24-fiber, Interconnect, Plenum, 24F MPO Female to (2) 12-fiber Female PanMPO, Method B, Optimized IL, 92 Feet, Aqua. | PC | 1 | 1 | 1 | 1 | 1281.08
07498372539 | FZTYL5EL2SAM030 | OM4 12f Trunk LSZH MPO F/LC Dup Std Pola | OM4 12-fiber indoor small diameter trunk cable assembly, low smoke zero halogen (LSZH) rated, MPO Female to LC duplex, Std IL., with a pulling eye on end A, 30 meters. | PC | 1 | 1 | 1 | 1 | 1281.4
07498372339 | FZTYL7EL2SAM030 | OM4 12f Trunk LSZH PanMPO F/LC Dup Std P | OM4 12-fiber indoor small diameter trunk cable assembly, low smoke zero halogen (LSZH) rated, PanMPO female to LC duplex, Std. IL., with a pulling eye on end A, 30 meters. | PC | 1 | 1 | 1 | 1 | 1281.4
61305618219 | FZURPENENXNF065 | OM424-Fbr,Intrc,24f,PLEM,AQ,65ft,MtdA,EA | OM4 24 fiber, Interconnect, Plenum, 24F MPO Female to 24F MPO Female, Method A, Optimized IL, 65 ft, Aqua | PC | 1 | 1 | 1 | 1 | 1283.8
61305618930 | FZURPENENYNF065 | OM424-Fbr,Intrc,24f,PLEM,AQ,65ft,MtdB,EA | OM4 24 fiber, Interconnect, Plenum, 24F MPO Female to 24F MPO Female, Method B, Optimized IL, 65 ft, Aqua | PC | 1 | 1 | 1 | 1 | 1283.8
07498372720 | FXTYP5EL2SAF150 | OM3 12f Trunk OFNP MPO F/LC Dup Std Pola | OM3 12-fiber indoor small diameter trunk cable assembly, plenum (OFNP) rated, MPO Female to LC duplex, Std. IL, with a pulling eye on end A. | PC | 1 | 1 | 1 | 1 | 1284.46
07498372787 | FXTYP7EL2SAF150 | OM3 12f Trunk OFNP PanMPO F/LC Dup Std P | OM3 12-fiber indoor small diameter trunk cable assembly, plenum (OFNP) rated, PanMPO Female to LC duplex, Std. IL, with a pulling eye on end A, 150.00 ft. | PC | 1 | 1 | 1 | 1 | 1284.46
61305619626 | FXURPEN74XNF093 | OM324-Fbr,Intr,PLEM,A,12fbrF,AQ,93ft,EA | OM3 24-fiber, Interconnect, Plenum, 24F MPO Female to (2) 12-fiber Female PanMPO, Method A, Optimized IL, 93 Feet, Aqua. | PC | 1 | 1 | 1 | 1 | 1286.8
61305619746 | FXURPEN74YNF093 | OM324-Fbr,Intr,PLEM,B,12fbrF,AQ,93ft,EA | OM3 24-fiber, Interconnect, Plenum, 24F MPO Female to (2) 12-fiber Female PanMPO, Method B, Optimized IL, 93 Feet, Aqua. | PC | 1 | 1 | 1 | 1 | 1286.8
61305618986 | FZURLENENXNM021 | OM424-Fbr,Intrc,24F,LSZH,AQ,21M,MtdA,RL | OM4 24 fiber, Interconnect, LSZH, 24F MPO Female to 24F MPO Female, Method A, Optimized IL, 21 m, Aqua | PC | 1 | 1 | 1 | 1 | 1286.84
61305619016 | FZURLENENYNM021 | OM424-Fbr,Intrc,24F,LSZH,AQ,21M,MtdB,RL | OM4 24 fiber, Interconnect, LSZH, 24F MPO Female to 24F MPO Female, Method B, Optimized IL, 21 m, Aqua | PC | 1 | 1 | 1 | 1 | 1286.84
61305619276 | FZURPEN74XNF057 | OM424-Fbr,Intrc,12f,PLEM,AQ,57ft,MtdA,EA | OM4 24-fiber, Interconnect, Plenum, 24F MPO Female to (2) 12-fiber Female PanMPO, Method A, Optimized IL, 57 Feet, Aqua. | PC | 1 | 1 | 1 | 1 | 1286.92
61305619374 | FZURPEN74YNF057 | OM424-Fbr,Intrc,12f,PLEM,AQ,57ft,MtdB,EA | OM4 24-fiber, Interconnect, Plenum, 24F MPO Female to (2) 12-fiber Female PanMPO, Method B, Optimized IL, 57 Feet, Aqua. | PC | 1 | 1 | 1 | 1 | 1286.92
61305619783 | FXURLEN74XNM030 | OM324-Fbr,Intr,LSZH,A,12fbrF,AQ,30M,RL | OM3 24-fiber, Interconnect, LSZH, 24F MPO Female to (2) 12-fiber Female PanMPO, Method A, Optimized IL, 30 Meters, Aqua. | PC | 1 | 1 | 1 | 1 | 1289.38
61305619813 | FXURLEN74YNM030 | OM324-Fbr,Intr,LSZH,B,12fbrF,AQ,30M,RL | OM3 24-fiber, Interconnect, LSZH, 24F MPO Female to (2) 12-fiber Female PanMPO, Method B, Optimized IL, 30 Meters, Aqua. | PC | 1 | 1 | 1 | 1 | 1289.38
61305618220 | FZURPENENXNF066 | OM424-Fbr,Intrc,24f,PLEM,AQ,66ft,MtdA,EA | OM4 24 fiber, Interconnect, Plenum, 24F MPO Female to 24F MPO Female, Method A, Optimized IL, 66 ft, Aqua | PC | 1 | 1 | 1 | 1 | 1291.8
61305618931 | FZURPENENYNF066 | OM424-Fbr,Intrc,24f,PLEM,AQ,66ft,MtdB,EA | OM4 24 fiber, Interconnect, Plenum, 24F MPO Female to 24F MPO Female, Method B, Optimized IL, 66 ft, Aqua | PC | 1 | 1 | 1 | 1 | 1291.8
61305619627 | FXURPEN74XNF094 | OM324-Fbr,Intr,PLEM,A,12fbrF,AQ,94ft,EA | OM3 24-fiber, Interconnect, Plenum, 24F MPO Female to (2) 12-fiber Female PanMPO, Method A, Optimized IL, 94 Feet, Aqua. | PC | 1 | 1 | 1 | 1 | 1292.52
61305619747 | FXURPEN74YNF094 | OM324-Fbr,Intr,PLEM,B,12fbrF,AQ,94ft,EA | OM3 24-fiber, Interconnect, Plenum, 24F MPO Female to (2) 12-fiber Female PanMPO, Method B, Optimized IL, 94 Feet, Aqua. | PC | 1 | 1 | 1 | 1 | 1292.52
07498337748 | FXTSPXNXNSNF005 | 12-Fiber,OM3,InTrnk,PLEM,5ft,EA | OM3 12-Fiber Indoor Trunk, Plenum, LC Cassette to LC Cassette, Std. IL with no Pulling Eye – 5 Feet | PC | 1 | 1 | 1 | 1 | 1292.9
61305619277 | FZURPEN74XNF058 | OM424-Fbr,Intrc,12f,PLEM,AQ,58ft,MtdA,EA | OM4 24-fiber, Interconnect, Plenum, 24F MPO Female to (2) 12-fiber Female PanMPO, Method A, Optimized IL, 58 Feet, Aqua. | PC | 1 | 1 | 1 | 1 | 1294.94
61305619375 | FZURPEN74YNF058 | OM424-Fbr,Intrc,12f,PLEM,AQ,58ft,MtdB,EA | OM4 24-fiber, Interconnect, Plenum, 24F MPO Female to (2) 12-fiber Female PanMPO, Method B, Optimized IL, 58 Feet, Aqua. | PC | 1 | 1 | 1 | 1 | 1294.94
07498338195 | FZTSPXNXNSNF010 | 12-Fiber,OM4,InTrnk,PLEM,10ft,EA | 12-fiber OM4 indoor trunk cable assembly, plenum (OFNP) rated, LC cassette to LC cassette, Std Polarity, Std IL with no pulling eye. 10 ft. | PC | 1 | 1 | 1 | 1 | 1296.78
61305619679 | FXURPEN74XNF095 | OM324-Fbr,Intr,PLEM,A,12fbrF,AQ,95ft,EA | OM3 24-fiber, Interconnect, Plenum, 24F MPO Female to (2) 12-fiber Female PanMPO, Method A, Optimized IL, 95 Feet, Aqua. | PC | 1 | 1 | 1 | 1 | 1298.24
61305619748 | FXURPEN74YNF095 | OM324-Fbr,Intr,PLEM,B,12fbrF,AQ,95ft,EA | OM3 24-fiber, Interconnect, Plenum, 24F MPO Female to (2) 12-fiber Female PanMPO, Method B, Optimized IL, 95 Feet, Aqua. | PC | 1 | 1 | 1 | 1 | 1298.24
61305618221 | FZURPENENXNF067 | OM424-Fbr,Intrc,24f,PLEM,AQ,67ft,MtdA,EA | OM4 24 fiber, Interconnect, Plenum, 24F MPO Female to 24F MPO Female, Method A, Optimized IL, 67 ft, Aqua | PC | 1 | 1 | 1 | 1 | 1299.84
61305618932 | FZURPENENYNF067 | OM424-Fbr,Intrc,24f,PLEM,AQ,67ft,MtdB,EA | OM4 24 fiber, Interconnect, Plenum, 24F MPO Female to 24F MPO Female, Method B, Optimized IL, 67 ft, Aqua | PC | 1 | 1 | 1 | 1 | 1299.84
61305619278 | FZURPEN74XNF059 | OM424-Fbr,Intrc,12f,PLEM,AQ,59ft,MtdA,EA | OM4 24-fiber, Interconnect, Plenum, 24F MPO Female to (2) 12-fiber Female PanMPO, Method A, Optimized IL, 59 Feet, Aqua. | PC | 1 | 1 | 1 | 1 | 1302.96
61305619376 | FZURPEN74YNF059 | OM424-Fbr,Intrc,12f,PLEM,AQ,59ft,MtdB,EA | OM4 24-fiber, Interconnect, Plenum, 24F MPO Female to (2) 12-fiber Female PanMPO, Method B, Optimized IL, 59 Feet, Aqua. | PC | 1 | 1 | 1 | 1 | 1302.96
61305619628 | FXURPEN74XNF096 | OM324-Fbr,Intr,PLEM,A,12fbrF,AQ,96ft,EA | OM3 24-fiber, Interconnect, Plenum, 24F MPO Female to (2) 12-fiber Female PanMPO, Method A, Optimized IL, 96 Feet, Aqua. | PC | 1 | 1 | 1 | 1 | 1303.96
61305619749 | FXURPEN74YNF096 | OM324-Fbr,Intr,PLEM,B,12fbrF,AQ,96ft,EA | OM3 24-fiber, Interconnect, Plenum, 24F MPO Female to (2) 12-fiber Female PanMPO, Method B, Optimized IL, 96 Feet, Aqua. | PC | 1 | 1 | 1 | 1 | 1303.96
61305619496 | FZURLEN74XNM019 | OM424-Fbr,Intrc,12F,LSZH,AQ,19M,MtdA,RL | OM4 24-fiber, Interconnect, LSZH, 24F MPO Female to (2) 12-fiber Female PanMPO, Method A, Optimized IL, 19 Meters, Aqua. | PC | 1 | 1 | 1 | 1 | 1304.2
61305619526 | FZURLEN74YNM019 | OM424-Fbr,Intrc,12F,LSZH,AQ,19M,MtdB,RL | OM4 24-fiber, Interconnect, LSZH, 24F MPO Female to (2) 12-fiber Female PanMPO, Method B, Optimized IL, 19 Meters, Aqua. | PC | 1 | 1 | 1 | 1 | 1304.2
07498372571 | FXTYL5EL2SAM050 | OM3,12-Fiber,InSMDiaTrnk,LSZH,50M | OM3 12-fiber, indoor small diameter trunk cable assembly, low smoke zero halogen rated, MPO female To LC duplex, Std. IL. with pulling on eye on end A, Aqua, 50 meters. | PC | 1 | 1 | 1 | 1 | 1307.18
07498372624 | FXTYL7EL2SAM050 | OM3,12-Fiber,InSMDiaTrnk,Cbl,LSZH,50M | OM3 12-fiber indoor small diameter trunk cable assembly, low smoke zero halogen (LSZH) rated, PanMPO Female to LC duplex, std. IL. with a pulling eye on end A, Aqua, 50 meters. | PC | 1 | 1 | 1 | 1 | 1307.18
61305618222 | FZURPENENXNF068 | OM424-Fbr,Intrc,24f,PLEM,AQ,68ft,MtdA,EA | OM4 24 fiber, Interconnect, Plenum, 24F MPO Female to 24F MPO Female, Method A, Optimized IL, 68 ft, Aqua | PC | 1 | 1 | 1 | 1 | 1307.84
61305618933 | FZURPENENYNF068 | OM424-Fbr,Intrc,24f,PLEM,AQ,68ft,MtdB,EA | OM4 24 fiber, Interconnect, Plenum, 24F MPO Female to 24F MPO Female, Method B, Optimized IL, 68 ft, Aqua | PC | 1 | 1 | 1 | 1 | 1307.84
07498385375 | FZTYP5EL2SAM030 | OM3 12f Trunk OFNP MPO F/LC Dup Std Pola | OM4 12-fiber indoor small diameter trunk cable assembly, plenum (OFNP) rated, MPO female to LC duplex, Std IL, with pulling eye on end A, 30 meters. | PC | 1 | 1 | 1 | 1 | 1307.94
07498385429 | FZTYP7EL2SAM030 | OM4 12f Trunk OFNP PanMPO F/LC Dup Std P | OM4 12-fiber indoor small diameter trunk cable assembly, plenum (OFNP) rated, PanMPO female to LC duplex, Std IL, with a pulling eye end A, 30 meters. | PC | 1 | 1 | 1 | 1 | 1307.94
07498337749 | FXTSPXNXNSNF010 | 12-Fiber,OM3,InTrnk,PLEM,10ft,EA | OM3 12-Fiber Indoor Trunk, Plenum, LC Cassette to LC Cassette, Std. IL with no Pulling Eye – 10 Feet | PC | 1 | 1 | 1 | 1 | 1309.34
61305619629 | FXURPEN74XNF097 | OM324-Fbr,Intr,PLEM,A,12fbrF,AQ,97ft,EA | OM3 24-fiber, Interconnect, Plenum, 24F MPO Female to (2) 12-fiber Female PanMPO, Method A, Optimized IL, 97 Feet, Aqua. | PC | 1 | 1 | 1 | 1 | 1309.68
61305619750 | FXURPEN74YNF097 | OM324-Fbr,Intr,PLEM,B,12fbrF,AQ,97ft,EA | OM3 24-fiber, Interconnect, Plenum, 24F MPO Female to (2) 12-fiber Female PanMPO, Method B, Optimized IL, 97 Feet, Aqua. | PC | 1 | 1 | 1 | 1 | 1309.68
61305619279 | FZURPEN74XNF060 | OM424-Fbr,Intrc,12f,PLEM,AQ,60ft,MtdA,EA | OM4 24-fiber, Interconnect, Plenum, 24F MPO Female to (2) 12-fiber Female PanMPO, Method A, Optimized IL, 60 Feet, Aqua. | PC | 1 | 1 | 1 | 1 | 1310.96
61305619377 | FZURPEN74YNF060 | OM424-Fbr,Intrc,12f,PLEM,AQ,60ft,MtdB,EA | OM4 24-fiber, Interconnect, Plenum, 24F MPO Female to (2) 12-fiber Female PanMPO, Method B, Optimized IL, 60 Feet, Aqua. | PC | 1 | 1 | 1 | 1 | 1310.96
61305618987 | FZURLENENXNM022 | OM424-Fbr,Intrc,24F,LSZH,AQ,22M,MtdA,RL | OM4 24 fiber, Interconnect, LSZH, 24F MPO Female to 24F MPO Female, Method A, Optimized IL, 22 m, Aqua | PC | 1 | 1 | 1 | 1 | 1311.8
61305619017 | FZURLENENYNM022 | OM424-Fbr,Intrc,24F,LSZH,AQ,22M,MtdB,RL | OM4 24 fiber, Interconnect, LSZH, 24F MPO Female to 24F MPO Female, Method B, Optimized IL, 22 m, Aqua | PC | 1 | 1 | 1 | 1 | 1311.8
61305619630 | FXURPEN74XNF098 | OM324-Fbr,Intr,PLEM,A,12fbrF,AQ,98ft,EA | OM3 24-fiber, Interconnect, Plenum, 24F MPO Female to (2) 12-fiber Female PanMPO, Method A, Optimized IL, 98 Feet, Aqua. | PC | 1 | 1 | 1 | 1 | 1315.4
61305619751 | FXURPEN74YNF098 | OM324-Fbr,Intr,PLEM,B,12fbrF,AQ,98ft,EA | OM3 24-fiber, Interconnect, Plenum, 24F MPO Female to (2) 12-fiber Female PanMPO, Method B, Optimized IL, 98 Feet, Aqua. | PC | 1 | 1 | 1 | 1 | 1315.4
61305618223 | FZURPENENXNF069 | OM424-Fbr,Intrc,24f,PLEM,AQ,69ft,MtdA,EA | OM4 24 fiber, Interconnect, Plenum, 24F MPO Female to 24F MPO Female, Method A, Optimized IL, 69 ft, Aqua | PC | 1 | 1 | 1 | 1 | 1315.88
61305618934 | FZURPENENYNF069 | OM424-Fbr,Intrc,24f,PLEM,AQ,69ft,MtdB,EA | OM4 24 fiber, Interconnect, Plenum, 24F MPO Female to 24F MPO Female, Method B, Optimized IL, 69 ft, Aqua | PC | 1 | 1 | 1 | 1 | 1315.88
07498372445 | FZTYP5EL2SAF100 | OM4,12-Fiber,InSMDiaTrnk,MPOf,100ft,EA | OM4 12-fiber indoor small diameter trunk cable assembly, plenum (OFNP) rated, MPO female to LC duplex, Std. IL., with a pulling eye on end A, Aqua, 100 ft. | PC | 1 | 1 | 1 | 1 | 1316.36
07498372311 | FZTYP7EL2SAF100 | OM4,12-Fibr,SMDiaTrnk,PLEM,PMPO,100ft,EA | OM4 12-fiber indoor small diameter trunk cable assembly, plenum (OFNP) rated, PanMPO female to LC duplex, Std. IL., with a pulling eye on end A, Aqua, 100 ft. | PC | 1 | 1 | 1 | 1 | 1316.36
61305619280 | FZURPEN74XNF061 | OM424-Fbr,Intrc,12f,PLEM,AQ,61ft,MtdA,EA | OM4 24-fiber, Interconnect, Plenum, 24F MPO Female to (2) 12-fiber Female PanMPO, Method A, Optimized IL, 61 Feet, Aqua. | PC | 1 | 1 | 1 | 1 | 1319.02
61305619378 | FZURPEN74YNF061 | OM424-Fbr,Intrc,12f,PLEM,AQ,61ft,MtdB,EA | OM4 24-fiber, Interconnect, Plenum, 24F MPO Female to (2) 12-fiber Female PanMPO, Method B, Optimized IL, 61 Feet, Aqua. | PC | 1 | 1 | 1 | 1 | 1319.02
07498338198 | FZTSPXNXNSNF015 | 12-Fiber,OM4,InTrnk,PLEM,15ft,EA | 12-fiber OM4 indoor trunk cable assembly, plenum (OFNP) rated, LC cassette to LC cassette, Std Polarity, Std IL with no pulling eye. 15 ft. | PC | 1 | 1 | 1 | 1 | 1319.08
61305619631 | FXURPEN74XNF099 | OM324-Fbr,Intr,PLEM,A,12fbrF,AQ,99ft,EA | OM3 24-fiber, Interconnect, Plenum, 24F MPO Female to (2) 12-fiber Female PanMPO, Method A, Optimized IL, 99 Feet, Aqua. | PC | 1 | 1 | 1 | 1 | 1321.14
61305619752 | FXURPEN74YNF099 | OM324-Fbr,Intr,PLEM,B,12fbrF,AQ,99ft,EA | OM3 24-fiber, Interconnect, Plenum, 24F MPO Female to (2) 12-fiber Female PanMPO, Method B, Optimized IL, 99 Feet, Aqua. | PC | 1 | 1 | 1 | 1 | 1321.14
07498372721 | FXTYP5EL2SAF160 | OM3 12f Trunk OFNP MPO F/LC Dup Std Pola | OM3 12-fiber indoor small diameter trunk cable assembly, plenum (OFNP) rated, MPO Female to LC duplex, Std. IL, with a pulling eye on end A, 160.00 ft. | PC | 1 | 1 | 1 | 1 | 1323.06
07498372788 | FXTYP7EL2SAF160 | OM3 12f Trunk OFNP PanMPO F/LC Dup Std P | OM3 12-fiber indoor small diameter trunk cable assembly, plenum (OFNP) rated, PanMPO Female to LC duplex, Std. IL, with a pulling eye on end A. | PC | 1 | 1 | 1 | 1 | 1323.06
61305618224 | FZURPENENXNF070 | OM424-Fbr,Intrc,24f,PLEM,AQ,70ft,MtdA,EA | OM4 24 fiber, Interconnect, Plenum, 24F MPO Female to 24F MPO Female, Method A, Optimized IL, 70 ft, Aqua | PC | 1 | 1 | 1 | 1 | 1323.88
61305618935 | FZURPENENYNF070 | OM424-Fbr,Intrc,24f,PLEM,AQ,70ft,MtdB,EA | OM4 24 fiber, Interconnect, Plenum, 24F MPO Female to 24F MPO Female, Method B, Optimized IL, 70 ft, Aqua | PC | 1 | 1 | 1 | 1 | 1323.88
07498337734 | FXTSLXNXNSNM005 | 12-Fiber,OM3,InTrnk,LSZH,5M | 12-fiber OM3 Indoor Trunk LSZH LC Cassette to LC Cassette Std Polarity with no Pulling Eye - 5m | PC | 1 | 1 | 1 | 1 | 1325.12
07498337750 | FXTSPXNXNSNF015 | 12-Fiber,OM3,InTrnk,PLEM,15ft,EA | OM3 12-Fiber Indoor Trunk, Plenum, LC Cassette to LC Cassette, Std. IL with no Pulling Eye – 15 Feet | PC | 1 | 1 | 1 | 1 | 1325.76
61305619632 | FXURPEN74XNF100 | OM324-Fbr,Intr,PLEM,A,AQ,12fbrF,100f,EA | OM3 24-fiber, Interconnect, Plenum, 24F MPO Female to (2) 12-fiber Female PanMPO, Method A, Optimized IL, 100 Feet, Aqua. | PC | 1 | 1 | 1 | 1 | 1326.86
61305619753 | FXURPEN74YNF100 | OM324-Fbr,Intr,PLEM,AQ,12fbrF,100f,EA | OM3 24-fiber, Interconnect, Plenum, 24F MPO Female to (2) 12-fiber Female PanMPO, Method B, Optimized IL, 100 Feet, Aqua. | PC | 1 | 1 | 1 | 1 | 1326.86
61305619281 | FZURPEN74XNF062 | OM424-Fbr,Intrc,12f,PLEM,AQ,62ft,MtdA,EA | OM4 24-fiber, Interconnect, Plenum, 24F MPO Female to (2) 12-fiber Female PanMPO, Method A, Optimized IL, 62 Feet, Aqua. | PC | 1 | 1 | 1 | 1 | 1327.02
61305619379 | FZURPEN74YNF062 | OM424-Fbr,Intrc,12f,PLEM,AQ,62ft,MtdB,EA | OM4 24-fiber, Interconnect, Plenum, 24F MPO Female to (2) 12-fiber Female PanMPO, Method B, Optimized IL, 62 Feet, Aqua. | PC | 1 | 1 | 1 | 1 | 1327.02
61305619497 | FZURLEN74XNM020 | OM424-Fbr,Intrc,12F,LSZH,AQ,20M,MtdA,RL | OM4 24-fiber, Interconnect, LSZH, 24F MPO Female to (2) 12-fiber Female PanMPO, Method A, Optimized IL, 20 Meters, Aqua. | PC | 1 | 1 | 1 | 1 | 1329.14
61305619527 | FZURLEN74YNM020 | OM424-Fbr,Intrc,12F,LSZH,AQ,20M,MtdB,RL | OM4 24-fiber, Interconnect, LSZH, 24F MPO Female to (2) 12-fiber Female PanMPO, Method B, Optimized IL, 20 Meters, Aqua. | PC | 1 | 1 | 1 | 1 | 1329.14
61305618225 | FZURPENENXNF071 | OM424-Fbr,Intrc,24f,PLEM,AQ,71ft,MtdA,EA | OM4 24 fiber, Interconnect, Plenum, 24F MPO Female to 24F MPO Female, Method A, Optimized IL, 71 ft, Aqua | PC | 1 | 1 | 1 | 1 | 1331.88
61305618936 | FZURPENENYNF071 | OM424-Fbr,Intrc,24f,PLEM,AQ,71ft,MtdB,EA | OM4 24 fiber, Interconnect, Plenum, 24F MPO Female to 24F MPO Female, Method B, Optimized IL, 71 ft, Aqua | PC | 1 | 1 | 1 | 1 | 1331.88
61305619282 | FZURPEN74XNF063 | OM424-Fbr,Intrc,12f,PLEM,AQ,63ft,MtdA,EA | OM4 24-fiber, Interconnect, Plenum, 24F MPO Female to (2) 12-fiber Female PanMPO, Method A, Optimized IL, 63 Feet, Aqua. | PC | 1 | 1 | 1 | 1 | 1335.02
61305619380 | FZURPEN74YNF063 | OM424-Fbr,Intrc,12f,PLEM,AQ,63ft,MtdB,EA | OM4 24-fiber, Interconnect, Plenum, 24F MPO Female to (2) 12-fiber Female PanMPO, Method B, Optimized IL, 63 Feet, Aqua. | PC | 1 | 1 | 1 | 1 | 1335.02
61305618988 | FZURLENENXNM023 | OM424-Fbr,Intrc,24F,LSZH,AQ,23M,MtdA,RL | OM4 24 fiber, Interconnect, LSZH, 24F MPO Female to 24F MPO Female, Method A, Optimized IL, 23 m, Aqua | PC | 1 | 1 | 1 | 1 | 1336.76
61305619018 | FZURLENENYNM023 | OM424-Fbr,Intrc,24F,LSZH,AQ,23M,MtdB,RL | OM4 24 fiber, Interconnect, LSZH, 24F MPO Female to 24F MPO Female, Method B, Optimized IL, 23 m, Aqua | PC | 1 | 1 | 1 | 1 | 1336.76
07498385346 | FXTYP5EL2SAM050 | OM3 12f Trunk OFNP MPO F/LC Dup Std Pola | OM3 12-fiber indoor small diameter trunk cable assembly, plenum (OFNP) rated, MPO female to LC duplex, Std IL; with a pulling eye on end A. | PC | 1 | 1 | 1 | 1 | 1338.96
07498385356 | FXTYP7EL2SAM050 | OM3 12f Trunk OFNP PanMPO F/LC Dup Std P | OM3 12-fiber indoor small diameter trunk cable assembly, plenum (OFNP) rated, PanMPO female to LC duplex, Std IL; with a pulling eye on end A. | PC | 1 | 1 | 1 | 1 | 1338.96
61305618226 | FZURPENENXNF072 | OM424-Fbr,Intrc,24f,PLEM,AQ,72ft,MtdA,EA | OM4 24 fiber, Interconnect, Plenum, 24F MPO Female to 24F MPO Female, Method A, Optimized IL, 72 ft, Aqua | PC | 1 | 1 | 1 | 1 | 1339.92
61305618937 | FZURPENENYNF072 | OM424-Fbr,Intrc,24f,PLEM,AQ,72ft,MtdB,EA | OM4 24 fiber, Interconnect, Plenum, 24F MPO Female to 24F MPO Female, Method B, Optimized IL, 72 ft, Aqua | PC | 1 | 1 | 1 | 1 | 1339.92
07498338205 | FZTSPXNXNSNF020 | 12-Fiber,OM4,InTrnk,PLEM,20ft,EA | 12-fiber OM4 indoor trunk cable assembly, plenum (OFNP) rated, LC cassette to LC cassette, Std Polarity, Std IL with no pulling eye. 20 ft. | PC | 1 | 1 | 1 | 1 | 1341.38
07498337751 | FXTSPXNXNSNF020 | 12-Fiber,OM3,InTrnk,PLEM,20ft,EA | OM3 12-Fiber Indoor Trunk, Plenum, LC Cassette to LC Cassette, Std. IL with no Pulling Eye – 20 Feet | PC | 1 | 1 | 1 | 1 | 1342.16
61305619283 | FZURPEN74XNF064 | OM424-Fbr,Intrc,12f,PLEM,AQ,64ft,MtdA,EA | OM4 24-fiber, Interconnect, Plenum, 24F MPO Female to (2) 12-fiber Female PanMPO, Method A, Optimized IL, 64 Feet, Aqua. | PC | 1 | 1 | 1 | 1 | 1343.06
61305619381 | FZURPEN74YNF064 | OM424-Fbr,Intrc,12f,PLEM,AQ,64ft,MtdB,EA | OM4 24-fiber, Interconnect, Plenum, 24F MPO Female to (2) 12-fiber Female PanMPO, Method B, Optimized IL, 64 Feet, Aqua. | PC | 1 | 1 | 1 | 1 | 1343.06
61305618189 | FZURPENENXNF073 | OM424-Fbr,Intrc,24f,PLEM,AQ,73ft,MtdA,EA | OM4 24 fiber, Interconnect, Plenum, 24F MPO Female to 24F MPO Female, Method A, Optimized IL, 73 ft, Aqua | PC | 1 | 1 | 1 | 1 | 1347.94
61305618938 | FZURPENENYNF073 | OM424-Fbr,Intrc,24f,PLEM,AQ,73ft,MtdB,EA | OM4 24 fiber, Interconnect, Plenum, 24F MPO Female to 24F MPO Female, Method B, Optimized IL, 73 ft, Aqua | PC | 1 | 1 | 1 | 1 | 1347.94
61305619284 | FZURPEN74XNF065 | OM424-Fbr,Intrc,12f,PLEM,AQ,65ft,MtdA,EA | OM4 24-fiber, Interconnect, Plenum, 24F MPO Female to (2) 12-fiber Female PanMPO, Method A, Optimized IL, 65 Feet, Aqua. | PC | 1 | 1 | 1 | 1 | 1351.06
61305619382 | FZURPEN74YNF065 | OM424-Fbr,Intrc,12f,PLEM,AQ,65ft,MtdB,EA | OM4 24-fiber, Interconnect, Plenum, 24F MPO Female to (2) 12-fiber Female PanMPO, Method B, Optimized IL, 65 Feet, Aqua. | PC | 1 | 1 | 1 | 1 | 1351.06
61305619498 | FZURLEN74XNM021 | OM424-Fbr,Intrc,12F,LSZH,AQ,21M,MtdA,RL | OM4 24-fiber, Interconnect, LSZH, 24F MPO Female to (2) 12-fiber Female PanMPO, Method A, Optimized IL, 21 Meters, Aqua. | PC | 1 | 1 | 1 | 1 | 1354.1
61305619528 | FZURLEN74YNM021 | OM424-Fbr,Intrc,12F,LSZH,AQ,21M,MtdB,RL | OM4 24-fiber, Interconnect, LSZH, 24F MPO Female to (2) 12-fiber Female PanMPO, Method B, Optimized IL, 21 Meters, Aqua. | PC | 1 | 1 | 1 | 1 | 1354.1
61305618190 | FZURPENENXNF074 | OM424-Fbr,Intrc,24f,PLEM,AQ,74ft,MtdA,EA | OM4 24 fiber, Interconnect, Plenum, 24F MPO Female to 24F MPO Female, Method A, Optimized IL, 74 ft, Aqua | PC | 1 | 1 | 1 | 1 | 1355.96
61305618939 | FZURPENENYNF074 | OM424-Fbr,Intrc,24f,PLEM,AQ,74ft,MtdB,EA | OM4 24 fiber, Interconnect, Plenum, 24F MPO Female to 24F MPO Female, Method B, Optimized IL, 74 ft, Aqua | PC | 1 | 1 | 1 | 1 | 1355.96
07498337757 | FXTSPXNXNSNF025 | 12-Fiber,OM3,InTrnk,PLEM,25ft,EA | OM3 12-Fiber Indoor Trunk, Plenum, LC Cassette to LC Cassette, Std. IL with no Pulling Eye – 25 Feet | PC | 1 | 1 | 1 | 1 | 1358.58
61305619285 | FZURPEN74XNF066 | OM424-Fbr,Intrc,12f,PLEM,AQ,66ft,MtdA,EA | OM4 24-fiber, Interconnect, Plenum, 24F MPO Female to (2) 12-fiber Female PanMPO, Method A, Optimized IL, 66 Feet, Aqua. | PC | 1 | 1 | 1 | 1 | 1359.08
61305619383 | FZURPEN74YNF066 | OM424-Fbr,Intrc,12f,PLEM,AQ,66ft,MtdB,EA | OM4 24-fiber, Interconnect, Plenum, 24F MPO Female to (2) 12-fiber Female PanMPO, Method B, Optimized IL, 66 Feet, Aqua. | PC | 1 | 1 | 1 | 1 | 1359.08
07498372726 | FXTYP5EL2SAF170 | OM3 12f Trunk OFNP MPO F/LC Dup Std Pola | OM3 12-fiber indoor small diameter trunk cable assembly, plenum (OFNP) rated, MPO Female to LC duplex, Std. IL, with a pulling eye on end A. | PC | 1 | 1 | 1 | 1 | 1361.68
07498372789 | FXTYP7EL2SAF170 | OM3 12f Trunk OFNP PanMPO F/LC Dup Std P | OM3 12-fiber indoor small diameter trunk cable assembly, plenum (OFNP) rated, PanMPO Female to LC duplex, Std. IL, with a pulling eye on end A, 170.00 ft. | PC | 1 | 1 | 1 | 1 | 1361.68
61305618989 | FZURLENENXNM024 | OM424-Fbr,Intrc,24F,LSZH,AQ,24M,MtdA,RL | OM4 24 fiber, Interconnect, LSZH, 24F MPO Female to 24F MPO Female, Method A, Optimized IL, 24 m, Aqua | PC | 1 | 1 | 1 | 1 | 1361.74
61305619019 | FZURLENENYNM024 | OM424-Fbr,Intrc,24F,LSZH,AQ,24M,MtdB,RL | OM4 24 fiber, Interconnect, LSZH, 24F MPO Female to 24F MPO Female, Method B, Optimized IL, 24 m, Aqua | PC | 1 | 1 | 1 | 1 | 1361.74
07498338206 | FZTSPXNXNSNF025 | 12-Fiber,OM4,InTrnk,PLEM,25ft,EA | 12-fiber OM4 indoor trunk cable assembly, plenum (OFNP) rated, LC cassette to LC cassette, Std Polarity, Std IL with no pulling eye. 25 ft. | PC | 1 | 1 | 1 | 1 | 1363.68
61305618191 | FZURPENENXNF075 | OM424-Fbr,Intrc,24f,PLEM,AQ,75ft,MtdA,EA | OM4 24 fiber, Interconnect, Plenum, 24F MPO Female to 24F MPO Female, Method A, Optimized IL, 75 ft, Aqua | PC | 1 | 1 | 1 | 1 | 1363.98
61305618940 | FZURPENENYNF075 | OM424-Fbr,Intrc,24f,PLEM,AQ,75ft,MtdB,EA | OM4 24 fiber, Interconnect, Plenum, 24F MPO Female to 24F MPO Female, Method B, Optimized IL, 75 ft, Aqua | PC | 1 | 1 | 1 | 1 | 1363.98
07498372542 | FZTYL5EL2SAM035 | OM4 12f Trunk LSZH MPO F/LC Dup Std Pola | OM4 12-fiber indoor small diameter trunk cable assembly, low smoke zero halogen (LSZH) rated, MPO Female to LC duplex, Std IL., with a pulling eye on end A, 35 meters. | PC | 1 | 1 | 1 | 1 | 1365.66
07498372340 | FZTYL7EL2SAM035 | OM4 12f Trunk LSZH PanMPO F/LC Dup Std P | OM4 12-fiber indoor small diameter trunk cable assembly, low smoke zero halogen (LSZH) rated, PanMPO female to LC duplex, Std. IL., with a pulling eye on end A, 35 meters. | PC | 1 | 1 | 1 | 1 | 1365.66
61305619286 | FZURPEN74XNF067 | OM424-Fbr,Intrc,12f,PLEM,AQ,67ft,MtdA,EA | OM4 24-fiber, Interconnect, Plenum, 24F MPO Female to (2) 12-fiber Female PanMPO, Method A, Optimized IL, 67 Feet, Aqua. | PC | 1 | 1 | 1 | 1 | 1367.1
61305619384 | FZURPEN74YNF067 | OM424-Fbr,Intrc,12f,PLEM,AQ,67ft,MtdB,EA | OM4 24-fiber, Interconnect, Plenum, 24F MPO Female to (2) 12-fiber Female PanMPO, Method B, Optimized IL, 67 Feet, Aqua. | PC | 1 | 1 | 1 | 1 | 1367.1
07498372572 | FXTYL5EL2SAM055 | OM3 12f Trunk LSZH MPO F/LC Dup Std Pola | OM3 12-fiber, indoor small diameter trunk cable assembly, low smoke zero halogen rated, MPO female To LC duplex, Std. IL, with pulling on eye on end A, 55 meters. | PC | 1 | 1 | 1 | 1 | 1367.36
07498372625 | FXTYL7EL2SAM055 | OM3 12f Trunk LSZH PanMPO F/LC Dup Std P | OM3 12-fiber indoor small diameter trunk cable assembly, low smoke zero halogen (LSZH) rated, PanMPO Female to LC duplex, std. IL. with a pulling eye on end A, 55 meters. | PC | 1 | 1 | 1 | 1 | 1367.36
07498372452 | FZTYP5EL2SAF110 | OM3 12f Trunk OFNP MPO F/LC Dup Std Pola | OM4 12-fiber indoor small diameter trunk cable assembly, plenum (OFNP) rated, MPO female to LC duplex, Std. IL., with a pulling eye on end A, 110.00 ft. | PC | 1 | 1 | 1 | 1 | 1370.4
07498372312 | FZTYP7EL2SAF110 | OM4 12f Trunk OFNP PanMPO F/LC Dup Std P | OM4 12-fiber indoor small diameter trunk cable assembly, plenum (OFNP) rated, PanMPO female to LC duplex, Std. IL., with a pulling eye on end A. | PC | 1 | 1 | 1 | 1 | 1370.4
61305618192 | FZURPENENXNF076 | OM424-Fbr,Intrc,24f,PLEM,AQ,76ft,MtdA,EA | OM4 24 fiber, Interconnect, Plenum, 24F MPO Female to 24F MPO Female, Method A, Optimized IL, 76 ft, Aqua | PC | 1 | 1 | 1 | 1 | 1371.98
61305618941 | FZURPENENYNF076 | OM424-Fbr,Intrc,24f,PLEM,AQ,76ft,MtdB,EA | OM4 24 fiber, Interconnect, Plenum, 24F MPO Female to 24F MPO Female, Method B, Optimized IL, 76 ft, Aqua | PC | 1 | 1 | 1 | 1 | 1371.98
07498337735 | FXTSLXNXNSNM010 | 12-Fiber,OM3,InTrnk,LSZH,10M | 12-fiber OM3 Indoor Trunk LSZH LC Cassette to LC Cassette Std Polarity with no Pulling Eye - 10m | PC | 1 | 1 | 1 | 1 | 1373.72
07498337758 | FXTSPXNXNSNF030 | 12-Fiber,OM3,InTrnk,PLEM,30ft,EA | OM3 12-Fiber Indoor Trunk, Plenum, LC Cassette to LC Cassette, Std. IL with no Pulling Eye – 30 Feet | PC | 1 | 1 | 1 | 1 | 1375.02
61305619287 | FZURPEN74XNF068 | OM424-Fbr,Intrc,12f,PLEM,AQ,68ft,MtdA,EA | OM4 24-fiber, Interconnect, Plenum, 24F MPO Female to (2) 12-fiber Female PanMPO, Method A, Optimized IL, 68 Feet, Aqua. | PC | 1 | 1 | 1 | 1 | 1375.1
61305619385 | FZURPEN74YNF068 | OM424-Fbr,Intrc,12f,PLEM,AQ,68ft,MtdB,EA | OM4 24-fiber, Interconnect, Plenum, 24F MPO Female to (2) 12-fiber Female PanMPO, Method B, Optimized IL, 68 Feet, Aqua. | PC | 1 | 1 | 1 | 1 | 1375.1
61305619499 | FZURLEN74XNM022 | OM424-Fbr,Intrc,12F,LSZH,AQ,22M,MtdA,RL | OM4 24-fiber, Interconnect, LSZH, 24F MPO Female to (2) 12-fiber Female PanMPO, Method A, Optimized IL, 22 Meters, Aqua. | PC | 1 | 1 | 1 | 1 | 1379.06
61305619529 | FZURLEN74YNM022 | OM424-Fbr,Intrc,12F,LSZH,AQ,22M,MtdB,RL | OM4 24-fiber, Interconnect, LSZH, 24F MPO Female to (2) 12-fiber Female PanMPO, Method B, Optimized IL, 22 Meters, Aqua. | PC | 1 | 1 | 1 | 1 | 1379.06
61305618193 | FZURPENENXNF077 | OM424-Fbr,Intrc,24f,PLEM,AQ,77ft,MtdA,EA | OM4 24 fiber, Interconnect, Plenum, 24F MPO Female to 24F MPO Female, Method A, Optimized IL, 77 ft, Aqua | PC | 1 | 1 | 1 | 1 | 1380
61305618942 | FZURPENENYNF077 | OM424-Fbr,Intrc,24f,PLEM,AQ,77ft,MtdB,EA | OM4 24 fiber, Interconnect, Plenum, 24F MPO Female to 24F MPO Female, Method B, Optimized IL, 77 ft, Aqua | PC | 1 | 1 | 1 | 1 | 1380
07498381638 | FZTYL7575XAM040 | OM4 12f Trunk LSZH PanMPO F/PanMPO F HD | 12-Fiber OM4 HD Flex Indoor Small Diameter Trunk LSZH PanMPO Female To PanMPO Female, Method A, Optimized IL, Pulling Eye - 40 Meters | PC | 1 | 1 | 1 | 1 | 1382.48
61305619288 | FZURPEN74XNF069 | OM424-Fbr,Intrc,12f,PLEM,AQ,69ft,MtdA,EA | OM4 24-fiber, Interconnect, Plenum, 24F MPO Female to (2) 12-fiber Female PanMPO, Method A, Optimized IL, 69 Feet, Aqua. | PC | 1 | 1 | 1 | 1 | 1383.16
61305619386 | FZURPEN74YNF069 | OM424-Fbr,Intrc,12f,PLEM,AQ,69ft,MtdB,EA | OM4 24-fiber, Interconnect, Plenum, 24F MPO Female to (2) 12-fiber Female PanMPO, Method B, Optimized IL, 69 Feet, Aqua. | PC | 1 | 1 | 1 | 1 | 1383.16
07498338208 | FZTSPXNXNSNF030 | 12-Fiber,OM4,InTrnk,PLEM,30ft,EA | 12-fiber OM4 indoor trunk cable assembly, plenum (OFNP) rated, LC cassette to LC cassette, Std Polarity, Std IL with no pulling eye. 30 ft. | PC | 1 | 1 | 1 | 1 | 1385.98
61305618990 | FZURLENENXNM025 | OM424-Fbr,Intrc,24F,LSZH,AQ,25M,MtdA,RL | OM4 24 fiber, Interconnect, LSZH, 24F MPO Female to 24F MPO Female, Method A, Optimized IL, 25 m, Aqua | PC | 1 | 1 | 1 | 1 | 1386.7
61305619020 | FZURLENENYNM025 | OM424-Fbr,Intrc,24F,LSZH,AQ,25M,MtdB,RL | OM4 24 fiber, Interconnect, LSZH, 24F MPO Female to 24F MPO Female, Method B, Optimized IL, 25 m, Aqua | PC | 1 | 1 | 1 | 1 | 1386.7
61305618194 | FZURPENENXNF078 | OM424-Fbr,Intrc,24f,PLEM,AQ,78ft,MtdA,EA | OM4 24 fiber, Interconnect, Plenum, 24F MPO Female to 24F MPO Female, Method A, Optimized IL, 78 ft, Aqua | PC | 1 | 1 | 1 | 1 | 1388.02
61305618943 | FZURPENENYNF078 | OM424-Fbr,Intrc,24f,PLEM,AQ,78ft,MtdB,EA | OM4 24 fiber, Interconnect, Plenum, 24F MPO Female to 24F MPO Female, Method B, Optimized IL, 78 ft, Aqua | PC | 1 | 1 | 1 | 1 | 1388.02
61305619289 | FZURPEN74XNF070 | OM424-Fbr,Intrc,12f,PLEM,AQ,70ft,MtdA,EA | OM4 24-fiber, Interconnect, Plenum, 24F MPO Female to (2) 12-fiber Female PanMPO, Method A, Optimized IL, 70 Feet, Aqua. | PC | 1 | 1 | 1 | 1 | 1391.16
61305619387 | FZURPEN74YNF070 | OM424-Fbr,Intrc,12f,PLEM,AQ,70ft,MtdB,EA | OM4 24-fiber, Interconnect, Plenum, 24F MPO Female to (2) 12-fiber Female PanMPO, Method B, Optimized IL, 70 Feet, Aqua. | PC | 1 | 1 | 1 | 1 | 1391.16
07498337759 | FXTSPXNXNSNF035 | 12-Fiber,OM3,InTrnk,PLEM,35ft,EA | OM3 12-Fiber Indoor Trunk, Plenum, LC Cassette to LC Cassette, Std. IL with no Pulling Eye – 35 Feet | PC | 1 | 1 | 1 | 1 | 1391.46
61305618195 | FZURPENENXNF079 | OM424-Fbr,Intrc,24f,PLEM,AQ,79ft,MtdA,EA | OM4 24 fiber, Interconnect, Plenum, 24F MPO Female to 24F MPO Female, Method A, Optimized IL, 79 ft, Aqua | PC | 1 | 1 | 1 | 1 | 1396.04
61305618944 | FZURPENENYNF079 | OM424-Fbr,Intrc,24f,PLEM,AQ,79ft,MtdB,EA | OM4 24 fiber, Interconnect, Plenum, 24F MPO Female to 24F MPO Female, Method B, Optimized IL, 79 ft, Aqua | PC | 1 | 1 | 1 | 1 | 1396.04
61305619290 | FZURPEN74XNF071 | OM424-Fbr,Intrc,12f,PLEM,AQ,71ft,MtdA,EA | OM4 24-fiber, Interconnect, Plenum, 24F MPO Female to (2) 12-fiber Female PanMPO, Method A, Optimized IL, 71 Feet, Aqua. | PC | 1 | 1 | 1 | 1 | 1399.18
61305619388 | FZURPEN74YNF071 | OM424-Fbr,Intrc,12f,PLEM,AQ,71ft,MtdB,EA | OM4 24-fiber, Interconnect, Plenum, 24F MPO Female to (2) 12-fiber Female PanMPO, Method B, Optimized IL, 71 Feet, Aqua. | PC | 1 | 1 | 1 | 1 | 1399.18
07498372727 | FXTYP5EL2SAF180 | OM3 12f Trunk OFNP MPO F/LC Dup Std Pola | OM3 12-fiber indoor small diameter trunk cable assembly, plenum (OFNP) rated, MPO Female to LC duplex, Std. IL, with a pulling eye on end A. | PC | 1 | 1 | 1 | 1 | 1400.3
07498372790 | FXTYP7EL2SAF180 | OM3 12f Trunk OFNP PanMPO F/LC Dup Std P | OM3 12-fiber indoor small diameter trunk cable assembly, plenum (OFNP) rated, PanMPO Female to LC duplex, Std. IL, with a pulling eye on end A, 180.00 ft. | PC | 1 | 1 | 1 | 1 | 1400.3
61305619500 | FZURLEN74XNM023 | OM424-Fbr,Intrc,12F,LSZH,AQ,23M,MtdA,RL | OM4 24-fiber, Interconnect, LSZH, 24F MPO Female to (2) 12-fiber Female PanMPO, Method A, Optimized IL, 23 Meters, Aqua. | PC | 1 | 1 | 1 | 1 | 1404.02
61305619530 | FZURLEN74YNM023 | OM424-Fbr,Intrc,12F,LSZH,AQ,23M,MtdB,RL | OM4 24-fiber, Interconnect, LSZH, 24F MPO Female to (2) 12-fiber Female PanMPO, Method B, Optimized IL, 23 Meters, Aqua. | PC | 1 | 1 | 1 | 1 | 1404.02
61305618196 | FZURPENENXNF080 | OM424-Fbr,Intrc,24F,PLEM,AQ,80ft,MtdA,EA | OM4 24 fiber, Interconnect, Plenum, 24F MPO Female to 24F MPO Female, Method A, Optimized IL, 80 ft, Aqua | PC | 1 | 1 | 1 | 1 | 1404.04
61305618945 | FZURPENENYNF080 | OM424-Fbr,Intrc,24F,PLEM,AQ,80ft,MtdB,EA | OM4 24 fiber, Interconnect, Plenum, 24F MPO Female to 24F MPO Female, Method B, Optimized IL, 80 ft, Aqua | PC | 1 | 1 | 1 | 1 | 1404.04
61305619291 | FZURPEN74XNF072 | OM424-Fbr,Intrc,12f,PLEM,AQ,72ft,MtdA,EA | OM4 24-fiber, Interconnect, Plenum, 24F MPO Female to (2) 12-fiber Female PanMPO, Method A, Optimized IL, 72 Feet, Aqua. | PC | 1 | 1 | 1 | 1 | 1407.2
61305619389 | FZURPEN74YNF072 | OM424-Fbr,Intrc,12f,PLEM,AQ,72ft,MtdB,EA | OM4 24-fiber, Interconnect, Plenum, 24F MPO Female to (2) 12-fiber Female PanMPO, Method B, Optimized IL, 72 Feet, Aqua. | PC | 1 | 1 | 1 | 1 | 1407.2
07498337760 | FXTSPXNXNSNF040 | 12-Fiber,OM3,InTrnk,PLEM,40ft,EA | OM3 12-Fiber Indoor Trunk, Plenum, LC Cassette to LC Cassette, Std. IL with no Pulling Eye – 40 Feet | PC | 1 | 1 | 1 | 1 | 1407.86
07498338209 | FZTSPXNXNSNF035 | 12-Fiber,OM4,InTrnk,PLEM,35ft,EA | 12-fiber OM4 indoor trunk cable assembly, plenum (OFNP) rated, LC cassette to LC cassette, Std Polarity, Std IL with no pulling eye. 35 ft. | PC | 1 | 1 | 1 | 1 | 1408.28
61305618991 | FZURLENENXNM026 | OM424-Fbr,Intrc,24F,LSZH,AQ,26M,MtdA,RL | OM4 24 fiber, Interconnect, LSZH, 24F MPO Female to 24F MPO Female, Method A, Optimized IL, 26 m, Aqua | PC | 1 | 1 | 1 | 1 | 1411.66
61305619021 | FZURLENENYNM026 | OM424-Fbr,Intrc,24F,LSZH,AQ,26M,MtdB,RL | OM4 24 fiber, Interconnect, LSZH, 24F MPO Female to 24F MPO Female, Method B, Optimized IL, 26 m, Aqua | PC | 1 | 1 | 1 | 1 | 1411.66
61305618197 | FZURPENENXNF081 | OM424-Fbr,Intrc,24F,PLEM,AQ,81ft,MtdA,EA | OM4 24 fiber, Interconnect, Plenum, 24F MPO Female to 24F MPO Female, Method A, Optimized IL, 81 ft, Aqua | PC | 1 | 1 | 1 | 1 | 1412.1
61305618946 | FZURPENENYNF081 | OM424-Fbr,Intrc,24F,PLEM,AQ,81ft,MtdB,EA | OM4 24 fiber, Interconnect, Plenum, 24F MPO Female to 24F MPO Female, Method B, Optimized IL, 81 ft, Aqua | PC | 1 | 1 | 1 | 1 | 1412.1
61305619292 | FZURPEN74XNF073 | OM424-Fbr,Intrc,12f,PLEM,AQ,73ft,MtdA,EA | OM4 24-fiber, Interconnect, Plenum, 24F MPO Female to (2) 12-fiber Female PanMPO, Method A, Optimized IL, 73 Feet, Aqua. | PC | 1 | 1 | 1 | 1 | 1415.22
61305619390 | FZURPEN74YNF073 | OM424-Fbr,Intrc,12f,PLEM,AQ,73ft,MtdB,EA | OM4 24-fiber, Interconnect, Plenum, 24F MPO Female to (2) 12-fiber Female PanMPO, Method B, Optimized IL, 73 Feet, Aqua. | PC | 1 | 1 | 1 | 1 | 1415.22
61305618198 | FZURPENENXNF082 | OM424-Fbr,Intrc,24F,PLEM,AQ,82ft,MtdA,EA | OM4 24 fiber, Interconnect, Plenum, 24F MPO Female to 24F MPO Female, Method A, Optimized IL, 82 ft, Aqua | PC | 1 | 1 | 1 | 1 | 1420.1
61305618947 | FZURPENENYNF082 | OM424-Fbr,Intrc,24F,PLEM,AQ,82ft,MtdB,EA | OM4 24 fiber, Interconnect, Plenum, 24F MPO Female to 24F MPO Female, Method B, Optimized IL, 82 ft, Aqua | PC | 1 | 1 | 1 | 1 | 1420.1
07498337736 | FXTSLXNXNSNM015 | 12-Fiber,OM3,InTrnk,LSZH,15M | 12-fiber OM3 Indoor Trunk LSZH LC Cassette to LC Cassette Std Polarity with no Pulling Eye - 15m | PC | 1 | 1 | 1 | 1 | 1422.32
61305619293 | FZURPEN74XNF074 | OM424-Fbr,Intrc,12f,PLEM,AQ,74ft,MtdA,EA | OM4 24-fiber, Interconnect, Plenum, 24F MPO Female to (2) 12-fiber Female PanMPO, Method A, Optimized IL, 74 Feet, Aqua. | PC | 1 | 1 | 1 | 1 | 1423.22
61305619391 | FZURPEN74YNF074 | OM424-Fbr,Intrc,12f,PLEM,AQ,74ft,MtdB,EA | OM4 24-fiber, Interconnect, Plenum, 24F MPO Female to (2) 12-fiber Female PanMPO, Method B, Optimized IL, 74 Feet, Aqua. | PC | 1 | 1 | 1 | 1 | 1423.22
07498337761 | FXTSPXNXNSNF045 | 12-Fiber,OM3,InTrnk,PLEM,45ft,EA | OM3 12-Fiber Indoor Trunk, Plenum, LC Cassette to LC Cassette, Std. IL with no Pulling Eye – 45 Feet | PC | 1 | 1 | 1 | 1 | 1424.3
07498372455 | FZTYP5EL2SAF120 | OM3 12f Trunk OFNP MPO F/LC Dup Std Pola | OM4 12-fiber indoor small diameter trunk cable assembly, plenum (OFNP) rated, MPO female to LC duplex, Std. IL., with a pulling eye on end A. | PC | 1 | 1 | 1 | 1 | 1424.48
07498372313 | FZTYP7EL2SAF120 | OM4 12f Trunk OFNP PanMPO F/LC Dup Std P | OM4 12-fiber indoor small diameter trunk cable assembly, plenum (OFNP) rated, PanMPO female to LC duplex, Std. IL., with a pulling eye on end A, 120.00 ft. | PC | 1 | 1 | 1 | 1 | 1424.48
07498372573 | FXTYL5EL2SAM060 | OM3 12f Trunk LSZH MPO F/LC Dup Std Pola | OM3 12-fiber, indoor small diameter trunk cable assembly, low smoke zero halogen rated, MPO female To LC duplex, Std. IL, with pulling on eye on end A, 60 meters. | PC | 1 | 1 | 1 | 1 | 1427.54
07498372626 | FXTYL7EL2SAM060 | OM3 12f Trunk LSZH PanMPO F/LC Dup Std P | OM3 12-fiber indoor small diameter trunk cable assembly, low smoke zero halogen (LSZH) rated, PanMPO Female to LC duplex, std. IL. with a pulling eye on end A, 60 meters. | PC | 1 | 1 | 1 | 1 | 1427.54
61305618199 | FZURPENENXNF083 | OM424-Fbr,Intrc,24F,PLEM,AQ,83ft,MtdA,EA | OM4 24 fiber, Interconnect, Plenum, 24F MPO Female to 24F MPO Female, Method A, Optimized IL, 83 ft, Aqua | PC | 1 | 1 | 1 | 1 | 1428.12
61305618948 | FZURPENENYNF083 | OM424-Fbr,Intrc,24F,PLEM,AQ,83ft,MtdB,EA | OM4 24 fiber, Interconnect, Plenum, 24F MPO Female to 24F MPO Female, Method B, Optimized IL, 83 ft, Aqua | PC | 1 | 1 | 1 | 1 | 1428.12
61305619501 | FZURLEN74XNM024 | OM424-Fbr,Intrc,12F,LSZH,AQ,24M,MtdA,RL | OM4 24-fiber, Interconnect, LSZH, 24F MPO Female to (2) 12-fiber Female PanMPO, Method A, Optimized IL, 24 Meters, Aqua. | PC | 1 | 1 | 1 | 1 | 1429
61305619531 | FZURLEN74YNM024 | OM424-Fbr,Intrc,12F,LSZH,AQ,24M,MtdB,RL | OM4 24-fiber, Interconnect, LSZH, 24F MPO Female to (2) 12-fiber Female PanMPO, Method B, Optimized IL, 24 Meters, Aqua. | PC | 1 | 1 | 1 | 1 | 1429
07498338210 | FZTSPXNXNSNF040 | 12-Fiber,OM4,InTrnk,PLEM,40ft,EA | 12-fiber OM4 indoor trunk cable assembly, plenum (OFNP) rated, LC cassette to LC cassette, Std Polarity, Std IL with no pulling eye. 40 ft. | PC | 1 | 1 | 1 | 1 | 1430.58
61305619294 | FZURPEN74XNF075 | OM424-Fbr,Intrc,12f,PLEM,AQ,75ft,MtdA,EA | OM4 24-fiber, Interconnect, Plenum, 24F MPO Female to (2) 12-fiber Female PanMPO, Method A, Optimized IL, 75 Feet, Aqua. | PC | 1 | 1 | 1 | 1 | 1431.24
61305619392 | FZURPEN74YNF075 | OM424-Fbr,Intrc,12f,PLEM,AQ,75ft,MtdB,EA | OM4 24-fiber, Interconnect, Plenum, 24F MPO Female to (2) 12-fiber Female PanMPO, Method B, Optimized IL, 75 Feet, Aqua. | PC | 1 | 1 | 1 | 1 | 1431.24
61305618200 | FZURPENENXNF084 | OM424-Fbr,Intrc,24F,PLEM,AQ,84ft,MtdA,EA | OM4 24 fiber, Interconnect, Plenum, 24F MPO Female to 24F MPO Female, Method A, Optimized IL, 84 ft, Aqua | PC | 1 | 1 | 1 | 1 | 1436.14
61305618949 | FZURPENENYNF084 | OM424-Fbr,Intrc,24F,PLEM,AQ,84ft,MtdB,EA | OM4 24 fiber, Interconnect, Plenum, 24F MPO Female to 24F MPO Female, Method B, Optimized IL, 84 ft, Aqua | PC | 1 | 1 | 1 | 1 | 1436.14
61305618992 | FZURLENENXNM027 | OM424-Fbr,Intrc,24F,LSZH,AQ,27M,MtdA,RL | OM4 24 fiber, Interconnect, LSZH, 24F MPO Female to 24F MPO Female, Method A, Optimized IL, 27 m, Aqua | PC | 1 | 1 | 1 | 1 | 1436.62
61305619022 | FZURLENENYNM027 | OM424-Fbr,Intrc,24F,LSZH,AQ,27M,MtdB,RL | OM4 24 fiber, Interconnect, LSZH, 24F MPO Female to 24F MPO Female, Method B, Optimized IL, 27 m, Aqua | PC | 1 | 1 | 1 | 1 | 1436.62
07498372728 | FXTYP5EL2SAF190 | OM3 12f Trunk OFNP MPO F/LC Dup Std Pola | OM3 12-fiber indoor small diameter trunk cable assembly, plenum (OFNP) rated, MPO Female to LC duplex, Std. IL, with a pulling eye on end A. | PC | 1 | 1 | 1 | 1 | 1438.9
07498372791 | FXTYP7EL2SAF190 | OM3 12f Trunk OFNP PanMPO F/LC Dup Std P | OM3 12-fiber indoor small diameter trunk cable assembly, plenum (OFNP) rated, PanMPO Female to LC duplex, Std. IL, with a pulling eye on end A. | PC | 1 | 1 | 1 | 1 | 1438.9
61305619295 | FZURPEN74XNF076 | OM424-Fbr,Intrc,12f,PLEM,AQ,76ft,MtdA,EA | OM4 24-fiber, Interconnect, Plenum, 24F MPO Female to (2) 12-fiber Female PanMPO, Method A, Optimized IL, 76 Feet, Aqua. | PC | 1 | 1 | 1 | 1 | 1439.26
61305619393 | FZURPEN74YNF076 | OM424-Fbr,Intrc,12f,PLEM,AQ,76ft,MtdB,EA | OM4 24-fiber, Interconnect, Plenum, 24F MPO Female to (2) 12-fiber Female PanMPO, Method B, Optimized IL, 76 Feet, Aqua. | PC | 1 | 1 | 1 | 1 | 1439.26
07498337762 | FXTSPXNXNSNF050 | 12-Fiber,OM3,InTrnk,PLEM,50ft,EA | OM3 12-Fiber Indoor Trunk, Plenum, LC Cassette to LC Cassette, Std. IL with no Pulling Eye – 50 Feet | PC | 1 | 1 | 1 | 1 | 1440.72
61305618201 | FZURPENENXNF085 | OM424-Fbr,Intrc,24F,PLEM,AQ,85ft,MtdA,EA | OM4 24 fiber, Interconnect, Plenum, 24F MPO Female to 24F MPO Female, Method A, Optimized IL, 85 ft, Aqua | PC | 1 | 1 | 1 | 1 | 1444.14
61305618950 | FZURPENENYNF085 | OM424-Fbr,Intrc,24F,PLEM,AQ,85ft,MtdB,EA | OM4 24 fiber, Interconnect, Plenum, 24F MPO Female to 24F MPO Female, Method B, Optimized IL, 85 ft, Aqua | PC | 1 | 1 | 1 | 1 | 1444.14
61305619296 | FZURPEN74XNF077 | OM424-Fbr,Intrc,12f,PLEM,AQ,77ft,MtdA,EA | OM4 24-fiber, Interconnect, Plenum, 24F MPO Female to (2) 12-fiber Female PanMPO, Method A, Optimized IL, 77 Feet, Aqua. | PC | 1 | 1 | 1 | 1 | 1447.28
61305619394 | FZURPEN74YNF077 | OM424-Fbr,Intrc,12f,PLEM,AQ,77ft,MtdB,EA | OM4 24-fiber, Interconnect, Plenum, 24F MPO Female to (2) 12-fiber Female PanMPO, Method B, Optimized IL, 77 Feet, Aqua. | PC | 1 | 1 | 1 | 1 | 1447.28
07498372544 | FZTYL5EL2SAM040 | OM4 12f Trunk LSZH MPO F/LC Dup Std Pola | OM4 12-fiber indoor small diameter trunk cable assembly, low smoke zero halogen (LSZH) rated, MPO Female to LC duplex, Std IL., with a pulling eye on end A, 40 meters. | PC | 1 | 1 | 1 | 1 | 1449.9
07498372341 | FZTYL7EL2SAM040 | OM4 12f Trunk LSZH PanMPO F/LC Dup Std P | OM4 12-fiber indoor small diameter trunk cable assembly, low smoke zero halogen (LSZH) rated, PanMPO female to LC duplex, Std. IL., with a pulling eye on end A, 40 meters. | PC | 1 | 1 | 1 | 1 | 1449.9
61305618202 | FZURPENENXNF086 | OM424-Fbr,Intrc,24F,PLEM,AQ,86ft,MtdA,EA | OM4 24 fiber, Interconnect, Plenum, 24F MPO Female to 24F MPO Female, Method A, Optimized IL, 86 ft, Aqua | PC | 1 | 1 | 1 | 1 | 1452.18
61305618951 | FZURPENENYNF086 | OM424-Fbr,Intrc,24F,PLEM,AQ,86ft,MtdB,EA | OM4 24 fiber, Interconnect, Plenum, 24F MPO Female to 24F MPO Female, Method B, Optimized IL, 86 ft, Aqua | PC | 1 | 1 | 1 | 1 | 1452.18
07498338211 | FZTSPXNXNSNF045 | 12-Fiber,OM4,InTrnk,PLEM,45ft,EA | 12-fiber OM4 indoor trunk cable assembly, plenum (OFNP) rated, LC cassette to LC cassette, Std Polarity, Std IL with no pulling eye. 45 ft. | PC | 1 | 1 | 1 | 1 | 1452.9
61305619502 | FZURLEN74XNM025 | OM424-Fbr,Intrc,12F,LSZH,AQ,25M,MtdA,RL | OM4 24-fiber, Interconnect, LSZH, 24F MPO Female to (2) 12-fiber Female PanMPO, Method A, Optimized IL, 25 Meters, Aqua. | PC | 1 | 1 | 1 | 1 | 1453.96
61305619532 | FZURLEN74YNM025 | OM424-Fbr,Intrc,12F,LSZH,AQ,25M,MtdB,RL | OM4 24-fiber, Interconnect, LSZH, 24F MPO Female to (2) 12-fiber Female PanMPO, Method B, Optimized IL, 25 Meters, Aqua. | PC | 1 | 1 | 1 | 1 | 1453.96
61305619297 | FZURPEN74XNF078 | OM424-Fbr,Intrc,12f,PLEM,AQ,78ft,MtdA,EA | OM4 24-fiber, Interconnect, Plenum, 24F MPO Female to (2) 12-fiber Female PanMPO, Method A, Optimized IL, 78 Feet, Aqua. | PC | 1 | 1 | 1 | 1 | 1455.32
61305619395 | FZURPEN74YNF078 | OM424-Fbr,Intrc,12f,PLEM,AQ,78ft,MtdB,EA | OM4 24-fiber, Interconnect, Plenum, 24F MPO Female to (2) 12-fiber Female PanMPO, Method B, Optimized IL, 78 Feet, Aqua. | PC | 1 | 1 | 1 | 1 | 1455.32
07498337763 | FXTSPXNXNSNF055 | 12-Fiber,OM3,InTrnk,PLEM,55ft,EA | OM3 12-Fiber Indoor Trunk, Plenum, LC Cassette to LC Cassette, Std. IL with no Pulling Eye – 55 Feet | PC | 1 | 1 | 1 | 1 | 1457.14
61305618203 | FZURPENENXNF087 | OM424-Fbr,Intrc,24F,PLEM,AQ,87ft,MtdA,EA | OM4 24 fiber, Interconnect, Plenum, 24F MPO Female to 24F MPO Female, Method A, Optimized IL, 87 ft, Aqua | PC | 1 | 1 | 1 | 1 | 1460.18
61305618952 | FZURPENENYNF087 | OM424-Fbr,Intrc,24F,PLEM,AQ,87ft,MtdB,EA | OM4 24 fiber, Interconnect, Plenum, 24F MPO Female to 24F MPO Female, Method B, Optimized IL, 87 ft, Aqua | PC | 1 | 1 | 1 | 1 | 1460.18
61305618993 | FZURLENENXNM028 | OM424-Fbr,Intrc,24F,LSZH,AQ,28M,MtdA,RL | OM4 24 fiber, Interconnect, LSZH, 24F MPO Female to 24F MPO Female, Method A, Optimized IL, 28 m, Aqua | PC | 1 | 1 | 1 | 1 | 1461.58
61305619023 | FZURLENENYNM028 | OM424-Fbr,Intrc,24F,LSZH,AQ,28M,MtdB,RL | OM4 24 fiber, Interconnect, LSZH, 24F MPO Female to 24F MPO Female, Method B, Optimized IL, 28 m, Aqua | PC | 1 | 1 | 1 | 1 | 1461.58
61305619298 | FZURPEN74XNF079 | OM424-Fbr,Intrc,12f,PLEM,AQ,79ft,MtdA,EA | OM4 24-fiber, Interconnect, Plenum, 24F MPO Female to (2) 12-fiber Female PanMPO, Method A, Optimized IL, 79 Feet, Aqua. | PC | 1 | 1 | 1 | 1 | 1463.32
61305619396 | FZURPEN74YNF079 | OM424-Fbr,Intrc,12f,PLEM,AQ,79ft,MtdB,EA | OM4 24-fiber, Interconnect, Plenum, 24F MPO Female to (2) 12-fiber Female PanMPO, Method B, Optimized IL, 79 Feet, Aqua. | PC | 1 | 1 | 1 | 1 | 1463.32
07498385347 | FXTYP5EL2SAM060 | OM3 12f Trunk OFNP MPO F/LC Dup Std Pola | OM3 12-fiber indoor small diameter trunk cable assembly, plenum (OFNP) rated, MPO female to LC duplex, Std IL; with a pulling eye on end A. | PC | 1 | 1 | 1 | 1 | 1465.72
07498385357 | FXTYP7EL2SAM060 | OM3 12f Trunk OFNP PanMPO F/LC Dup Std P | OM3 12-fiber indoor small diameter trunk cable assembly, plenum (OFNP) rated, PanMPO female to LC duplex, Std IL; with a pulling eye on end A. | PC | 1 | 1 | 1 | 1 | 1465.72
61305618204 | FZURPENENXNF088 | OM424-Fbr,Intrc,24F,PLEM,AQ,88ft,MtdA,EA | OM4 24 fiber, Interconnect, Plenum, 24F MPO Female to 24F MPO Female, Method A, Optimized IL, 88 ft, Aqua | PC | 1 | 1 | 1 | 1 | 1468.18
61305618953 | FZURPENENYNF088 | OM424-Fbr,Intrc,24F,PLEM,AQ,88ft,MtdB,EA | OM4 24 fiber, Interconnect, Plenum, 24F MPO Female to 24F MPO Female, Method B, Optimized IL, 88 ft, Aqua | PC | 1 | 1 | 1 | 1 | 1468.18
07498337743 | FXTSLXNXNSNM020 | 12-Fiber,OM3,InTrnk,LSZH,20M | 12-fiber OM3 Indoor Trunk LSZH LC Cassette to LC Cassette Std Polarity with no Pulling Eye - 20m | PC | 1 | 1 | 1 | 1 | 1470.94
61305619299 | FZURPEN74XNF080 | OM424-Fbr,Intrc,12f,PLEM,AQ,80ft,MtdA,EA | OM4 24-fiber, Interconnect, Plenum, 24F MPO Female to (2) 12-fiber Female PanMPO, Method A, Optimized IL, 80 Feet, Aqua. | PC | 1 | 1 | 1 | 1 | 1471.32
61305619397 | FZURPEN74YNF080 | OM424-Fbr,Intrc,12F,PLEM,AQ,80ft,MtdB,EA | OM4 24-fiber, Interconnect, Plenum, 24F MPO Female to (2) 12-fiber Female PanMPO, Method B, Optimized IL, 80 Feet, Aqua. | PC | 1 | 1 | 1 | 1 | 1471.32
07498337764 | FXTSPXNXNSNF060 | 12-Fiber,OM3,InTrnk,PLEM,60ft,EA | OM3 12-Fiber Indoor Trunk, Plenum, LC Cassette to LC Cassette, Std. IL with no Pulling Eye – 60 Feet | PC | 1 | 1 | 1 | 1 | 1473.58
07498338212 | FZTSPXNXNSNF050 | 12-Fiber,OM4,InTrnk,PLEM,50ft,EA | 12-fiber OM4 indoor trunk cable assembly, plenum (OFNP) rated, LC cassette to LC cassette, Std Polarity, Std IL with no pulling eye. 50 ft. | PC | 1 | 1 | 1 | 1 | 1475.2
61305618205 | FZURPENENXNF089 | OM424-Fbr,Intrc,24F,PLEM,AQ,89ft,MtdA,EA | OM4 24 fiber, Interconnect, Plenum, 24F MPO Female to 24F MPO Female, Method A, Optimized IL, 89 ft, Aqua | PC | 1 | 1 | 1 | 1 | 1476.22
61305618954 | FZURPENENYNF089 | OM424-Fbr,Intrc,24F,PLEM,AQ,89ft,MtdB,EA | OM4 24 fiber, Interconnect, Plenum, 24F MPO Female to 24F MPO Female, Method B, Optimized IL, 89 ft, Aqua | PC | 1 | 1 | 1 | 1 | 1476.22
07498372729 | FXTYP5EL2SAF200 | OM3 12f Trunk OFNP MPO F/LC Dup Std Pola | OM3 12-fiber indoor small diameter trunk cable assembly, plenum (OFNP) rated, MPO Female to LC duplex, Std. IL, with a pulling eye on end A. | PC | 1 | 1 | 1 | 1 | 1477.52
07498372792 | FXTYP7EL2SAF200 | OM3 12f Trunk OFNP PanMPO F/LC Dup Std P | OM3 12-fiber indoor small diameter trunk cable assembly, plenum (OFNP) rated, PanMPO Female to LC duplex, Std. IL, with a pulling eye on end A. | PC | 1 | 1 | 1 | 1 | 1477.52
07498372456 | FZTYP5EL2SAF130 | OM3 12f Trunk OFNP MPO F/LC Dup Std Pola | OM4 12-fiber indoor small diameter trunk cable assembly, plenum (OFNP) rated, MPO female to LC duplex, Std. IL., with a pulling eye on end A. | PC | 1 | 1 | 1 | 1 | 1478.54
07498372314 | FZTYP7EL2SAF130 | OM4 12f Trunk OFNP PanMPO F/LC Dup Std P | OM4 12-fiber indoor small diameter trunk cable assembly, plenum (OFNP) rated, PanMPO female to LC duplex, Std. IL., with a pulling eye on end A. | PC | 1 | 1 | 1 | 1 | 1478.54
61305619503 | FZURLEN74XNM026 | OM424-Fbr,Intrc,12F,LSZH,AQ,26M,MtdA,RL | OM4 24-fiber, Interconnect, LSZH, 24F MPO Female to (2) 12-fiber Female PanMPO, Method A, Optimized IL, 26 Meters, Aqua. | PC | 1 | 1 | 1 | 1 | 1478.92
61305619533 | FZURLEN74YNM026 | OM424-Fbr,Intrc,12F,LSZH,AQ,26M,MtdB,RL | OM4 24-fiber, Interconnect, LSZH, 24F MPO Female to (2) 12-fiber Female PanMPO, Method B, Optimized IL, 26 Meters, Aqua. | PC | 1 | 1 | 1 | 1 | 1478.92
61305619300 | FZURPEN74XNF081 | OM424-Fbr,Intrc,12F,PLEM,AQ,81ft,MtdA,EA | OM4 24-fiber, Interconnect, Plenum, 24F MPO Female to (2) 12-fiber Female PanMPO, Method A, Optimized IL, 81 Feet, Aqua. | PC | 1 | 1 | 1 | 1 | 1479.36
61305619398 | FZURPEN74YNF081 | OM424-Fbr,Intrc,12F,PLEM,AQ,81ft,MtdB,EA | OM4 24-fiber, Interconnect, Plenum, 24F MPO Female to (2) 12-fiber Female PanMPO, Method B, Optimized IL, 81 Feet, Aqua. | PC | 1 | 1 | 1 | 1 | 1479.36
61305618206 | FZURPENENXNF090 | OM424-Fbr,Intrc,24F,PLEM,AQ,90ft,MtdA,EA | OM4 24 fiber, Interconnect, Plenum, 24F MPO Female to 24F MPO Female, Method A, Optimized IL, 90 ft, Aqua | PC | 1 | 1 | 1 | 1 | 1484.24
61305618955 | FZURPENENYNF090 | OM424-Fbr,Intrc,24F,PLEM,AQ,90ft,MtdB,EA | OM4 24 fiber, Interconnect, Plenum, 24F MPO Female to 24F MPO Female, Method B, Optimized IL, 90 ft, Aqua | PC | 1 | 1 | 1 | 1 | 1484.24
07498385376 | FZTYP5EL2SAM040 | OM3 12f Trunk OFNP MPO F/LC Dup Std Pola | OM4 12-fiber indoor small diameter trunk cable assembly, plenum (OFNP) rated, MPO female to LC duplex, Std IL, with pulling eye on end A, 40 meters. | PC | 1 | 1 | 1 | 1 | 1485.36
07498385430 | FZTYP7EL2SAM040 | OM4 12f Trunk OFNP PanMPO F/LC Dup Std P | OM4 12-fiber indoor small diameter trunk cable assembly, plenum (OFNP) rated, PanMPO female to LC duplex, Std IL; with a pulling eye end A. | PC | 1 | 1 | 1 | 1 | 1485.36
61305618994 | FZURLENENXNM029 | OM424-Fbr,Intrc,24F,LSZH,AQ,29M,MtdA,RL | OM4 24 fiber, Interconnect, LSZH, 24F MPO Female to 24F MPO Female, Method A, Optimized IL, 29 m, Aqua | PC | 1 | 1 | 1 | 1 | 1486.54
61305619024 | FZURLENENYNM029 | OM424-Fbr,Intrc,24F,LSZH,AQ,29M,MtdB,RL | OM4 24 fiber, Interconnect, LSZH, 24F MPO Female to 24F MPO Female, Method B, Optimized IL, 29 m, Aqua | PC | 1 | 1 | 1 | 1 | 1486.54
61305619301 | FZURPEN74XNF082 | OM424-Fbr,Intrc,12F,PLEM,AQ,82ft,MtdA,EA | OM4 24-fiber, Interconnect, Plenum, 24F MPO Female to (2) 12-fiber Female PanMPO, Method A, Optimized IL, 82 Feet, Aqua. | PC | 1 | 1 | 1 | 1 | 1487.36
61305619399 | FZURPEN74YNF082 | OM424-Fbr,Intrc,12F,PLEM,AQ,82ft,MtdB,EA | OM4 24-fiber, Interconnect, Plenum, 24F MPO Female to (2) 12-fiber Female PanMPO, Method B, Optimized IL, 82 Feet, Aqua. | PC | 1 | 1 | 1 | 1 | 1487.36
07498372574 | FXTYL5EL2SAM065 | OM3 12f Trunk LSZH MPO F/LC Dup Std Pola | OM3 12-fiber, indoor small diameter trunk cable assembly, low smoke zero halogen rated, MPO female To LC duplex, Std. IL, with pulling on eye on end A, 65 meters. | PC | 1 | 1 | 1 | 1 | 1487.74
07498372627 | FXTYL7EL2SAM065 | OM3 12f Trunk LSZH PanMPO F/LC Dup Std P | OM3 12-fiber indoor small diameter trunk cable assembly, low smoke zero halogen (LSZH) rated, PanMPO Female to LC duplex, std. IL. with a pulling eye on end A, 65 meters. | PC | 1 | 1 | 1 | 1 | 1487.74
07498337765 | FXTSPXNXNSNF065 | 12-Fiber,OM3,InTrnk,PLEM,65ft,EA | OM3 12-Fiber Indoor Trunk, Plenum, LC Cassette to LC Cassette, Std. IL with no Pulling Eye – 65 Feet | PC | 1 | 1 | 1 | 1 | 1489.98
61305618207 | FZURPENENXNF091 | OM424-Fbr,Intrc,24F,PLEM,AQ,91ft,MtdA,EA | OM4 24 fiber, Interconnect, Plenum, 24F MPO Female to 24F MPO Female, Method A, Optimized IL, 91 ft, Aqua | PC | 1 | 1 | 1 | 1 | 1492.26
61305618956 | FZURPENENYNF091 | OM424-Fbr,Intrc,24F,PLEM,AQ,91ft,MtdB,EA | OM4 24 fiber, Interconnect, Plenum, 24F MPO Female to 24F MPO Female, Method B, Optimized IL, 91 ft, Aqua | PC | 1 | 1 | 1 | 1 | 1492.26
61305619302 | FZURPEN74XNF083 | OM424-Fbr,Intrc,12F,PLEM,AQ,83ft,MtdA,EA | OM4 24-fiber, Interconnect, Plenum, 24F MPO Female to (2) 12-fiber Female PanMPO, Method A, Optimized IL, 83 Feet, Aqua. | PC | 1 | 1 | 1 | 1 | 1495.4
61305619400 | FZURPEN74YNF083 | OM424-Fbr,Intrc,12F,PLEM,AQ,83ft,MtdB,EA | OM4 24-fiber, Interconnect, Plenum, 24F MPO Female to (2) 12-fiber Female PanMPO, Method B, Optimized IL, 83 Feet, Aqua. | PC | 1 | 1 | 1 | 1 | 1495.4
07498338213 | FZTSPXNXNSNF055 | 12-Fiber,OM4,InTrnk,PLEM,55ft,EA | 12-fiber OM4 indoor trunk cable assembly, plenum (OFNP) rated, LC cassette to LC cassette, Std Polarity, Std IL with no pulling eye. 55 ft. | PC | 1 | 1 | 1 | 1 | 1497.5
61305618208 | FZURPENENXNF092 | OM424-Fbr,Intrc,24F,PLEM,AQ,92ft,MtdA,EA | OM4 24 fiber, Interconnect, Plenum, 24F MPO Female to 24F MPO Female, Method A, Optimized IL, 92 ft, Aqua | PC | 1 | 1 | 1 | 1 | 1500.28
61305618957 | FZURPENENYNF092 | OM424-Fbr,Intrc,24F,PLEM,AQ,92ft,MtdB,EA | OM4 24 fiber, Interconnect, Plenum, 24F MPO Female to 24F MPO Female, Method B, Optimized IL, 92 ft, Aqua | PC | 1 | 1 | 1 | 1 | 1500.28
61305619303 | FZURPEN74XNF084 | OM424-Fbr,Intrc,12F,PLEM,AQ,84ft,MtdA,EA | OM4 24-fiber, Interconnect, Plenum, 24F MPO Female to (2) 12-fiber Female PanMPO, Method A, Optimized IL, 84 Feet, Aqua. | PC | 1 | 1 | 1 | 1 | 1503.4
61305619401 | FZURPEN74YNF084 | OM424-Fbr,Intrc,12F,PLEM,AQ,84ft,MtdB,EA | OM4 24-fiber, Interconnect, Plenum, 24F MPO Female to (2) 12-fiber Female PanMPO, Method B, Optimized IL, 84 Feet, Aqua. | PC | 1 | 1 | 1 | 1 | 1503.4
61305619504 | FZURLEN74XNM027 | OM424-Fbr,Intrc,12F,LSZH,AQ,27M,MtdA,RL | OM4 24-fiber, Interconnect, LSZH, 24F MPO Female to (2) 12-fiber Female PanMPO, Method A, Optimized IL, 27 Meters, Aqua. | PC | 1 | 1 | 1 | 1 | 1503.88
61305619534 | FZURLEN74YNM027 | OM424-Fbr,Intrc,12F,LSZH,AQ,27M,MtdB,RL | OM4 24-fiber, Interconnect, LSZH, 24F MPO Female to (2) 12-fiber Female PanMPO, Method B, Optimized IL, 27 Meters, Aqua. | PC | 1 | 1 | 1 | 1 | 1503.88
07498337766 | FXTSPXNXNSNF070 | 12-Fiber,OM3,InTrnk,PLEM,70ft,EA | OM3 12-Fiber Indoor Trunk, Plenum, LC Cassette to LC Cassette, Std. IL with no Pulling Eye – 70 Feet | PC | 1 | 1 | 1 | 1 | 1506.42
61305618209 | FZURPENENXNF093 | OM424-Fbr,Intrc,24F,PLEM,AQ,93ft,MtdA,EA | OM4 24 fiber, Interconnect, Plenum, 24F MPO Female to 24F MPO Female, Method A, Optimized IL, 93 ft, Aqua | PC | 1 | 1 | 1 | 1 | 1508.3
61305618958 | FZURPENENYNF093 | OM424-Fbr,Intrc,24F,PLEM,AQ,93ft,MtdB,EA | OM4 24 fiber, Interconnect, Plenum, 24F MPO Female to 24F MPO Female, Method B, Optimized IL, 93 ft, Aqua | PC | 1 | 1 | 1 | 1 | 1508.3
61305619304 | FZURPEN74XNF085 | OM424-Fbr,Intrc,12F,PLEM,AQ,85ft,MtdA,EA | OM4 24-fiber, Interconnect, Plenum, 24F MPO Female to (2) 12-fiber Female PanMPO, Method A, Optimized IL, 85 Feet, Aqua. | PC | 1 | 1 | 1 | 1 | 1511.42
61305619402 | FZURPEN74YNF085 | OM424-Fbr,Intrc,12F,PLEM,AQ,85ft,MtdB,EA | OM4 24-fiber, Interconnect, Plenum, 24F MPO Female to (2) 12-fiber Female PanMPO, Method B, Optimized IL, 85 Feet, Aqua. | PC | 1 | 1 | 1 | 1 | 1511.42
61305618995 | FZURLENENXNM030 | OM424-Fbr,Intrc,24F,LSZH,AQ,30M,MtdA,RL | OM4 24 fiber, Interconnect, LSZH, 24F MPO Female to 24F MPO Female, Method A, Optimized IL, 30 m, Aqua | PC | 1 | 1 | 1 | 1 | 1511.5
61305619025 | FZURLENENYNM030 | OM424-Fbr,Intrc,24F,LSZH,AQ,30M,MtdB,RL | OM4 24 fiber, Interconnect, LSZH, 24F MPO Female to 24F MPO Female, Method B, Optimized IL, 30 m, Aqua | PC | 1 | 1 | 1 | 1 | 1511.5
07498372763 | FXTYP5EL2SAF210 | OM3 12f Trunk OFNP MPO F/LC Dup Std Pola | OM3 12-fiber indoor small diameter trunk cable assembly, plenum (OFNP) rated, MPO Female to LC duplex, Std. IL, with a pulling eye on end A. | PC | 1 | 1 | 1 | 1 | 1516.14
07498372793 | FXTYP7EL2SAF210 | OM3 12f Trunk OFNP PanMPO F/LC Dup Std P | OM3 12-fiber indoor small diameter trunk cable assembly, plenum (OFNP) rated, PanMPO Female to LC duplex, Std. IL, with a pulling eye on end A. | PC | 1 | 1 | 1 | 1 | 1516.14
61305618210 | FZURPENENXNF094 | OM424-Fbr,Intrc,24F,PLEM,AQ,94ft,MtdA,EA | OM4 24 fiber, Interconnect, Plenum, 24F MPO Female to 24F MPO Female, Method A, Optimized IL, 94 ft, Aqua | PC | 1 | 1 | 1 | 1 | 1516.3
61305618959 | FZURPENENYNF094 | OM424-Fbr,Intrc,24F,PLEM,AQ,94ft,MtdB,EA | OM4 24 fiber, Interconnect, Plenum, 24F MPO Female to 24F MPO Female, Method B, Optimized IL, 94 ft, Aqua | PC | 1 | 1 | 1 | 1 | 1516.3
61305619305 | FZURPEN74XNF086 | OM424-Fbr,Intrc,12F,PLEM,AQ,86ft,MtdA,EA | OM4 24-fiber, Interconnect, Plenum, 24F MPO Female to (2) 12-fiber Female PanMPO, Method A, Optimized IL, 86 Feet, Aqua. | PC | 1 | 1 | 1 | 1 | 1519.46
61305619403 | FZURPEN74YNF086 | OM424-Fbr,Intrc,12F,PLEM,AQ,86ft,MtdB,EA | OM4 24-fiber, Interconnect, Plenum, 24F MPO Female to (2) 12-fiber Female PanMPO, Method B, Optimized IL, 86 Feet, Aqua. | PC | 1 | 1 | 1 | 1 | 1519.46
07498337744 | FXTSLXNXNSNM025 | 12-Fiber,OM3,InTrnk,LSZH,25M | 12-fiber OM3 Indoor Trunk LSZH LC Cassette to LC Cassette Std Polarity with no Pulling Eye - 25m | PC | 1 | 1 | 1 | 1 | 1519.54
07498338214 | FZTSPXNXNSNF060 | 12-Fiber,OM4,InTrnk,PLEM,60ft,EA | 12-fiber OM4 indoor trunk cable assembly, plenum (OFNP) rated, LC cassette to LC cassette, Std Polarity, Std IL with no pulling eye. 60 ft. | PC | 1 | 1 | 1 | 1 | 1519.82
07498337767 | FXTSPXNXNSNF075 | 12-Fiber,OM3,InTrnk,PLEM,75ft,EA | OM3 12-Fiber Indoor Trunk, Plenum, LC Cassette to LC Cassette, Std. IL with no Pulling Eye – 75 Feet | PC | 1 | 1 | 1 | 1 | 1522.86
61305618211 | FZURPENENXNF095 | OM424-Fbr,Intrc,24F,PLEM,AQ,95ft,MtdA,EA | OM4 24 fiber, Interconnect, Plenum, 24F MPO Female to 24F MPO Female, Method A, Optimized IL, 95 ft, Aqua | PC | 1 | 1 | 1 | 1 | 1524.32
61305618960 | FZURPENENYNF095 | OM424-Fbr,Intrc,24F,PLEM,AQ,95ft,MtdB,EA | OM4 24 fiber, Interconnect, Plenum, 24F MPO Female to 24F MPO Female, Method B, Optimized IL, 95 ft, Aqua | PC | 1 | 1 | 1 | 1 | 1524.32
61305619306 | FZURPEN74XNF087 | OM424-Fbr,Intrc,12F,PLEM,AQ,87ft,MtdA,EA | OM4 24-fiber, Interconnect, Plenum, 24F MPO Female to (2) 12-fiber Female PanMPO, Method A, Optimized IL, 87 Feet, Aqua. | PC | 1 | 1 | 1 | 1 | 1527.46
61305619404 | FZURPEN74YNF087 | OM424-Fbr,Intrc,12F,PLEM,AQ,87ft,MtdB,EA | OM4 24-fiber, Interconnect, Plenum, 24F MPO Female to (2) 12-fiber Female PanMPO, Method B, Optimized IL, 87 Feet, Aqua. | PC | 1 | 1 | 1 | 1 | 1527.46
61305619505 | FZURLEN74XNM028 | OM424-Fbr,Intrc,12F,LSZH,AQ,28M,MtdA,RL | OM4 24-fiber, Interconnect, LSZH, 24F MPO Female to (2) 12-fiber Female PanMPO, Method A, Optimized IL, 28 Meters, Aqua. | PC | 1 | 1 | 1 | 1 | 1528.84
61305619535 | FZURLEN74YNM028 | OM424-Fbr,Intrc,12F,LSZH,AQ,28M,MtdB,RL | OM4 24-fiber, Interconnect, LSZH, 24F MPO Female to (2) 12-fiber Female PanMPO, Method B, Optimized IL, 28 Meters, Aqua. | PC | 1 | 1 | 1 | 1 | 1528.84
61305618212 | FZURPENENXNF096 | OM424-Fbr,Intrc,24F,PLEM,AQ,96ft,MtdA,EA | OM4 24 fiber, Interconnect, Plenum, 24F MPO Female to 24F MPO Female, Method A, Optimized IL, 96 ft, Aqua | PC | 1 | 1 | 1 | 1 | 1532.34
61305618961 | FZURPENENYNF096 | OM424-Fbr,Intrc,24F,PLEM,AQ,96ft,MtdB,EA | OM4 24 fiber, Interconnect, Plenum, 24F MPO Female to 24F MPO Female, Method B, Optimized IL, 96 ft, Aqua | PC | 1 | 1 | 1 | 1 | 1532.34
07498372457 | FZTYP5EL2SAF140 | OM3 12f Trunk OFNP MPO F/LC Dup Std Pola | OM4 12-fiber indoor small diameter trunk cable assembly, plenum (OFNP) rated, MPO female to LC duplex, Std. IL., with a pulling eye on end A. | PC | 1 | 1 | 1 | 1 | 1532.6
07498372315 | FZTYP7EL2SAF140 | OM4 12f Trunk OFNP PanMPO F/LC Dup Std P | OM4 12-fiber indoor small diameter trunk cable assembly, plenum (OFNP) rated, PanMPO female to LC duplex, Std. IL., with a pulling eye on end A. | PC | 1 | 1 | 1 | 1 | 1532.6
07498372547 | FZTYL5EL2SAM045 | OM4 12f Trunk LSZH MPO F/LC Dup Std Pola | OM4 12-fiber indoor small diameter trunk cable assembly, low smoke zero halogen (LSZH) rated, MPO Female to LC duplex, Std IL., with a pulling eye on end A, 45 meters. | PC | 1 | 1 | 1 | 1 | 1534.18
07498372342 | FZTYL7EL2SAM045 | OM4 12f Trunk LSZH PanMPO F/LC Dup Std P | OM4 12-fiber indoor small diameter trunk cable assembly, low smoke zero halogen (LSZH) rated, PanMPO female to LC duplex, Std. IL., with a pulling eye on end A, 45 meters. | PC | 1 | 1 | 1 | 1 | 1534.18
61305619307 | FZURPEN74XNF088 | OM424-Fbr,Intrc,12F,PLEM,AQ,88ft,MtdA,EA | OM4 24-fiber, Interconnect, Plenum, 24F MPO Female to (2) 12-fiber Female PanMPO, Method A, Optimized IL, 88 Feet, Aqua. | PC | 1 | 1 | 1 | 1 | 1535.48
61305619405 | FZURPEN74YNF088 | OM424-Fbr,Intrc,12F,PLEM,AQ,88ft,MtdB,EA | OM4 24-fiber, Interconnect, Plenum, 24F MPO Female to (2) 12-fiber Female PanMPO, Method B, Optimized IL, 88 Feet, Aqua. | PC | 1 | 1 | 1 | 1 | 1535.48
07498337768 | FXTSPXNXNSNF080 | 12-Fiber,OM3,InTrnk,PLEM,80ft,EA | OM3 12-Fiber Indoor Trunk, Plenum, LC Cassette to LC Cassette, Std. IL with no Pulling Eye – 80 Feet | PC | 1 | 1 | 1 | 1 | 1539.28
61305618213 | FZURPENENXNF097 | OM424-Fbr,Intrc,24F,PLEM,AQ,97ft,MtdA,EA | OM4 24 fiber, Interconnect, Plenum, 24F MPO Female to 24F MPO Female, Method A, Optimized IL, 97 ft, Aqua | PC | 1 | 1 | 1 | 1 | 1540.34
61305618962 | FZURPENENYNF097 | OM424-Fbr,Intrc,24F,PLEM,AQ,97ft,MtdB,EA | OM4 24 fiber, Interconnect, Plenum, 24F MPO Female to 24F MPO Female, Method B, Optimized IL, 97 ft, Aqua | PC | 1 | 1 | 1 | 1 | 1540.34
07498338215 | FZTSPXNXNSNF065 | 12-Fiber,OM4,InTrnk,PLEM,65ft,EA | 12-fiber OM4 indoor trunk cable assembly, plenum (OFNP) rated, LC cassette to LC cassette, Std Polarity, Std IL with no pulling eye. 65 ft. | PC | 1 | 1 | 1 | 1 | 1542.14
61305619308 | FZURPEN74XNF089 | OM424-Fbr,Intrc,12F,PLEM,AQ,89ft,MtdA,EA | OM4 24-fiber, Interconnect, Plenum, 24F MPO Female to (2) 12-fiber Female PanMPO, Method A, Optimized IL, 89 Feet, Aqua. | PC | 1 | 1 | 1 | 1 | 1543.5
61305619406 | FZURPEN74YNF089 | OM424-Fbr,Intrc,12F,PLEM,AQ,89ft,MtdB,EA | OM4 24-fiber, Interconnect, Plenum, 24F MPO Female to (2) 12-fiber Female PanMPO, Method B, Optimized IL, 89 Feet, Aqua. | PC | 1 | 1 | 1 | 1 | 1543.5
07498372575 | FXTYL5EL2SAM070 | OM3 12f Trunk LSZH MPO F/LC Dup Std Pola | OM3 12-fiber, indoor small diameter trunk cable assembly, low smoke zero halogen rated, MPO female To LC duplex, Std. IL, with pulling on eye on end A, 70 meters. | PC | 1 | 1 | 1 | 1 | 1547.94
07498372628 | FXTYL7EL2SAM070 | OM3 12f Trunk LSZH PanMPO F/LC Dup Std P | OM3 12-fiber indoor small diameter trunk cable assembly, low smoke zero halogen (LSZH) rated, PanMPO Female to LC duplex, std. IL. with a pulling eye on end A, 70 meters. | PC | 1 | 1 | 1 | 1 | 1547.94
61305618214 | FZURPENENXNF098 | OM424-Fbr,Intrc,24F,PLEM,AQ,98ft,MtdA,EA | OM4 24 fiber, Interconnect, Plenum, 24F MPO Female to 24F MPO Female, Method A, Optimized IL, 98 ft, Aqua | PC | 1 | 1 | 1 | 1 | 1548.4
61305618963 | FZURPENENYNF098 | OM424-Fbr,Intrc,24F,PLEM,AQ,98ft,MtdB,EA | OM4 24 fiber, Interconnect, Plenum, 24F MPO Female to 24F MPO Female, Method B, Optimized IL, 98 ft, Aqua | PC | 1 | 1 | 1 | 1 | 1548.4
07498381688 | FZTYL7575XAM050 | OM4 12f Trunk LSZH PanMPO F/PanMPO F HD | 12-Fiber OM4 HD Flex Indoor Small Diameter Trunk LSZH PanMPO Female To PanMPO Female, Method A, Optimized IL, Pulling Eye - 50 Meters | PC | 1 | 1 | 1 | 1 | 1551
61305619309 | FZURPEN74XNF090 | OM424-Fbr,Intrc,12F,PLEM,AQ,90ft,MtdA,EA | OM4 24-fiber, Interconnect, Plenum, 24F MPO Female to (2) 12-fiber Female PanMPO, Method A, Optimized IL, 90 Feet, Aqua. | PC | 1 | 1 | 1 | 1 | 1551.52
61305619407 | FZURPEN74YNF090 | OM424-Fbr,Intrc,12F,PLEM,AQ,90ft,MtdB,EA | OM4 24-fiber, Interconnect, Plenum, 24F MPO Female to (2) 12-fiber Female PanMPO, Method B, Optimized IL, 90 Feet, Aqua. | PC | 1 | 1 | 1 | 1 | 1551.52
61305619506 | FZURLEN74XNM029 | OM424-Fbr,Intrc,12F,LSZH,AQ,29M,MtdA,RL | OM4 24-fiber, Interconnect, LSZH, 24F MPO Female to (2) 12-fiber Female PanMPO, Method A, Optimized IL, 29 Meters, Aqua. | PC | 1 | 1 | 1 | 1 | 1553.8
61305619536 | FZURLEN74YNM029 | OM424-Fbr,Intrc,12F,LSZH,AQ,29M,MtdB,RL | OM4 24-fiber, Interconnect, LSZH, 24F MPO Female to (2) 12-fiber Female PanMPO, Method B, Optimized IL, 29 Meters, Aqua. | PC | 1 | 1 | 1 | 1 | 1553.8
07498372764 | FXTYP5EL2SAF220 | OM3 12f Trunk OFNP MPO F/LC Dup Std Pola | OM3 12-fiber indoor small diameter trunk cable assembly, plenum (OFNP) rated, MPO Female to LC duplex, Std. IL, with a pulling eye on end A, 220.00 ft. | PC | 1 | 1 | 1 | 1 | 1554.74
07498372794 | FXTYP7EL2SAF220 | OM3 12f Trunk OFNP PanMPO F/LC Dup Std P | OM3 12-fiber indoor small diameter trunk cable assembly, plenum (OFNP) rated, PanMPO Female to LC duplex, Std. IL, with a pulling eye on end A. | PC | 1 | 1 | 1 | 1 | 1554.74
07498337770 | FXTSPXNXNSNF085 | 12-Fiber,OM3,InTrnk,PLEM,85ft,EA | OM3 12-Fiber Indoor Trunk, Plenum, LC Cassette to LC Cassette, Std. IL with no Pulling Eye – 85 Feet | PC | 1 | 1 | 1 | 1 | 1555.7
61305618215 | FZURPENENXNF099 | OM424-Fbr,Intrc,24F,PLEM,AQ,99ft,MtdA,EA | OM4 24 fiber, Interconnect, Plenum, 24F MPO Female to 24F MPO Female, Method A, Optimized IL, 99 ft, Aqua | PC | 1 | 1 | 1 | 1 | 1556.4
61305618964 | FZURPENENYNF099 | OM424-Fbr,Intrc,24F,PLEM,AQ,99ft,MtdB,EA | OM4 24 fiber, Interconnect, Plenum, 24F MPO Female to 24F MPO Female, Method B, Optimized IL, 99 ft, Aqua | PC | 1 | 1 | 1 | 1 | 1556.4
61305619310 | FZURPEN74XNF091 | OM424-Fbr,Intrc,12F,PLEM,AQ,91ft,MtdA,EA | OM4 24-fiber, Interconnect, Plenum, 24F MPO Female to (2) 12-fiber Female PanMPO, Method A, Optimized IL, 91 Feet, Aqua. | PC | 1 | 1 | 1 | 1 | 1559.52
61305619408 | FZURPEN74YNF091 | OM424-Fbr,Intrc,12F,PLEM,AQ,91ft,MtdB,EA | OM4 24-fiber, Interconnect, Plenum, 24F MPO Female to (2) 12-fiber Female PanMPO, Method B, Optimized IL, 91 Feet, Aqua. | PC | 1 | 1 | 1 | 1 | 1559.52
07498338216 | FZTSPXNXNSNF070 | 12-Fiber,OM4,InTrnk,PLEM,70ft,EA | 12-fiber OM4 indoor trunk cable assembly, plenum (OFNP) rated, LC cassette to LC cassette, Std Polarity, Std IL with no pulling eye. 70 ft. | PC | 1 | 1 | 1 | 1 | 1564.44
61305618216 | FZURPENENXNF100 | OM424-Fbr,Intrc,24F,PLEM,AQ,100f,MtdA,EA | OM4 24 fiber, Interconnect, Plenum, 24F MPO Female to 24F MPO Female, Method A, Optimized IL, 100 ft, Aqua | PC | 1 | 1 | 1 | 1 | 1564.44
61305618965 | FZURPENENYNF100 | OM424-Fbr,Intrc,24F,PLEM,AQ,100f,MtdB,EA | OM4 24 fiber, Interconnect, Plenum, 24F MPO Female to 24F MPO Female, Method B, Optimized IL, 100 ft, Aqua | PC | 1 | 1 | 1 | 1 | 1564.44
61305619311 | FZURPEN74XNF092 | OM424-Fbr,Intrc,12F,PLEM,AQ,92ft,MtdA,EA | OM4 24-fiber, Interconnect, Plenum, 24F MPO Female to (2) 12-fiber Female PanMPO, Method A, Optimized IL, 92 Feet, Aqua. | PC | 1 | 1 | 1 | 1 | 1567.56
61305619409 | FZURPEN74YNF092 | OM424-Fbr,Intrc,12F,PLEM,AQ,92ft,MtdB,EA | OM4 24-fiber, Interconnect, Plenum, 24F MPO Female to (2) 12-fiber Female PanMPO, Method B, Optimized IL, 92 Feet, Aqua. | PC | 1 | 1 | 1 | 1 | 1567.56
07498337747 | FXTSLXNXNSNM030 | 12-Fiber,OM3,InTrnk,LSZH,30M | 12-fiber OM3 Indoor Trunk LSZH LC Cassette to LC Cassette Std Polarity with no Pulling Eye - 30m | PC | 1 | 1 | 1 | 1 | 1568.16
07498337771 | FXTSPXNXNSNF090 | 12-Fiber,OM3,InTrnk,PLEM,90ft,EA | OM3 12-Fiber Indoor Trunk, Plenum, LC Cassette to LC Cassette, Std. IL with no Pulling Eye – 90 Feet | PC | 1 | 1 | 1 | 1 | 1572.04
61305619312 | FZURPEN74XNF093 | OM424-Fbr,Intrc,12F,PLEM,AQ,93ft,MtdA,EA | OM4 24-fiber, Interconnect, Plenum, 24F MPO Female to (2) 12-fiber Female PanMPO, Method A, Optimized IL, 93 Feet, Aqua. | PC | 1 | 1 | 1 | 1 | 1575.56
61305619410 | FZURPEN74YNF093 | OM424-Fbr,Intrc,12F,PLEM,AQ,93ft,MtdB,EA | OM4 24-fiber, Interconnect, Plenum, 24F MPO Female to (2) 12-fiber Female PanMPO, Method B, Optimized IL, 93 Feet, Aqua. | PC | 1 | 1 | 1 | 1 | 1575.56
61305619507 | FZURLEN74XNM030 | OM424-Fbr,Intrc,12F,LSZH,AQ,30M,MtdA,RL | OM4 24-fiber, Interconnect, LSZH, 24F MPO Female to (2) 12-fiber Female PanMPO, Method A, Optimized IL, 30 Meters, Aqua. | PC | 1 | 1 | 1 | 1 | 1578.76
61305619537 | FZURLEN74YNM030 | OM424-Fbr,Intrc,12F,LSZH,AQ,30M,MtdB,RL | OM4 24-fiber, Interconnect, LSZH, 24F MPO Female to (2) 12-fiber Female PanMPO, Method B, Optimized IL, 30 Meters, Aqua. | PC | 1 | 1 | 1 | 1 | 1578.76
61305619313 | FZURPEN74XNF094 | OM424-Fbr,Intrc,12F,PLEM,AQ,94ft,MtdA,EA | OM4 24-fiber, Interconnect, Plenum, 24F MPO Female to (2) 12-fiber Female PanMPO, Method A, Optimized IL, 94 Feet, Aqua. | PC | 1 | 1 | 1 | 1 | 1583.58
61305619411 | FZURPEN74YNF094 | OM424-Fbr,Intrc,12F,PLEM,AQ,94ft,MtdB,EA | OM4 24-fiber, Interconnect, Plenum, 24F MPO Female to (2) 12-fiber Female PanMPO, Method B, Optimized IL, 94 Feet, Aqua. | PC | 1 | 1 | 1 | 1 | 1583.58
07498372458 | FZTYP5EL2SAF150 | OM3 12f Trunk OFNP MPO F/LC Dup Std Pola | OM4 12-fiber indoor small diameter trunk cable assembly, plenum (OFNP) rated, MPO female to LC duplex, Std. IL., with a pulling eye on end A, 150.00 ft. | PC | 1 | 1 | 1 | 1 | 1586.64
07498372316 | FZTYP7EL2SAF150 | OM4 12f Trunk OFNP PanMPO F/LC Dup Std P | OM4 12-fiber indoor small diameter trunk cable assembly, plenum (OFNP) rated, PanMPO female to LC duplex, Std. IL., with a pulling eye on end A. | PC | 1 | 1 | 1 | 1 | 1586.64
07498338220 | FZTSPXNXNSNF075 | 12-Fiber,OM4,InTrnk,PLEM,75ft,EA | 12-fiber OM4 indoor trunk cable assembly, plenum (OFNP) rated, LC cassette to LC cassette, Std Polarity, Std IL with no pulling eye. 75 ft. | PC | 1 | 1 | 1 | 1 | 1586.72
07498337773 | FXTSPXNXNSNF095 | 12-Fiber,OM3,InTrnk,PLEM,95ft,EA | OM3 12-Fiber Indoor Trunk, Plenum, LC Cassette to LC Cassette, Std. IL with no Pulling Eye – 95 Feet | PC | 1 | 1 | 1 | 1 | 1588.48
07498338179 | FZTSLXNXNSNM005 | OM4,12-Fiber,InTrnk,LSZH,5M | OM4 12 Fiber Indoor Trunk LSZH LC Cassette to LC Cassette Std Polarity with no Pulling Eye - 5m | PC | 1 | 1 | 1 | 1 | 1590.18
61305619314 | FZURPEN74XNF095 | OM424-Fbr,Intrc,12F,PLEM,AQ,95ft,MtdA,EA | OM4 24-fiber, Interconnect, Plenum, 24F MPO Female to (2) 12-fiber Female PanMPO, Method A, Optimized IL, 95 Feet, Aqua. | PC | 1 | 1 | 1 | 1 | 1591.62
61305619412 | FZURPEN74YNF095 | OM424-Fbr,Intrc,12F,PLEM,AQ,95ft,MtdB,EA | OM4 24-fiber, Interconnect, Plenum, 24F MPO Female to (2) 12-fiber Female PanMPO, Method B, Optimized IL, 95 Feet, Aqua. | PC | 1 | 1 | 1 | 1 | 1591.62
07498385348 | FXTYP5EL2SAM070 | OM3 12f Trunk OFNP MPO F/LC Dup Std Pola | OM3 12-fiber indoor small diameter trunk cable assembly, plenum (OFNP) rated, MPO female to LC duplex, Std IL; with a pulling eye on end A. | PC | 1 | 1 | 1 | 1 | 1592.44
07498385358 | FXTYP7EL2SAM070 | OM3 12f Trunk OFNP PanMPO F/LC Dup Std P | OM3 12-fiber indoor small diameter trunk cable assembly, plenum (OFNP) rated, PanMPO female to LC duplex, Std IL; with a pulling eye on end A. | PC | 1 | 1 | 1 | 1 | 1592.44
07498372765 | FXTYP5EL2SAF230 | OM3 12f Trunk OFNP MPO F/LC Dup Std Pola | OM3 12-fiber indoor small diameter trunk cable assembly, plenum (OFNP) rated, MPO Female to LC duplex, Std. IL, with a pulling eye on end A. | PC | 1 | 1 | 1 | 1 | 1593.36
07498372805 | FXTYP7EL2SAF230 | OM3 12f Trunk OFNP PanMPO F/LC Dup Std P | OM3 12-fiber indoor small diameter trunk cable assembly, plenum (OFNP) rated, PanMPO Female to LC duplex, Std. IL, with a pulling eye on end A. | PC | 1 | 1 | 1 | 1 | 1593.36
61305619315 | FZURPEN74XNF096 | OM424-Fbr,Intrc,12F,PLEM,AQ,96ft,MtdA,EA | OM4 24-fiber, Interconnect, Plenum, 24F MPO Female to (2) 12-fiber Female PanMPO, Method A, Optimized IL, 96 Feet, Aqua. | PC | 1 | 1 | 1 | 1 | 1599.62
61305619413 | FZURPEN74YNF096 | OM424-Fbr,Intrc,12F,PLEM,AQ,96ft,MtdB,EA | OM4 24-fiber, Interconnect, Plenum, 24F MPO Female to (2) 12-fiber Female PanMPO, Method B, Optimized IL, 96 Feet, Aqua. | PC | 1 | 1 | 1 | 1 | 1599.62
07498337774 | FXTSPXNXNSNF100 | 12-Fiber,OM3,InTrnk,PLEM,100ft,EA | OM3 12-Fiber Indoor Trunk, Plenum, LC Cassette to LC Cassette, Std. IL with no Pulling Eye – 100 Feet | PC | 1 | 1 | 1 | 1 | 1604.88
61305619316 | FZURPEN74XNF097 | OM424-Fbr,Intrc,12F,PLEM,AQ,97ft,MtdA,EA | OM4 24-fiber, Interconnect, Plenum, 24F MPO Female to (2) 12-fiber Female PanMPO, Method A, Optimized IL, 97 Feet, Aqua. | PC | 1 | 1 | 1 | 1 | 1607.66
61305619414 | FZURPEN74YNF097 | OM424-Fbr,Intrc,12F,PLEM,AQ,97ft,MtdB,EA | OM4 24-fiber, Interconnect, Plenum, 24F MPO Female to (2) 12-fiber Female PanMPO, Method B, Optimized IL, 97 Feet, Aqua. | PC | 1 | 1 | 1 | 1 | 1607.66
07498372576 | FXTYL5EL2SAM075 | OM3 12f Trunk LSZH MPO F/LC Dup Std Pola | OM3 12-fiber, indoor small diameter trunk cable assembly, low smoke zero halogen rated, MPO female To LC duplex, Std. IL, with pulling on eye on end A, 75 meters. | PC | 1 | 1 | 1 | 1 | 1608.14
07498372683 | FXTYL7EL2SAM075 | OM3 12f Trunk LSZH PanMPO F/LC Dup Std P | OM3 12-fiber indoor small diameter trunk cable assembly, low smoke zero halogen (LSZH) rated, PanMPO Female to LC duplex, std. IL. with a pulling eye on end A, 75 meters. | PC | 1 | 1 | 1 | 1 | 1608.14
07498338221 | FZTSPXNXNSNF080 | 12-Fiber,OM4,InTrnk,PLEM,80ft,EA | 12-fiber OM4 indoor trunk cable assembly, plenum (OFNP) rated, LC cassette to LC cassette, Std Polarity, Std IL with no pulling eye. 80 ft. | PC | 1 | 1 | 1 | 1 | 1609
61305619317 | FZURPEN74XNF098 | OM424-Fbr,Intrc,12F,PLEM,AQ,98ft,MtdA,EA | OM4 24-fiber, Interconnect, Plenum, 24F MPO Female to (2) 12-fiber Female PanMPO, Method A, Optimized IL, 98 Feet, Aqua. | PC | 1 | 1 | 1 | 1 | 1615.66
61305619415 | FZURPEN74YNF098 | OM424-Fbr,Intrc,12F,PLEM,AQ,98ft,MtdB,EA | OM4 24-fiber, Interconnect, Plenum, 24F MPO Female to (2) 12-fiber Female PanMPO, Method B, Optimized IL, 98 Feet, Aqua. | PC | 1 | 1 | 1 | 1 | 1615.66
07498372813 | FZTYL5EL2SAM050 | OM4 12f Trunk LSZH MPO F/LC Dup Std Pola |  | PC | 1 | 1 | 1 | 1 | 1618.44
07498372343 | FZTYL7EL2SAM050 | OM4,12-Fiber,InSMDiaTrnk,PMPOf,LSZH,50M | OM4 12-fiber indoor small diameter trunk cable assembly, low smoke zero halogen (LSZH) rated, PanMPO female to LC duplex, Std. IL., with a pulling eye on end A, Aqua, 50 meters. | PC | 1 | 1 | 1 | 1 | 1618.44
61305619318 | FZURPEN74XNF099 | OM424-Fbr,Intrc,12F,PLEM,AQ,99ft,MtdA,EA | OM4 24-fiber, Interconnect, Plenum, 24F MPO Female to (2) 12-fiber Female PanMPO, Method A, Optimized IL, 99 Feet, Aqua. | PC | 1 | 1 | 1 | 1 | 1623.66
61305619416 | FZURPEN74YNF099 | OM424-Fbr,Intrc,12F,PLEM,AQ,99ft,MtdB,EA | OM4 24-fiber, Interconnect, Plenum, 24F MPO Female to (2) 12-fiber Female PanMPO, Method B, Optimized IL, 99 Feet, Aqua. | PC | 1 | 1 | 1 | 1 | 1623.66
07498338222 | FZTSPXNXNSNF085 | 12-Fiber,OM4,InTrnk,PLEM,85ft,EA | 12-fiber OM4 indoor trunk cable assembly, plenum (OFNP) rated, LC cassette to LC cassette, Std Polarity, Std IL with no pulling eye. 85 ft. | PC | 1 | 1 | 1 | 1 | 1631.34
61305619319 | FZURPEN74XNF100 | OM424-Fbr,Intrc,12F,PLEM,AQ,100f,MtdA,EA | OM4 24-fiber, Interconnect, Plenum, 24F MPO Female to (2) 12-fiber Female PanMPO, Method A, Optimized IL, 100 Feet, Aqua. | PC | 1 | 1 | 1 | 1 | 1631.7
61305619417 | FZURPEN74YNF100 | OM424-Fbr,Intrc,12F,PLEM,AQ,100f,MtdB,EA | OM4 24-fiber, Interconnect, Plenum, 24F MPO Female to (2) 12-fiber Female PanMPO, Method B, Optimized IL, 100 Feet, Aqua. | PC | 1 | 1 | 1 | 1 | 1631.7
07498372766 | FXTYP5EL2SAF240 | OM3 12f Trunk OFNP MPO F/LC Dup Std Pola | OM3 12-fiber indoor small diameter trunk cable assembly, plenum (OFNP) rated, MPO Female to LC duplex, Std. IL, with a pulling eye on end A, 240.00 ft. | PC | 1 | 1 | 1 | 1 | 1631.96
07498372806 | FXTYP7EL2SAF240 | OM3 12f Trunk OFNP PanMPO F/LC Dup Std P | OM3 12-fiber indoor small diameter trunk cable assembly, plenum (OFNP) rated, PanMPO Female to LC duplex, Std. IL, with a pulling eye on end A. | PC | 1 | 1 | 1 | 1 | 1631.96
07498372459 | FZTYP5EL2SAF160 | OM3 12f Trunk OFNP MPO F/LC Dup Std Pola | OM4 12-fiber indoor small diameter trunk cable assembly, plenum (OFNP) rated, MPO female to LC duplex, Std. IL., with a pulling eye on end A, 160.00 ft. | PC | 1 | 1 | 1 | 1 | 1640.7
07498372317 | FZTYP7EL2SAF160 | OM4 12f Trunk OFNP PanMPO F/LC Dup Std P | OM4 12-fiber indoor small diameter trunk cable assembly, plenum (OFNP) rated, PanMPO female to LC duplex, Std. IL., with a pulling eye on end A. | PC | 1 | 1 | 1 | 1 | 1640.7
07498338182 | FZTSLXNXNSNM010 | OM4,12-Fiber,InTrnk,LSZH,10M | OM4 12 Fiber Indoor Trunk LSZH LC Cassette to LC Cassette Std Polarity with no Pulling Eye - 10m | PC | 1 | 1 | 1 | 1 | 1648.54
07498338265 | FZTSPXNXNSNF090 | 12-Fiber,OM4,InTrnk,PLEM,90ft,EA | 12-fiber OM4 indoor trunk cable assembly, plenum (OFNP) rated, LC cassette to LC cassette, Std Polarity, Std IL with no pulling eye. 90 ft. | PC | 1 | 1 | 1 | 1 | 1653.64
07498385401 | FZTYP5EL2SAM050 | OM3 12f Trunk OFNP MPO F/LC Dup Std Pola | OM4 12-fiber indoor small diameter trunk cable assembly, plenum (OFNP) rated, MPO female to LC duplex, Std IL, with pulling eye on end A, 50 meters. | PC | 1 | 1 | 1 | 1 | 1662.76
07498385431 | FZTYP7EL2SAM050 | OM4 12f Trunk OFNP PanMPO F/LC Dup Std P | OM4 12-fiber indoor small diameter trunk cable assembly, plenum (OFNP) rated, PanMPO female to LC duplex, Std IL; with a pulling eye end A. | PC | 1 | 1 | 1 | 1 | 1662.76
07498372577 | FXTYL5EL2SAM080 | OM3 12f Trunk LSZH MPO F/LC Dup Std Pola | OM3 12-fiber, indoor small diameter trunk cable assembly, low smoke zero halogen rated, MPO female To LC duplex, Std. IL, with pulling on eye on end A, 80 meters. | PC | 1 | 1 | 1 | 1 | 1668.3
07498372685 | FXTYL7EL2SAM080 | OM3 12f Trunk LSZH PanMPO F/LC Dup Std P | OM3 12-fiber indoor small diameter trunk cable assembly, low smoke zero halogen (LSZH) rated, PanMPO Female to LC duplex, std. IL. with a pulling eye on end A, 80 meters. | PC | 1 | 1 | 1 | 1 | 1668.3
07498372767 | FXTYP5EL2SAF250 | OM3 12f Trunk OFNP MPO F/LC Dup Std Pola | OM3 12-fiber indoor small diameter trunk cable assembly, plenum (OFNP) rated, MPO Female to LC duplex, Std. IL, with a pulling eye on end A, 250.00 ft. | PC | 1 | 1 | 1 | 1 | 1670.6
07498372807 | FXTYP7EL2SAF250 | OM3 12f Trunk OFNP PanMPO F/LC Dup Std P | OM3 12-fiber indoor small diameter trunk cable assembly, plenum (OFNP) rated, PanMPO Female to LC duplex, Std. IL, with a pulling eye on end A, 250.00 ft. | PC | 1 | 1 | 1 | 1 | 1670.6
07498338282 | FZTSPXNXNSNF095 | 12-Fiber,OM4,InTrnk,PLEM,95ft,EA | 12-fiber OM4 indoor trunk cable assembly, plenum (OFNP) rated, LC cassette to LC cassette, Std Polarity, Std IL with no pulling eye. 95 ft. | PC | 1 | 1 | 1 | 1 | 1675.96
07498372476 | FZTYP5EL2SAF170 | OM3 12f Trunk OFNP MPO F/LC Dup Std Pola | OM4 12-fiber indoor small diameter trunk cable assembly, plenum (OFNP) rated, MPO female to LC duplex, Std. IL., with a pulling eye on end A. | PC | 1 | 1 | 1 | 1 | 1694.78
07498372318 | FZTYP7EL2SAF170 | OM4,12-Fibr,InSMDia,Trnk,Cbl,170ft,EA | OM4 12-fiber indoor small diameter trunk cable assembly, plenum (OFNP) rated, PanMPO female to LC duplex, Std. IL., with a pulling eye on end A, Aqua, 170 ft. | PC | 1 | 1 | 1 | 1 | 1694.78
07498338345 | FZTSPXNXNSNF100 | 12-Fiber,OM4,InTrnk,PLEM,100ft,EA | 12-fiber OM4 indoor trunk cable assembly, plenum (OFNP) rated, LC cassette to LC cassette, Std Polarity, Std IL with no pulling eye. 100 ft. | PC | 1 | 1 | 1 | 1 | 1698.26
07498372550 | FZTYL5EL2SAM055 | OM4 12f Trunk LSZH MPO F/LC Dup Std Pola | OM4 12-fiber indoor small diameter trunk cable assembly, low smoke zero halogen (LSZH) rated, MPO Female to LC duplex, Std IL., with a pulling eye on end A, 55 meters. | PC | 1 | 1 | 1 | 1 | 1702.72
07498372344 | FZTYL7EL2SAM055 | OM4 12f Trunk LSZH PanMPO F/LC Dup Std P | OM4 12-fiber indoor small diameter trunk cable assembly, low smoke zero halogen (LSZH) rated, PanMPO female to LC duplex, Std. IL., with a pulling eye on end A, 55 meters. | PC | 1 | 1 | 1 | 1 | 1702.72
07498338183 | FZTSLXNXNSNM015 | OM4,12-Fiber,InTrnk,LSZH,15M | OM4 12 Fiber Indoor Trunk LSZH LC Cassette to LC Cassette Std Polarity with no Pulling Eye - 15m | PC | 1 | 1 | 1 | 1 | 1706.94
07498372768 | FXTYP5EL2SAF260 | OM3 12f Trunk OFNP MPO F/LC Dup Std Pola | OM3 12-fiber indoor small diameter trunk cable assembly, plenum (OFNP) rated, MPO Female to LC duplex, Std. IL, with a pulling eye on end A. | PC | 1 | 1 | 1 | 1 | 1709.2
07498372808 | FXTYP7EL2SAF260 | OM3 12f Trunk OFNP PanMPO F/LC Dup Std P | OM3 12-fiber indoor small diameter trunk cable assembly, plenum (OFNP) rated, PanMPO Female to LC duplex, Std. IL, with a pulling eye on end A. | PC | 1 | 1 | 1 | 1 | 1709.2
07498385349 | FXTYP5EL2SAM080 | OM3 12f Trunk OFNP MPO F/LC Dup Std Pola | OM3 12-fiber indoor small diameter trunk cable assembly, plenum (OFNP) rated, MPO female to LC duplex, Std IL; with a pulling eye on end A. | PC | 1 | 1 | 1 | 1 | 1719.2
07498385359 | FXTYP7EL2SAM080 | OM3 12f Trunk OFNP PanMPO F/LC Dup Std P | OM3 12-fiber indoor small diameter trunk cable assembly, plenum (OFNP) rated, PanMPO female to LC duplex, Std IL; with a pulling eye on end A. | PC | 1 | 1 | 1 | 1 | 1719.2
07498381461 | FZTYL7575XAM060 | 12fbr,OM4,HD,SDiaT,LSZH,PanMPOfm-fm,60mr | 12-Fiber OM4 HD Flex Indoor Small Diameter Trunk LSZH PanMPO Female To PanMPO Female, Method A, Optimized IL, Pulling Eye - 60 Meters | PC | 1 | 1 | 1 | 1 | 1719.54
07498372578 | FXTYL5EL2SAM085 | OM3 12f Trunk LSZH MPO F/LC Dup Std Pola | OM3 12-fiber, indoor small diameter trunk cable assembly, low smoke zero halogen rated, MPO female To LC duplex, Std. IL, with pulling on eye on end A, 85 meters. | PC | 1 | 1 | 1 | 1 | 1728.5
07498372686 | FXTYL7EL2SAM085 | OM3,12-Fibr,InSmDia,Trnk,Cbl,LSZH,85M,RL | OM3 12-fiber indoor small diameter trunk cable assembly, low smoke zero halogen (LSZH) rated, PanMPO Female to LC duplex, std. IL. with a pulling eye on end A, Aqua, 85 meters. | PC | 1 | 1 | 1 | 1 | 1728.5
07498372769 | FXTYP5EL2SAF270 | OM3 12f Trunk OFNP MPO F/LC Dup Std Pola | OM3 12-fiber indoor small diameter trunk cable assembly, plenum (OFNP) rated, MPO Female to LC duplex, Std. IL, with a pulling eye on end A, 270.00 ft. | PC | 1 | 1 | 1 | 1 | 1747.8
07498372809 | FXTYP7EL2SAF270 | OM3 12f Trunk OFNP PanMPO F/LC Dup Std P | OM3 12-fiber indoor small diameter trunk cable assembly, plenum (OFNP) rated, PanMPO Female to LC duplex, Std. IL, with a pulling eye on end A, 270.00 ft. | PC | 1 | 1 | 1 | 1 | 1747.8
07498372486 | FZTYP5EL2SAF180 | OM3 12f Trunk OFNP MPO F/LC Dup Std Pola | OM4 12-fiber indoor small diameter trunk cable assembly, plenum (OFNP) rated, MPO female to LC duplex, Std. IL., with a pulling eye on end A. | PC | 1 | 1 | 1 | 1 | 1748.84
07498372319 | FZTYP7EL2SAF180 | OM4,12-Fibr,InSMDia,Trnk,Cbl,180ft,EA | OM4 12-fiber indoor small diameter trunk cable assembly, plenum (OFNP) rated, PanMPO female to LC duplex, Std. IL., with a pulling eye on end A, Aqua, 180 ft. | PC | 1 | 1 | 1 | 1 | 1748.84
07498338184 | FZTSLXNXNSNM020 | OM4,12-Fiber,InTrnk,LSZH,20M | OM4 12 Fiber Indoor Trunk LSZH LC Cassette to LC Cassette Std Polarity with no Pulling Eye - 20m | PC | 1 | 1 | 1 | 1 | 1765.3
07498372770 | FXTYP5EL2SAF280 | OM3 12f Trunk OFNP MPO F/LC Dup Std Pola | OM3 12-fiber indoor small diameter trunk cable assembly, plenum (OFNP) rated, MPO Female to LC duplex, Std. IL, with a pulling eye on end A. | PC | 1 | 1 | 1 | 1 | 1786.42
07498372810 | FXTYP7EL2SAF280 | OM3 12f Trunk OFNP PanMPO F/LC Dup Std P | OM3 12-fiber indoor small diameter trunk cable assembly, plenum (OFNP) rated, PanMPO Female to LC duplex, Std. IL, with a pulling eye on end A. | PC | 1 | 1 | 1 | 1 | 1786.42
07498372551 | FZTYL5EL2SAM060 | OM4 12f Trunk LSZH MPO F/LC Dup Std Pola | OM4 12-fiber indoor small diameter trunk cable assembly, low smoke zero halogen (LSZH) rated, MPO Female to LC duplex, Std IL., with a pulling eye on end A, 60 meters. | PC | 1 | 1 | 1 | 1 | 1787
07498372345 | FZTYL7EL2SAM060 | OM4 12f Trunk LSZH PanMPO F/LC Dup Std P | OM4 12-fiber indoor small diameter trunk cable assembly, low smoke zero halogen (LSZH) rated, PanMPO female to LC duplex, Std. IL., with a pulling eye on end A, 60 meters. | PC | 1 | 1 | 1 | 1 | 1787
07498372579 | FXTYL5EL2SAM090 | OM3 12f Trunk LSZH MPO F/LC Dup Std Pola | OM3 12-fiber, indoor small diameter trunk cable assembly, low smoke zero halogen rated, MPO female To LC duplex, Std. IL, with pulling on eye on end A, 90 meters. | PC | 1 | 1 | 1 | 1 | 1788.7
07498372687 | FXTYL7EL2SAM090 | OM3 12f Trunk LSZH PanMPO F/LC Dup Std P | OM3 12-fiber indoor small diameter trunk cable assembly, low smoke zero halogen (LSZH) rated, PanMPO Female to LC duplex, std. IL. with a pulling eye on end A, 90 meters. | PC | 1 | 1 | 1 | 1 | 1788.7
07498372489 | FZTYP5EL2SAF190 | OM3 12f Trunk OFNP MPO F/LC Dup Std Pola | OM4 12-fiber indoor small diameter trunk cable assembly, plenum (OFNP) rated, MPO female to LC duplex, Std. IL., with a pulling eye on end A. | PC | 1 | 1 | 1 | 1 | 1802.9
07498372320 | FZTYP7EL2SAF190 | OM4,12-Fibr,InSMDia,Trnk,Cbl,190ft,EA | OM4 12-fiber indoor small diameter trunk cable assembly, plenum (OFNP) rated, PanMPO female to LC duplex, Std. IL., with a pulling eye on end A, Aqua, 190 ft. | PC | 1 | 1 | 1 | 1 | 1802.9
07498338185 | FZTSLXNXNSNM025 | OM4,12-Fiber,InTrnk,LSZH,25M | OM4 12 Fiber Indoor Trunk LSZH LC Cassette to LC Cassette Std Polarity with no Pulling Eye - 25m | PC | 1 | 1 | 1 | 1 | 1823.68
07498372771 | FXTYP5EL2SAF290 | OM3 12f Trunk OFNP MPO F/LC Dup Std Pola | OM3 12-fiber indoor small diameter trunk cable assembly, plenum (OFNP) rated, MPO Female to LC duplex, Std. IL, with a pulling eye on end A. | PC | 1 | 1 | 1 | 1 | 1825.04
07498372811 | FXTYP7EL2SAF290 | OM3 12f Trunk OFNP PanMPO F/LC Dup Std P | OM3 12-fiber indoor small diameter trunk cable assembly, plenum (OFNP) rated, PanMPO Female to LC duplex, Std. IL, with a pulling eye on end A. | PC | 1 | 1 | 1 | 1 | 1825.04
07498385402 | FZTYP5EL2SAM060 | OM3 12f Trunk OFNP MPO F/LC Dup Std Pola | OM4 12-fiber indoor small diameter trunk cable assembly, plenum (OFNP) rated, MPO female to LC duplex, Std IL; with pulling eye on end A. | PC | 1 | 1 | 1 | 1 | 1840.16
07498385432 | FZTYP7EL2SAM060 | OM4 12f Trunk OFNP PanMPO F/LC Dup Std P | OM4 12-fiber indoor small diameter trunk cable assembly, plenum (OFNP) rated, PanMPO female to LC duplex, Std IL, with a pulling eye end A, 60 meters. | PC | 1 | 1 | 1 | 1 | 1840.16
07498385350 | FXTYP5EL2SAM090 | OM3 12f Trunk OFNP MPO F/LC Dup Std Pola | OM3 12-fiber indoor small diameter trunk cable assembly, plenum (OFNP) rated, MPO female to LC duplex, Std IL; with a pulling eye on end A. | PC | 1 | 1 | 1 | 1 | 1845.94
07498385360 | FXTYP7EL2SAM090 | OM3 12f Trunk OFNP PanMPO F/LC Dup Std P | OM3 12-fiber indoor small diameter trunk cable assembly, plenum (OFNP) rated, PanMPO female to LC duplex, Std IL; with a pulling eye on end A. | PC | 1 | 1 | 1 | 1 | 1845.94
07498372580 | FXTYL5EL2SAM095 | OM3 12f Trunk LSZH MPO F/LC Dup Std Pola | OM3 12-fiber, indoor small diameter trunk cable assembly, low smoke zero halogen rated, MPO female To LC duplex, Std. IL, with pulling on eye on end A, 95 meters. | PC | 1 | 1 | 1 | 1 | 1848.9
07498372694 | FXTYL7EL2SAM095 | OM3 12f Trunk LSZH PanMPO F/LC Dup Std P | OM3 12-fiber indoor small diameter trunk cable assembly, low smoke zero halogen (LSZH) rated, PanMPO Female to LC duplex, std. IL. with a pulling eye on end A, 95 meters. | PC | 1 | 1 | 1 | 1 | 1848.9
07498372513 | FZTYP5EL2SAF200 | OM3 12f Trunk OFNP MPO F/LC Dup Std Pola | OM4 12-fiber indoor small diameter trunk cable assembly, plenum (OFNP) rated, MPO female to LC duplex, Std. IL., with a pulling eye on end A. | PC | 1 | 1 | 1 | 1 | 1856.94
07498372321 | FZTYP7EL2SAF200 | OM4,12-Fibr,InSMDia,Trnk,Cbl,200ft,EA | OM4 12-fiber indoor small diameter trunk cable assembly, plenum (OFNP) rated, PanMPO female to LC duplex, Std. IL., with a pulling eye on end A, Aqua, 200 ft. | PC | 1 | 1 | 1 | 1 | 1856.94
07498372772 | FXTYP5EL2SAF300 | OM3,12-Fiber,InSMDiaTrnk,300ft,MPOf,EA | OM3 12-fiber indoor small diameter trunk cable assembly, plenum (OFNP) rated, MPO Female to LC duplex, Std. IL. with a pulling eye on end A, Aqua, 300 ft. | PC | 1 | 1 | 1 | 1 | 1863.66
07498372812 | FXTYP7EL2SAF300 | OM3,12-Fiber,InSMDiaTrnk,300ft,PanMPO,EA | OM3 12-fiber indoor small diameter trunk cable assembly, plenum (OFNP) rated, PanMPO Female to LC duplex, Std. IL. with a pulling eye on end A, Aqua, 300 ft. | PC | 1 | 1 | 1 | 1 | 1863.66
07498372552 | FZTYL5EL2SAM065 | OM4 12f Trunk LSZH MPO F/LC Dup Std Pola | OM4 12-fiber indoor small diameter trunk cable assembly, low smoke zero halogen (LSZH) rated, MPO Female to LC duplex, Std IL., with a pulling eye on end A, 65 meters. | PC | 1 | 1 | 1 | 1 | 1871.26
07498372346 | FZTYL7EL2SAM065 | OM4 12f Trunk LSZH PanMPO F/LC Dup Std P | OM4 12-fiber indoor small diameter trunk cable assembly, low smoke zero halogen (LSZH) rated, PanMPO female to LC duplex, Std. IL., with a pulling eye on end A, 65 meters. | PC | 1 | 1 | 1 | 1 | 1871.26
07498338189 | FZTSLXNXNSNM030 | OM4,12-Fiber,InTrnk,LSZH,30M | OM4 12 Fiber Indoor Trunk LSZH LC Cassette to LC Cassette Std Polarity with no Pulling Eye - 30m | PC | 1 | 1 | 1 | 1 | 1882.04
07498372581 | FXTYL5EL2SAM100 | OM3,12-Fiber,InSMDiaTrnk,LSZH,100M | OM3 12-fiber, indoor small diameter trunk cable assembly, low smoke zero halogen rated, MPO female To LC duplex, Std. IL. with pulling on eye on end A, Aqua, 100 meters. | PC | 1 | 1 | 1 | 1 | 1909.08
07498372695 | FXTYL7EL2SAM100 | OM3,12-Fiber,InSMDiaTrnk,PanMPO,100M | OM3 12-fiber indoor small diameter trunk cable assembly, low smoke zero halogen (LSZH) rated, PanMPO Female to LC duplex, std. IL. with a pulling eye on end A, Aqua, 100 meters. | PC | 1 | 1 | 1 | 1 | 1909.08
07498372514 | FZTYP5EL2SAF210 | OM3 12f Trunk OFNP MPO F/LC Dup Std Pola | OM4 12-fiber indoor small diameter trunk cable assembly, plenum (OFNP) rated, MPO female to LC duplex, Std. IL., with a pulling eye on end A, 210.00 ft. | PC | 1 | 1 | 1 | 1 | 1911
07498372322 | FZTYP7EL2SAF210 | OM4,12-Fibr,InSMDia,Trnk,Cbl,210ft,EA | OM4 12-fiber indoor small diameter trunk cable assembly, plenum (OFNP) rated, PanMPO female to LC duplex, Std. IL., with a pulling eye on end A, Aqua, 210 ft. | PC | 1 | 1 | 1 | 1 | 1911
07498372553 | FZTYL5EL2SAM070 | OM4 12f Trunk LSZH MPO F/LC Dup Std Pola | OM4 12-fiber indoor small diameter trunk cable assembly, low smoke zero halogen (LSZH) rated, MPO Female to LC duplex, Std IL., with a pulling eye on end A, 70 meters. | PC | 1 | 1 | 1 | 1 | 1955.54
07498372347 | FZTYL7EL2SAM070 | OM4 12f Trunk LSZH PanMPO F/LC Dup Std P | OM4 12-fiber indoor small diameter trunk cable assembly, low smoke zero halogen (LSZH) rated, PanMPO female to LC duplex, Std. IL., with a pulling eye on end A, 70 meters. | PC | 1 | 1 | 1 | 1 | 1955.54
07498372515 | FZTYP5EL2SAF220 | OM3 12f Trunk OFNP MPO F/LC Dup Std Pola | OM4 12-fiber indoor small diameter trunk cable assembly, plenum (OFNP) rated, MPO female to LC duplex, Std. IL., with a pulling eye on end A, 220.00 ft. | PC | 1 | 1 | 1 | 1 | 1965.08
07498372323 | FZTYP7EL2SAF220 | OM4,12-Fibr,InSMDia,Trnk,Cbl,220ft,EA | OM4 12-fiber indoor small diameter trunk cable assembly, plenum (OFNP) rated, PanMPO female to LC duplex, Std. IL., with a pulling eye on end A, Aqua, 220 ft. | PC | 1 | 1 | 1 | 1 | 1965.08
07498385351 | FXTYP5EL2SAM100 | OM3 12f Trunk OFNP MPO F/LC Dup Std Pola | OM3 12-fiber indoor small diameter trunk cable assembly, plenum (OFNP) rated, MPO female to LC duplex, Std IL; with a pulling eye on end A. | PC | 1 | 1 | 1 | 1 | 1972.68
07498385361 | FXTYP7EL2SAM100 | OM3 12f Trunk OFNP PanMPO F/LC Dup Std P | OM3 12-fiber indoor small diameter trunk cable assembly, plenum (OFNP) rated, PanMPO female to LC duplex, Std IL; with a pulling eye on end A. | PC | 1 | 1 | 1 | 1 | 1972.68
07498385405 | FZTYP5EL2SAM070 | OM3 12f Trunk OFNP MPO F/LC Dup Std Pola | OM4 12-fiber indoor small diameter trunk cable assembly, plenum (OFNP) rated, MPO female to LC duplex, Std IL; with pulling eye on end A. | PC | 1 | 1 | 1 | 1 | 2017.54
07498385438 | FZTYP7EL2SAM070 | OM4 12f Trunk OFNP PanMPO F/LC Dup Std P | OM4 12-fiber indoor small diameter trunk cable assembly, plenum (OFNP) rated, PanMPO female to LC duplex, Std IL, with a pulling eye end A, 70 meters. | PC | 1 | 1 | 1 | 1 | 2017.54
07498372516 | FZTYP5EL2SAF230 | OM3 12f Trunk OFNP MPO F/LC Dup Std Pola | OM4 12-fiber indoor small diameter trunk cable assembly, plenum (OFNP) rated, MPO female to LC duplex, Std. IL., with a pulling eye on end A. | PC | 1 | 1 | 1 | 1 | 2019.14
07498372324 | FZTYP7EL2SAF230 | OM4,12-Fibr,InSMDia,Trnk,Cbl,230ft,EA | OM4 12-fiber indoor small diameter trunk cable assembly, plenum (OFNP) rated, PanMPO female to LC duplex, Std. IL., with a pulling eye on end A, Aqua, 230 ft. | PC | 1 | 1 | 1 | 1 | 2019.14
07498372554 | FZTYL5EL2SAM075 | OM4 12f Trunk LSZH MPO F/LC Dup Std Pola | OM4 12-fiber indoor small diameter trunk cable assembly, low smoke zero halogen (LSZH) rated, MPO Female to LC duplex, Std IL., with a pulling eye on end A, 75 meters. | PC | 1 | 1 | 1 | 1 | 2039.8
07498372349 | FZTYL7EL2SAM075 | OM4 12f Trunk LSZH PanMPO F/LC Dup Std P | OM4 12-fiber indoor small diameter trunk cable assembly, low smoke zero halogen (LSZH) rated, PanMPO female to LC duplex, Std. IL., with a pulling eye on end A, 75 meters. | PC | 1 | 1 | 1 | 1 | 2039.8
07498372517 | FZTYP5EL2SAF240 | OM3 12f Trunk OFNP MPO F/LC Dup Std Pola | OM4 12-fiber indoor small diameter trunk cable assembly, plenum (OFNP) rated, MPO female to LC duplex, Std. IL., with a pulling eye on end A. | PC | 1 | 1 | 1 | 1 | 2073.18
07498372325 | FZTYP7EL2SAF240 | OM4,12-Fibr,InSMDia,Trnk,Cbl,240ft,EA | OM4 12-fiber indoor small diameter trunk cable assembly, plenum (OFNP) rated, PanMPO female to LC duplex, Std. IL., with a pulling eye on end A, Aqua, 240 ft. | PC | 1 | 1 | 1 | 1 | 2073.18
07498372555 | FZTYL5EL2SAM080 | OM4 12f Trunk LSZH MPO F/LC Dup Std Pola | OM4 12-fiber indoor small diameter trunk cable assembly, low smoke zero halogen (LSZH) rated, MPO Female to LC duplex, Std IL., with a pulling eye on end A, 80 meters. | PC | 1 | 1 | 1 | 1 | 2124.08
07498372350 | FZTYL7EL2SAM080 | OM4 12f Trunk LSZH PanMPO F/LC Dup Std P | OM4 12-fiber indoor small diameter trunk cable assembly, low smoke zero halogen (LSZH) rated, PanMPO female to LC duplex, Std. IL., with a pulling eye on end A, 80 meters. | PC | 1 | 1 | 1 | 1 | 2124.08
07498372518 | FZTYP5EL2SAF250 | OM3 12f Trunk OFNP MPO F/LC Dup Std Pola | OM4 12-fiber indoor small diameter trunk cable assembly, plenum (OFNP) rated, MPO female to LC duplex, Std. IL., with a pulling eye on end A. | PC | 1 | 1 | 1 | 1 | 2127.24
07498372327 | FZTYP7EL2SAF250 | OM4,12-Fibr,InSMDia,Trnk,Cbl,250ft,EA | OM4 12-fiber indoor small diameter trunk cable assembly, plenum (OFNP) rated, PanMPO female to LC duplex, Std. IL., with a pulling eye on end A, Aqua, 250 ft. | PC | 1 | 1 | 1 | 1 | 2127.24
07498372519 | FZTYP5EL2SAF260 | OM3 12f Trunk OFNP MPO F/LC Dup Std Pola | OM4 12-fiber indoor small diameter trunk cable assembly, plenum (OFNP) rated, MPO female to LC duplex, Std. IL., with a pulling eye on end A. | PC | 1 | 1 | 1 | 1 | 2181.3
07498372329 | FZTYP7EL2SAF260 | OM4,12-Fibr,InSMDia,Trnk,Cbl,260ft,EA | OM4 12-fiber indoor small diameter trunk cable assembly, plenum (OFNP) rated, PanMPO female to LC duplex, Std. IL., with a pulling eye on end A, Aqua, 260 ft. | PC | 1 | 1 | 1 | 1 | 2181.3
07498385406 | FZTYP5EL2SAM080 | OM3 12f Trunk OFNP MPO F/LC Dup Std Pola | OM4 12-fiber indoor small diameter trunk cable assembly, plenum (OFNP) rated, MPO female to LC duplex, Std IL, with pulling eye on end A, 80 meters. | PC | 1 | 1 | 1 | 1 | 2194.92
07498385439 | FZTYP7EL2SAM080 | OM4 12f Trunk OFNP PanMPO F/LC Dup Std P | OM4 12-fiber indoor small diameter trunk cable assembly, plenum (OFNP) rated, PanMPO female to LC duplex, Std IL, with a pulling eye end A, 80 meters. | PC | 1 | 1 | 1 | 1 | 2194.92
07498372556 | FZTYL5EL2SAM085 | OM4 12f Trunk LSZH MPO F/LC Dup Std Pola | OM4 12-fiber indoor small diameter trunk cable assembly, low smoke zero halogen (LSZH) rated, MPO Female to LC duplex, Std IL., with a pulling eye on end A, 85 meters. | PC | 1 | 1 | 1 | 1 | 2208.34
07498372351 | FZTYL7EL2SAM085 | OM4 12f Trunk LSZH PanMPO F/LC Dup Std P | OM4 12-fiber indoor small diameter trunk cable assembly, low smoke zero halogen (LSZH) rated, PanMPO female to LC duplex, Std. IL., with a pulling eye on end A, 85 meters. | PC | 1 | 1 | 1 | 1 | 2208.34
07498372523 | FZTYP5EL2SAF270 | OM3 12f Trunk OFNP MPO F/LC Dup Std Pola | OM4 12-fiber indoor small diameter trunk cable assembly, plenum (OFNP) rated, MPO female to LC duplex, Std. IL., with a pulling eye on end A. | PC | 1 | 1 | 1 | 1 | 2235.38
07498372330 | FZTYP7EL2SAF270 | OM4,12-Fibr,InSmDia,Trnk,Cbl,270ft,EA | OM4 12-fiber indoor small diameter trunk cable assembly, plenum (OFNP) rated, PanMPO female to LC duplex, Std. IL., with a pulling eye on end A, Aqua, 270 ft. | PC | 1 | 1 | 1 | 1 | 2235.38
07498372526 | FZTYP5EL2SAF280 | OM3 12f Trunk OFNP MPO F/LC Dup Std Pola | OM4 12-fiber indoor small diameter trunk cable assembly, plenum (OFNP) rated, MPO female to LC duplex, Std. IL., with a pulling eye on end A, 280.00 ft. | PC | 1 | 1 | 1 | 1 | 2289.42
07498372331 | FZTYP7EL2SAF280 | OM4,12-Fibr,InSmDia,Trnk,Cbl,280ft,EA | OM4 12-fiber indoor small diameter trunk cable assembly, plenum (OFNP) rated, PanMPO female to LC duplex, Std. IL., with a pulling eye on end A, Aqua, 280 ft. | PC | 1 | 1 | 1 | 1 | 2289.42
07498372559 | FZTYL5EL2SAM090 | OM4 12f Trunk LSZH MPO F/LC Dup Std Pola | OM4 12-fiber indoor small diameter trunk cable assembly, low smoke zero halogen (LSZH) rated, MPO Female to LC duplex, Std IL., with a pulling eye on end A, 90 meters. | PC | 1 | 1 | 1 | 1 | 2292.6
07498372353 | FZTYL7EL2SAM090 | OM4 12f Trunk LSZH PanMPO F/LC Dup Std P | OM4 12-fiber indoor small diameter trunk cable assembly, low smoke zero halogen (LSZH) rated, PanMPO female to LC duplex, Std. IL., with a pulling eye on end A, 90 meters. | PC | 1 | 1 | 1 | 1 | 2292.6
07498372527 | FZTYP5EL2SAF290 | OM3 12f Trunk OFNP MPO F/LC Dup Std Pola | OM4 12-fiber indoor small diameter trunk cable assembly, plenum (OFNP) rated, MPO female to LC duplex, Std. IL., with a pulling eye on end A. | PC | 1 | 1 | 1 | 1 | 2343.48
07498372332 | FZTYP7EL2SAF290 | OM4,12-Fibr,InSmDia,Trnk,Cbl,290ft,EA | OM4 12-fiber indoor small diameter trunk cable assembly, plenum (OFNP) rated, PanMPO female to LC duplex, Std. IL., with a pulling eye on end A, Aqua, 290 ft. | PC | 1 | 1 | 1 | 1 | 2343.48
07498385407 | FZTYP5EL2SAM090 | OM3 12f Trunk OFNP MPO F/LC Dup Std Pola | OM4 12-fiber indoor small diameter trunk cable assembly, plenum (OFNP) rated, MPO female to LC duplex, Std IL; with pulling eye on end A. | PC | 1 | 1 | 1 | 1 | 2372.32
07498385440 | FZTYP7EL2SAM090 | OM4 12f Trunk OFNP PanMPO F/LC Dup Std P | OM4 12-fiber indoor small diameter trunk cable assembly, plenum (OFNP) rated, PanMPO female to LC duplex, Std IL; with a pulling eye end A. | PC | 1 | 1 | 1 | 1 | 2372.32
07498372560 | FZTYL5EL2SAM095 | OM4 12f Trunk LSZH MPO F/LC Dup Std Pola | OM4 12-fiber indoor small diameter trunk cable assembly, low smoke zero halogen (LSZH) rated, MPO Female to LC duplex, Std IL., with a pulling eye on end A, 95 meters. | PC | 1 | 1 | 1 | 1 | 2376.88
07498372354 | FZTYL7EL2SAM095 | OM4 12f Trunk LSZH PanMPO F/LC Dup Std P | OM4 12-fiber indoor small diameter trunk cable assembly, low smoke zero halogen (LSZH) rated, PanMPO female to LC duplex, Std. IL., with a pulling eye on end A, 95 meters. | PC | 1 | 1 | 1 | 1 | 2376.88
07498372528 | FZTYP5EL2SAF300 | OM4,12-Fiber,InSMDiaTrnk,MPOf,300ft,EA | OM4 12-fiber indoor small diameter trunk cable assembly, plenum (OFNP) rated, MPO female to LC duplex, Std. IL., with a pulling eye on end A, Aqua, 300 ft. | PC | 1 | 1 | 1 | 1 | 2397.54
07498372333 | FZTYP7EL2SAF300 | OM4,12-Fibr,InSMDiaTrnk,PLEM,300ft,EA | OM4 12-fiber indoor small diameter trunk cable assembly, plenum (OFNP) rated, PanMPO female to LC duplex, Std. IL., with a pulling eye on end A, Aqua, 300 ft. | PC | 1 | 1 | 1 | 1 | 2397.54
61305621580 | FZUYLE5E5XAM045 | 24-Fiber,OM4,SmDia,MPOFem,A,LSZH,45M,RL | 24-Fiber OM4 HD Flex Indoor Small Diameter Trunk, LSZH, 24F MPO Female to 24F MPO Female, Method A, Optimized IL, Pulling Eye, 45 Meters, Aqua. | PC | 1 | 1 | 1 | 1 | 2448.26
07498372561 | FZTYL5EL2SAM100 | OM4,12-Fiber,InSMDiaTrnk,100M,RL | OM4 12-fiber indoor small diameter trunk cable assembly, low smoke zero halogen (LSZH) rated, MPO Female to LC duplex, Std IL., with a pulling eye on end A, Aqua, 100 meters. | PC | 1 | 1 | 1 | 1 | 2461.12
07498372355 | FZTYL7EL2SAM100 | OM4,12-Fiber,InSMDiaTrnk,PMPOf,100M | OM4 12-fiber indoor small diameter trunk cable assembly, low smoke zero halogen (LSZH) rated, PanMPO female to LC duplex, Std. IL., with a pulling eye on end A, Aqua, 100 meters. | PC | 1 | 1 | 1 | 1 | 2461.12
07498378281 | FZUYL7575YAM040 | OM4,HDFlex24FB,LSZH,FPMPO-FPMPO,PEye,40M | 24-fiber OM4 HD flex indoor small diameter trunk cable assembly, low smoke zero halogen (LSZH), PanMPO female to PanMPO female, Method B, Optimized IL, with no pulling eye, 40m. | PC | 1 | 1 | 1 | 1 | 2487
07498385408 | FZTYP5EL2SAM100 | OM4,12-Fiber,InSMDiaTrnk,PLEM,MPOf,100M | OM4 12-fiber indoor small diameter trunk cable assembly, plenum (OFNP) rated, MPO female to LC duplex, Std IL, with pulling eye on end A, 100 meters. | PC | 1 | 1 | 1 | 1 | 2549.7
07498385441 | FZTYP7EL2SAM100 | OM4,12-Fiber,InSMDiaTrnk,PLEM,100M,RL | OM4 12-fiber indoor small diameter trunk cable assembly, plenum (OFNP) rated, PanMPO female to LC duplex, Std IL, with a pulling eye end A, Aqua, 100 meters. | PC | 1 | 1 | 1 | 1 | 2549.7
Copper Cable

## NetKey
PANDUIT USA |  |  | Effective Date: | 2021-12-01
Authorized - Netkey |  |  | COST BOOK: | SA-NKPS21B
Last Updated: | 2021-10-20 |  | Supersedes: | SA-NKPS21A, eff 1-Jul-2021
For Search: type Catalog Number (Part Number) in cell B8
Results found in row 11
| NK12FBL |  |  | 30% | 25% | 20% | 15%
|  |  |  | #REF! | #REF! | #REF! | #REF!
UPC NUMBER | Catalog Number | Description | Long Description | Prc. UOM | Numeric Prc. UOM | MOQ | Minimum Order Increment | List
| NK12FBL | FlushMntScr-OnFaceplatesw/Lblng,BL,EA | NetKey double gang, flush mount vertical faceplate , accepts twelve keystone modules, includes label and label cover. Black. | PC | 1 | 10 | 1
UPC NUMBER | Catalog Number | Description | Long Description | Prc. UOM | Numeric Prc. UOM | MOQ | Minimum Order Increment | List
07498311658 | FD1W12BUDLCZ | OpticomPreLoad-FiberDrwrw/12DPLX9µm,EA | The fiber drawer is pre-loaded with 12 blue duplex LC adapters with zirconia sleeves. It is black powdered coated steel and measures 1.73 inches H x 17.5 inches W x 12.1 inches D (44mm x 445mm x 308mm) | PC | 1 | 1 | 1 | 441.2
07498349015 | FD1W24AQDSCZ | OpticomPreLoad-FiberDrwrw/24DPLXmm10G,EA | Pre-loaded Fibre drawer with 24 SC duplex aqua adapters (zirconia sleeve) for 10Gig OM3/OM4 (50/125µ m) multimode fiber. Dimensions: 1.73"H x 17.5"W x 12.0"D(43.9mm x 444.5mm x 308.2mm) | PC | 1 | 1 | 1 | 562.78
07498349017 | FD1W24BUDSCZ | PreLoad-FbrDrwrw/24SCDPLXSMOS1/OS2,EA | Pre-loaded with 24 SC duplex blue adapters (zirconia sleeve) for OS1/OS2 (9µ m) singlemode fiber. Dimensions: 1.73"H x 17.5"W x 12.0"D(43.9mm x 444.5mm x 308.2mm) | PC | 1 | 1 | 1 | 703.42
07498378271 | FD1W6AQDSCZ | PreLoad,FiberDrwr,w/,6Dplx,50µmSC,AQ,EA | Pre-loaded Fibre drawer with 6 Duplex 50µm SC Adapters , Aqua, Zirconia Sleeve. | PC | 1 | 1 | 1 | 335.18
61305677702 | KP24APWSBL | Keystone Shielded 24-port, modular flat | Keystone Shielded 24-port, modular flat mount all metal patch panel with 15° angled jack ports & strain relief bar | PC | 1 | 10 | 10 | 112.98
61305658040 | KP24WSBL | Keystone 24-port modular all metal shiel | The keystone shielded patch panel accepts up to 24 keystone shielded jack modules in 1 RU and mounts to 19 inch and 23 inch racks and cabinets. It has a flat design and is made of stainless steel construction. The panel includes a built-in strain relief b | PC | 1 | 10 | 10 | 70.62
61305676460 | KPA24WSBL | Keystone 24 Port Angled Shielded Panel w | The keystone shielded angled patch panel accepts up to 24 keystone shielded jack modules in 1 RU and mounts to 19 inch and 23 inch racks and cabinets. It has an angled design and includes a built-in strain relief bar, label pockets for easy identification | PC | 1 | 2 | 1 | 112.23
61305676459 | KPA48WSBL | Keystone 48 Port Angled Shielded Panel w | The keystone shielded angled patch panel accepts up to 48 keystone shielded jack modules in 2 RU and mounts to 19 inch and 23 inch racks and cabinets. It has an angled design and includes a built-in strain relief bar, label pockets for easy identification | PC | 1 | 2 | 1 | 124.72
61305676458 | KPS24BL | Keystone 24 Port Flat Shielded Panel wit | The keystone shielded patch panel accepts up to 24 keystone shielded jack modules in 1 RU. It has a flat design and is made of stainless steel construction. The panel includes label pockets for easy identification and is black. | PC | 1 | 10 | 1 | 46.77
07498306406 | NK12FBL | FlushMntScr-OnFaceplatesw/Lblng,BL,EA | NetKey double gang, flush mount vertical faceplate , accepts twelve keystone modules, includes label and label cover. Black. | PC | 1 | 10 | 1 | 5.28
07498305442 | NK12FEIY | NK,12-port,SglGang,VertFPw/Lbls,EI,EA | NetKey double gang, flush mount vertical faceplate , accepts twelve keystone modules, includes label and label cover. Electric Ivory | PC | 1 | 10 | 1 | 5.28
07498305443 | NK12FIGY | FlushMntScr-OnFaceplatesw/Lblng,IG,EA | NetKey double gang, flush mount vertical faceplate , accepts twelve keystone modules, includes label and label cover. International Gray | PC | 1 | 10 | 1 | 5.28
07498305444 | NK12FIWY | NK,12-port,SglGang,VertFPw/Lbls,IW,EA | NetKey double gang, flush mount vertical faceplate , accepts twelve keystone modules, includes label and label cover. Off White | PC | 1 | 10 | 1 | 5.28
07498305445 | NK12FWHY | NK,12-port,SglGang,VertFPw/Lbls,WH,EA | NetKey double gang, flush mount vertical faceplate , accepts twelve keystone modules, includes label and label cover. White | PC | 1 | 10 | 1 | 5.28
07498306401 | NK1FBL | NK,1Pt,Screw-On,Faceplate,w/L,BL,EA | NetKey single gang, flush mount vertical faceplate , accepts one keystone module, includes label and label cover. Black. | PC | 1 | 10 | 1 | 2.24
07498305446 | NK1FEIY | NK,1Pt,SG,Flush,Faceplate,w/L,EI,EA | NetKey single gang, flush mount vertical faceplate , accepts one keystone module, includes label and label cover. Electric Ivory. | PC | 1 | 10 | 1 | 2.24
07498305447 | NK1FIGY | NK,1Pt,Screw-On,Faceplate,w/L,IG,EA | NetKey single gang, flush mount vertical faceplate , accepts one keystone module, includes label and label cover. International Gray | PC | 1 | 10 | 1 | 2.24
07498305448 | NK1FIWY | NK,1Pt,SG,Flush,Faceplate,w/L,IW,EA | The NetKey® Faceplate accepts one keystone module. The faceplate is single gang and mounts to a NEMA standard single gang opening. The faceplate includes a label pocket for easy identification and is off white. | PC | 1 | 10 | 1 | 2.24
07498300975 | NK1FNBL | NK 1-port, single gang, flush mount face | NetKey single gang, flush mount vertical faceplate , accepts one keystone module. Black. | PC | 1 | 10 | 1 | 2.04
07498365257 | NK1FNEI | NK,1Pt,SG,FlushMnt.Faceplate,EI,EA | NetKey single gang, flush mount vertical faceplate , accepts one keystone module. Electric Ivory. | PC | 1 | 10 | 1 | 2.04
07498365259 | NK1FNIG | NK,1Pt,SG,FlushMnt.Faceplate,IG,EA | NetKey single gang, flush mount vertical faceplate , accepts one keystone module. International Gray | PC | 1 | 10 | 1 | 2.04
07498365256 | NK1FNIW | NK,1Pt,SG,FlushMnt.Faceplate,IW,EA | The NetKey® Faceplate accepts one keystone module. The faceplate is single gang and mounts to a NEMA standard single gang opening. The faceplate can be identified with an adhesive label and is off white. | PC | 1 | 10 | 1 | 2.04
07498365258 | NK1FNWH | NK,1Pt,SG,FlushMnt.Faceplate,WH,EA | The NetKey® Faceplate accepts one keystone module. The faceplate is single gang and mounts to a NEMA standard single gang opening. The faceplate can be identified with an adhesive label and is white. | PC | 1 | 10 | 1 | 2.04
07498305449 | NK1FWHY | NK,1Pt,SG,FlushMnt.Faceplate,w/L,WH,EA | The NetKey® Faceplate accepts one keystone module. The faceplate is single gang and mounts to a NEMA standard single gang opening. The faceplate includes a label pocket for easy identification and is white. | PC | 1 | 10 | 1 | 2.24
07498365329 | NK2106MFEI | NK,2Pt,106Duplex,ModFrame,EI,EA | NetKey duplex adapter, mounts behind standard 106 NEMA faceplates, accepts two keystone Modules, Electric Ivory. | PC | 1 | 10 | 1 | 2.04
07498365327 | NK2106MFIW | NK,2Pt,106Duplex,ModFrame,IW,EA | NetKey duplex adapter, mounts behind standard 106 NEMA faceplates, accepts two keystone Modules, Off White. | PC | 1 | 10 | 1 | 2.04
07498365333 | NK2106MFWH | NK,2Pt,106Duplex,ModFrame,WH,EA | NetKey duplex adapter, mounts behind standard 106 NEMA faceplates, accepts two keystone Modules, White. | PC | 1 | 10 | 1 | 2.04
07498366142 | NK2BXBL-A | NK 2-Port Surface Mount Box, Black | Surface mount box accepts up to two NetKey™ Modules. | PC | 1 | 10 | 1 | 2.51
07498363616 | NK2BXEI-A | NK,2pt,SurfaceMountBox,EI,EA | NetKey® surface mount box accepts two keystone Modules. Includes built-in removable blank.Supplied with mounting screws, adhesive backing and cable tie. Electric Ivory. | PC | 1 | 10 | 1 | 2.51
07498363799 | NK2BXIG-A | NK,2pt,SurfaceMountBox,IG,EA | NetKey® surface mount box accepts two keystone Modules. Includes built-in removable blank.Supplied with mounting screws, adhesive backing and cable tie. International Gray. | PC | 1 | 10 | 1 | 2.51
07498364047 | NK2BXIW-A | NK,2pt,SurfaceMountBox,IW,EA | NetKey® surface mount box accepts two keystone Modules. Includes built-in removable blank.Supplied with mounting screws, adhesive backing and cable tie. International White. | PC | 1 | 10 | 1 | 2.51
07498364048 | NK2BXWH-A | NK,2pt,SurfaceMountBox,WH,EA | The NetKey® Surface Mount Box is plenum rated and accepts two keystone modules. The box offers a variety of mounting options using adhesive tape, screws, or optional magnet. The box can be identified with an adhesive label and is white. | PC | 1 | 10 | 1 | 2.51
07498306402 | NK2FBL | NK,2Pt,Screw-On,Faceplate,w/L,BL,EA | NetKey single gang, flush mount vertical faceplate , accepts two keystone module, includes label and label cover. Black. | PC | 1 | 10 | 1 | 2.24
07498305450 | NK2FEIY | NK,2Pt,SG,Flush,Faceplate,w/L,EI,EA | NetKey single gang, flush mount vertical faceplate , accepts two keystone module, includes label and label cover. Electric Ivory. | PC | 1 | 10 | 1 | 2.24
07498305451 | NK2FIGY | NK,2Pt,Screw-On,Faceplate,w/L,IG,EA | NetKey single gang, flush mount vertical faceplate , accepts two keystone module, includes label and label cover. International Gray | PC | 1 | 10 | 1 | 2.24
07498305452 | NK2FIWY | NK,2Pt,SG,Flush,Faceplate,w/L,IG,EA | The NetKey® Faceplate accepts two keystone modules. The faceplate is single gang and mounts to a NEMA standard single gang opening. The faceplate includes a label pocket for easy identification and is off white. | PC | 1 | 10 | 1 | 2.24
07498300976 | NK2FNBL | NK,2Pt,SG,FlushMnt.Faceplate,BL,EA | NetKey single gang, flush mount vertical faceplate , accepts two keystone module. Black. | PC | 1 | 10 | 1 | 2.04
07498365261 | NK2FNEI | NK,2Pt,SG,FlushMnt.Faceplate,EI,EA | NetKey single gang, flush mount vertical faceplate , accepts two keystone module. Electric Ivory. | PC | 1 | 10 | 1 | 2.04
07498365318 | NK2FNIG | NK,2Pt,Vert.Faceplate,No/L,IG,EA | NetKey single gang, flush mount vertical faceplate , accepts two keystone module. International Gray | PC | 1 | 10 | 1 | 2.04
07498365260 | NK2FNIW | NK,2Pt,SG,FlushMnt.Faceplate,IW,EA | The NetKey® Faceplate accepts two keystone modules. The faceplate is single gang and mounts to a NEMA standard single gang opening. The faceplate can be identified with an adhesive label and is off white. | PC | 1 | 10 | 1 | 2.04
07498365262 | NK2FNWH | NK,2Pt,SG,FlushMnt.Faceplate,WH,EA | The NetKey® Faceplate accepts two keystone modules. The faceplate is single gang and mounts to a NEMA standard single gang opening. The faceplate can be identified with an adhesive label and is white. | PC | 1 | 10 | 1 | 2.04
07498305453 | NK2FWHY | NK,2Pt,SG,Flush,Faceplate,w/L,WH,EA | The NetKey® Faceplate accepts two keystone modules. The faceplate is single gang and mounts to a NEMA standard single gang opening. The faceplate includes a label pocket for easy identification and is white. | PC | 1 | 10 | 1 | 2.24
07498305454 | NK2HSFEIY | NK,2Pt,SG,SlopeHorz,w/Label,EI,EA | NetKey flush mount, sloped, horizontal faceplate accepts two keystone modules, includes label and label cover. Electric Ivory. | PC | 1 | 10 | 1 | 3.39
07498305455 | NK2HSFIGY | NK,2Pt,SG,SlopeHorz,w/Label,IG,EA | NetKey flush mount, sloped, horizontal faceplate accepts two keystone modules, includes label and label cover. International Gray. | PC | 1 | 10 | 1 | 3.39
07498305456 | NK2HSFIWY | NK,2Pt,SG,SlopeHorz,w/Label,IW,EA | The NetKey® Faceplate accepts two keystone modules. The faceplate is single gang and mounts horizontal to a NEMA standard single gang opening. The faceplate includes a label pocket for easy identification and is off white. | PC | 1 | 10 | 1 | 3.39
07498305457 | NK2HSFWHY | NK,2Pt,SG,SlopeHorz,w/Label,WH,EA | NetKey flush mount, sloped, horizontal faceplate accepts two keystone modules, includes label and label cover. White | PC | 1 | 10 | 1 | 3.39
07498310349 | NK2RMFBL | NK,2Pt,ModuleFrame,ScrewMt,BL,EA | NetKey rectangular adapter, mounts behind standard GFCI faceplates, accepts two keystone modules, Black. | PC | 1 | 10 | 1 | 3.3
07498310347 | NK2RMFIG | NK,2Pt,ModuleFrame,ScrewMt,IG,EA | NetKey rectangular adapter, mounts behind standard GFCI faceplates, accepts two keystone modules, International Gray | PC | 1 | 10 | 1 | 3.3
07498310345 | NK2RMFIW | NK,2Pt,ModuleFrame,ScrewMt,IW,EA | NetKey rectangular adapter, mounts behind standard GFCI faceplates, accepts two keystone modules, Off White | PC | 1 | 10 | 1 | 3.3
07498310348 | NK2RMFWH | NK,2Pt,ModuleFrame,ScrewMt,WH,EA | NetKey rectangular adapter, mounts behind standard GFCI faceplates, accepts two keystone modules, White | PC | 1 | 10 | 1 | 3.3
07498361507 | NK35MSCBL | NK,3.5mm Stereo Coupler,BL,EA | Keystone module supplied with 3.5mm (1/8") stereo headset coupler. | PC | 1 | 1 | 1 | 8.08
07498361409 | NK35MSCEI | NK,3.5mm Stereo Coupler,EI,EA | Keystone module supplied with 3.5mm (1/8") stereo headset coupler. | PC | 1 | 1 | 1 | 8.08
07498361506 | NK35MSCIG | NK,3.5mm Stereo Coupler,IG,EA | Keystone module supplied with 3.5mm (1/8") stereo headset coupler. International Gray. | PC | 1 | 1 | 1 | 8.08
07498361386 | NK35MSCIW | NK,3.5mm Stereo Coupler,IW,EA | Keystone module supplied with 3.5mm (1/8") stereo headset coupler. | PC | 1 | 1 | 1 | 8.08
07498361505 | NK35MSCWH | NK,3.5mm Stereo Coupler,WH,EA | Keystone module supplied with 3.5mm (1/8") stereo headset coupler. White. | PC | 1 | 1 | 1 | 8.08
07498337923 | NK35MSSBL | NK,3.5mm Stereo Coupler,ST,BL,EA | Keystone module supplied with 3.5mm (1/8") stereo solder type headset coupler. | PC | 1 | 1 | 1 | 11.19
07498337920 | NK35MSSEI | NK,3.5mm Stereo Coupler,ST,EI,EA | Keystone module supplied with 3.5mm (1/8") stereo solder type headset coupler. | PC | 1 | 1 | 1 | 11.19
07498337922 | NK35MSSIG | NK,3.5mm Stereo Coupler,ST,IG,EA | Keystone module supplied with 3.5mm (1/8") stereo solder type headset coupler. | PC | 1 | 1 | 1 | 11.19
07498337919 | NK35MSSIW | NK,3.5mm Stereo Coupler,ST,IW,EA | Keystone module supplied with 3.5mm (1/8") stereo solder type headset coupler. | PC | 1 | 1 | 1 | 11.19
07498337921 | NK35MSSWH | NK,3.5mm Stereo Coupler,ST,WH,EA | Keystone module supplied with 3.5mm (1/8") stereo solder type headset coupler. | PC | 1 | 1 | 1 | 11.19
07498357566 | NK3FNEI | NK,3Pt,SG,FlushVert,Faceplate,EI,EA | NetKey single gang, flush mount vertical faceplate , accepts three keystone module. Electric Ivory. | PC | 1 | 10 | 1 | 2.04
07498357565 | NK3FNIW | NK,3Pt,SG,FlushMnt.Faceplate,IW,EA | NetKey single gang, flush mount vertical faceplate , accepts three keystone module. Off White. | PC | 1 | 10 | 1 | 2.04
07498366620 | NK3FNWH | NK,3Pt,SG,FlushMnt.Faceplate,WH,EA | NetKey single gang, flush mount vertical faceplate , accepts three keystone module. White | PC | 1 | 10 | 1 | 2.04
07498386118 | NK4106MFEI | NK,4Pt,106Duplex,ModFrame,EI,EA | NetKey duplex adapter, mounts behind standard 106 NEMA faceplates, accepts four keystone modules, Electric Ivory. | PC | 1 | 10 | 1 | 2.59
07498386117 | NK4106MFIW | NK,4Pt,106Duplex,ModFrame,IW,EA | NetKey duplex adapter, mounts behind standard 106 NEMA faceplates, accepts four keystone modules, Off White. | PC | 1 | 10 | 1 | 2.59
07498386120 | NK4106MFWH | NK,4Pt,106Duplex,ModFrame,WH,EA | NetKey duplex adapter, mounts behind standard 106 NEMA faceplates, accepts four keystone modules, White. | PC | 1 | 10 | 1 | 2.59
07498364814 | NK4BXBL-AY | NK 4-Port Surface Mount Box, Black | Surface mount box accepts up to four NetKey™ Modules. | PC | 1 | 10 | 1 | 4.55
07498317612 | NK4BXEI-AY | NK,4pt,SurfaceMountBox,EI,EA | NetKey® surface mount box accepts four keystone Modules. Includes built-in removable blank.Supplied with mounting screws, adhesive backing and cable tie. Electric Ivory. | PC | 1 | 10 | 1 | 4.55
07498317613 | NK4BXIG-AY | NK,4pt,SurfaceMountBox,IG,EA | NetKey® surface mount box accepts four keystone Modules. Includes built-in removable blank.Supplied with mounting screws, adhesive backing and cable tie. International Gray. | PC | 1 | 10 | 1 | 4.55
07498317614 | NK4BXIW-AY | NK,4pt,SurfaceMountBox,IW,EA | NetKey® surface mount box accepts four keystone Modules. Includes built-in removable blank.Supplied with mounting screws, adhesive backing and cable tie. International White. | PC | 1 | 10 | 1 | 4.55
07498317615 | NK4BXWH-AY | NK,4pt,SurfaceMountBox,WH,EA | NetKey® surface mount box accepts four keystone Modules. Includes built-in removable blank.Supplied with mounting screws, adhesive backing and cable tie. White. | PC | 1 | 10 | 1 | 4.55
07498306403 | NK4FBL | NK,4Pt,Screw-On,Faceplate,w/L,BL,EA | NetKey single gang, flush mount vertical faceplate , accepts four keystone module, includes label and label cover. Black. | PC | 1 | 10 | 1 | 2.24
07498305478 | NK4FEIY | NK,4Pt,SG,FlushVert,Faceplatew/Lbl,EI,EA | NetKey single gang, flush mount vertical faceplate , accepts four keystone module, includes label and label cover. Electric Ivory. | PC | 1 | 10 | 1 | 2.24
07498305479 | NK4FIGY | NK,4Pt,Screw-On,Faceplate,w/L,IG,EA | NetKey single gang, flush mount vertical faceplate , accepts four keystone module, includes label and label cover. International Gray | PC | 1 | 10 | 1 | 2.24
07498305480 | NK4FIWY | NK,4Pt,SG,FlushVert,Faceplate,IW,EA | The NetKey® Faceplate accepts four keystone modules. The faceplate is single gang and mounts to a NEMA standard single gang opening. The faceplate includes a label pocket for easy identification and is off white. | PC | 1 | 10 | 1 | 2.24
07498300978 | NK4FNBL | NK,4Pt,SG,FlushVert,Faceplate,BL,EA | NetKey single gang, flush mount vertical faceplate , accepts four keystone module. Black. | PC | 1 | 10 | 1 | 2.04
07498365253 | NK4FNEI | NK,4Pt,SG,FlushVert,Faceplate,EI,EA | NetKey single gang, flush mount vertical faceplate , accepts four keystone module. Electric Ivory. | PC | 1 | 10 | 1 | 2.04
07498365255 | NK4FNIG | NK,4Pt,Vert.Faceplate,No/L,IG,EA | NetKey single gang, flush mount vertical faceplate , accepts four keystone module. International Gray | PC | 1 | 10 | 1 | 2.04
07498365252 | NK4FNIW | NK,4Pt,SG,FlushMnt.Faceplate,IW,EA | The NetKey® Faceplate accepts four keystone modules. The faceplate is single gang and mounts to a NEMA standard single gang opening. The faceplate can be identified with an adhesive label and is off white. | PC | 1 | 10 | 1 | 2.04
07498365254 | NK4FNWH | NK,4Pt,SG,FlushMnt.Faceplate,WH,EA | The NetKey® Faceplate accepts four keystone modules. The faceplate is single gang and mounts to a NEMA standard single gang opening. The faceplate can be identified with an adhesive label and is white. | PC | 1 | 10 | 1 | 2.04
07498305481 | NK4FWHY | NK,4Pt,SG,FlushVert.Faceplate,WH,EA | The NetKey® Faceplate accepts four keystone modules. The faceplate is single gang and mounts to a NEMA standard single gang opening. The faceplate includes a label pocket for easy identification and is white. | PC | 1 | 10 | 1 | 2.24
07498305482 | NK4HSFEIY | NK,4Pt,SG,SlopeHorz,w/Label,EI,EA | NetKey flush mount, sloped, horizontal faceplate accepts four keystone modules, includes label and label cover. Electric Ivory. | PC | 1 | 10 | 1 | 3.39
07498305483 | NK4HSFIGY | NK,4Pt,SG,SlopeHorz,w/Label,IG,EA | NetKey flush mount, sloped, horizontal faceplate accepts four keystone modules, includes label and label cover. International Gray. | PC | 1 | 10 | 1 | 3.39
07498305484 | NK4HSFIWY | NK,4Pt,SG,SlopeHorz,w/Label,IW,EA | NetKey flush mount, sloped, horizontal faceplate accepts four keystone modules, includes label and label cover. Off White. | PC | 1 | 10 | 1 | 3.39
07498305485 | NK4HSFWHY | NK,4Pt,SG,SlopeHorz,w/Label,WH,EA | NetKey flush mount, sloped, horizontal faceplate accepts four keystone modules, includes label and label cover. White | PC | 1 | 10 | 1 | 3.39
61305620458 | NK4MFABL | NK 4-port. NETKEY SLOPED FURNITURE FACEP | NetKey sloped modular furniture faceplate for industry standard opening, accepts four keystone modules. Black. | PC | 1 | 10 | 1 | 3.79
61305620734 | NK4MFAIG | NK 4-port. NETKEY SLOPED FURNITURE FACEP | NetKey 4-port sloped modular furniture faceplate accepts up to four NetKey® Modules | PC | 1 | 10 | 1 | 3.79
61305620732 | NK4MFAWH | NK 4-port. NETKEY SLOPED FURNITURE FACEP | NetKey 4-port sloped modular furniture faceplate accepts up to four NetKey® Modules | PC | 1 | 10 | 1 | 3.79
07498386113 | NK4MFBL | FurnitureFaceplate,NK,4Pt,BL,EA | The NetKey® Modular Furniture Faceplate accepts four keystone modules. The faceplate mounts to a standard office furniture opening. The faceplate can be identified with an adhesive label and is black. | PC | 1 | 10 | 1 | 3.13
07498386109 | NK4MFIG | FurnitureFaceplate,NK,4Pt,IG,EA | NetKey modular furniture faceplate for industry standard opening, accepts four keystone modules. International Gray | PC | 1 | 10 | 1 | 3.13
07498386107 | NK4MFIW | FurnitureFaceplate,NK,4Pt,IW,EA | NetKey modular furniture faceplate for industry standard opening, accepts four keystone modules. Off White | PC | 1 | 10 | 1 | 3.13
61305678618 | NK4MFLBL | NetKey Furniture Faceplate with Label Po | The NetKey Modular Furniture Faceplate accepts four keystone modules. The faceplate mounts to a standard office furniture opening. The faceplate includes a label pocket for easy identification and is black. | PC | 1 | 10 | 1 | 3.29
07498386112 | NK4MFWH | FurnitureFaceplate,NK,4Pt,WH,EA | The NetKey® Modular Furniture Faceplate accepts four keystone modules. The faceplate mounts to a standard office furniture opening. The faceplate can be identified with an adhesive label and is white. | PC | 1 | 10 | 1 | 3.13
07498390926 | NK4RMFBL | NK,4Pt,ModuleFrame,ScrewMt,BL,EA | NetKey rectangular adapter, mounts behind standard GFCI faceplates, accepts four keystone modules, Black. | PC | 1 | 10 | 1 | 3.26
07498390924 | NK4RMFIG | NK,4Pt,ModuleFrame,ScrewMt,IG,EA | NetKey rectangular adapter, mounts behind standard GFCI faceplates, accepts four keystone modules, International Gray | PC | 1 | 10 | 1 | 3.26
07498390922 | NK4RMFIW | NK,4Pt,ModuleFrame,ScrewMt,IW,EA | NetKey rectangular adapter, mounts behind standard GFCI faceplates, accepts four keystone modules, Off White | PC | 1 | 10 | 1 | 3.26
07498390925 | NK4RMFWH | NK,4Pt,ModuleFrame,ScrewMt,WH,EA | NetKey rectangular adapter, mounts behind standard GFCI faceplates, accepts four keystone modules, White | PC | 1 | 10 | 1 | 3.26
07498339921 | NK4VSFEI | NK,4Pt,SG,SlopeVert,w/Label,EI,EA | NetKey single gang, sloped vertical faceplate , accepts four keystone module, includes label and label cover. Electric Ivory. | PC | 1 | 10 | 1 | 2.58
07498339923 | NK4VSFIW | NK,4Pt,SG,SlopeVert,w/Label,IW,EA | NetKey single gang, sloped vertical faceplate , accepts four keystone module, includes label and label cover. Off White. | PC | 1 | 10 | 1 | 2.58
07498339924 | NK4VSFWH | NK,4Pt,SG,SlopeVert,w/Label,WH,EA | NetKey single gang, sloped vertical faceplate , accepts four keystone module, includes label and label cover. White. | PC | 1 | 10 | 1 | 2.58
07498371782 | NK5E88MBL-Q | NK,Cat5e,LeadFrame,JackMod,BL,PK25 | Bulk pack of 25, Category 5e, 8-position, 8-wire, keystone leadframe jack modules. Black. | PC | 1 | 25 | 25 | 5.3
07498305497 | NK5E88MBLY | NK,Cat5e,LeadFrame,JackMod,BL,EA | Category 5e, 8-position, 8-wire, keystone leadframe jack module. Black. | PC | 1 | 25 | 1 | 5.62
07498371783 | NK5E88MBU-Q | NK,Cat5e,LeadFrame,JackMod,BU,PK25 | Bulk pack of 25, Category 5e, 8-position, 8-wire, keystone leadframe jack modules. Blue. | PC | 1 | 25 | 25 | 5.3
07498305498 | NK5E88MBUY | NK,Cat5e,LeadFrame,JackMod,BU,EA | The NetKey® Cat 5e UTP RJ45 Leadframe Keystone Jack Module is designed to terminate 4-pair, 22-24 AWG twisted pair cable. Each module is 100% factory tested for continuity. Contacts are plated with 50 microinches of gold for superior performance. Jack mod | PC | 1 | 25 | 1 | 5.62
07498399722 | NK5E88MEI-Q | NK,Cat5e,LeadFrame,JackMod,EI,PK25 | Bulk pack of 25, Category 5e, 8-position, 8-wire, keystone leadframe jack modules. Electric Ivory. | PC | 1 | 25 | 25 | 5.3
07498305499 | NK5E88MEIY | NK,Cat5e,LeadFrame,JackMod,EI,EA | Category 5e, 8-position, 8-wire, keystone leadframe jack module. Electric Ivory. | PC | 1 | 10 | 1 | 5.62
07498390994 | NK5E88MGR-Q | NK,Cat5e,LeadFrame,JackMod,GR,PK25 | Bulk pack of 25, Category 5e, 8-position, 8-wire, keystone leadframe jack modules. Green. | PC | 1 | 25 | 25 | 5.3
07498305500 | NK5E88MGRY | NK,Cat5e,LeadFrame,JackMod,GR | Category 5e, 8-position, 8-wire, keystone leadframe jack module. Green. | PC | 1 | 10 | 1 | 5.62
07498399723 | NK5E88MIG-Q | NK,Cat5e,LeadFrame,JackMod,IG,PK25 | Bulk pack of 25, Category 5e, 8-position, 8-wire, keystone leadframe jack modules. International Gray. | PC | 1 | 25 | 25 | 5.3
07498305501 | NK5E88MIGY | NK,Cat5e,LeadFrame,JackMod,IG,EA | Category 5e, 8-position, 8-wire keystone jack module. International Gray. | PC | 1 | 10 | 1 | 5.62
07498371781 | NK5E88MIW-Q | NK,Cat5e,LeadFrame,JackMod,IW,PK25 | Bulk pack of 25, Category 5e, 8-position, 8-wire, keystone leadframe jack modules. Off White. | PC | 1 | 25 | 25 | 5.3
07498305502 | NK5E88MIWY | NK,Cat5e,LeadFrame,JackMod,IW,EA | Category 5e, 8-position, 8-wire, keystone leadframe jack module. Off White. | PC | 1 | 10 | 1 | 5.62
07498371784 | NK5E88MOR-Q | NK,Cat5e,LeadFrame,JackMod,OR,PK25 | Bulk pack of 25, Category 5e, 8-position, 8-wire, keystone leadframe jack modules. Orange. | PC | 1 | 25 | 25 | 5.3
07498305503 | NK5E88MORY | NK,Cat5e,LeadFrame,JackMod,OR,EA | Category 5e, 8-position, 8-wire keystone jack module. Orange. | PC | 1 | 10 | 1 | 5.62
07498399724 | NK5E88MRD-Q | NK,Cat5e,LeadFrame,JackMod,RD,PK25 | Bulk pack of 25, Category 5e, 8-position, 8-wire, keystone leadframe jack modules. Red. | PC | 1 | 25 | 25 | 5.3
07498305504 | NK5E88MRDY | NK,Cat5e,LeadFrame,JackMod,RD,EA | Category 5e, 8-position, 8-wire, keystone leadframe jack module. Red. | PC | 1 | 10 | 1 | 5.62
07498376778 | NK5E88MVLY | NK,Cat5e,LeadFrame,JackMod,VL,EA | Category 5e, 8-position, 8-wire, keystone leadframe jack module. Violet. | PC | 1 | 10 | 1 | 5.62
07498399721 | NK5E88MWH-Q | NK,Cat5e,LeadFrame,JackMod,WH,PK25 | Bulk pack of 25, Category 5e, 8-position, 8-wire, keystone leadframe jack modules. White. | PC | 1 | 25 | 25 | 5.3
07498305505 | NK5E88MWHY | NK,Cat5e,LeadFrame,JackMod,WH,EA | Category 5e, 8-position, 8-wire, keystone leadframe jack module. White. | PC | 1 | 10 | 1 | 5.62
07498399725 | NK5E88MYL-Q | NK,Cat5e,LeadFrame,JackMod,YL,PK25 | Bulk pack of 25, Category 5e, 8-position, 8-wire, keystone leadframe jack modules. Yellow. | PC | 1 | 25 | 25 | 5.3
07498305506 | NK5E88MYLY | NK,Cat5e,LeadFrame,JackMod,YL,EA | Category 5e, 8-position, 8-wire, keystone leadframe jack module. Yellow. | PC | 1 | 10 | 1 | 5.62
07498306431 | NK5EPC10BLY | NK,Cu,PC,Cat5e,UTP,Cbl,BL,10ft,EA | The NetKey® Cat 5e UTP Patch Cord is constructed of 24 AWG, unshielded, twisted pair, stranded, CM cable with modular plugs on both ends. The patented tangle free latch prevents snags and provides easy release saving time on frequent moves, adds, and chan | PC | 1 | 10 | 1 | 7.63
07498305508 | NK5EPC10BUY | NK,Cu,PC,Cat5e,UTP,Cbl,BU,10ft,EA | The NetKey® Cat 5e UTP Patch Cord is constructed of 24 AWG, unshielded, twisted pair, stranded, CM cable with modular plugs on both ends. The patented tangle free latch prevents snags and provides easy release saving time on frequent moves, adds, and chan | PC | 1 | 10 | 1 | 7.63
61305630940 | NK5EPC10BUY-Q | Netkey copper patch cord, category 5e, 1 |  | PC | 1 | 25 | 25 | 7.63
07498305509 | NK5EPC10GRY | NK,Cu,PC,Cat5e,UTP,Cbl,GR,10ft,EA | The NetKey® Cat 5e UTP Patch Cord is constructed of 24 AWG, unshielded, twisted pair, stranded, CM cable with modular plugs on both ends. The patented tangle free latch prevents snags and provides easy release saving time on frequent moves, adds, and chan | PC | 1 | 10 | 1 | 7.63
61305630941 | NK5EPC10GRY-Q | Netkey copper patch cord, category 5e, 1 |  | PC | 1 | 25 | 25 | 7.63
07498360224 | NK5EPC10GYY | NK Copper Patch Cord, Category 5e, Gray | Netkey copper patch cord, category 5e, 10 ft., gray UTP cable. | PC | 1 | 10 | 1 | 7.63
61305630944 | NK5EPC10GYY-Q | Netkey copper patch cord, category 5e, 1 |  | PC | 1 | 25 | 25 | 7.63
07498328269 | NK5EPC10ORY | NK Copper Patch Cord, Category 5e, Orang | Netkey copper patch cord, category 5e, 10 ft., orange UTP cable. | PC | 1 | 10 | 1 | 7.63
61305630942 | NK5EPC10ORY-Q | Netkey copper patch cord, category 5e, 1 |  | PC | 1 | 25 | 25 | 7.63
07498305510 | NK5EPC10RDY | NK,Cu,PC,Cat5e,UTP,Cbl,RD,10ft,EA | The NetKey® Cat 5e UTP Patch Cord is constructed of 24 AWG, unshielded, twisted pair, stranded, CM cable with modular plugs on both ends. The patented tangle free latch prevents snags and provides easy release saving time on frequent moves, adds, and chan | PC | 1 | 10 | 1 | 7.63
61305630943 | NK5EPC10RDY-Q | Netkey copper patch cord, category 5e, 1 |  | PC | 1 | 25 | 25 | 7.63
07498317616 | NK5EPC10VLY | NK,Cu,PC,Cat5e,UTP,Cbl,VL,10ft,EA | Netkey copper patch cord, category 5e, 10 ft., violet UTP cable. | PC | 1 | 10 | 1 | 7.63
61305630945 | NK5EPC10VLY-Q | Netkey copper patch cord, category 5e, 1 |  | PC | 1 | 25 | 25 | 7.63
07498305507 | NK5EPC10Y | NK,Cu,PC,Cat5e,UTP,Cbl,IW,10ft,EA | The NetKey® Cat 5e UTP Patch Cord is constructed of 24 AWG, unshielded, twisted pair, stranded, CM cable with modular plugs on both ends. The patented tangle free latch prevents snags and provides easy release saving time on frequent moves, adds, and chan | PC | 1 | 10 | 1 | 7.63
61305630946 | NK5EPC10Y-Q | Netkey copper patch cord, category 5e, 1 |  | PC | 1 | 25 | 25 | 7.63
07498305511 | NK5EPC10YLY | NK,Cu,PC,Cat5e,UTP,Cbl,YL,10ft,EA | The NetKey® Cat 5e UTP Patch Cord is constructed of 24 AWG, unshielded, twisted pair, stranded, CM cable with modular plugs on both ends. The patented tangle free latch prevents snags and provides easy release saving time on frequent moves, adds, and chan | PC | 1 | 10 | 1 | 7.63
61305630969 | NK5EPC10YLY-Q | Netkey copper patch cord, category 5e, 1 |  | PC | 1 | 25 | 25 | 7.63
07498328430 | NK5EPC11BLY | NK Copper Patch Cord, Category 5e, Black | Netkey copper patch cord, category 5e, 11 ft., black UTP cable. | PC | 1 | 10 | 1 | 8
07498328431 | NK5EPC11BUY | NK Copper Patch Cord, Category 5e, Blue | Netkey copper patch cord, category 5e, 11 ft., blue UTP cable. | PC | 1 | 10 | 1 | 8
07498328432 | NK5EPC11GRY | NK Copper Patch Cord, Category 5e, Green | Netkey copper patch cord, category 5e, 11 ft., green UTP cable. | PC | 1 | 10 | 1 | 8
07498360225 | NK5EPC11GYY | NK Copper Patch Cord, Category 5e, Gray | Netkey copper patch cord, category 5e, 11 ft., gray UTP cable. | PC | 1 | 10 | 1 | 8
07498328433 | NK5EPC11ORY | NK Copper Patch Cord, Category 5e, Orang | Netkey copper patch cord, category 5e, 11 ft., orange UTP cable. | PC | 1 | 10 | 1 | 8
07498328434 | NK5EPC11RDY | NK Copper Patch Cord, Category 5e, Red U | Netkey copper patch cord, category 5e, 11 ft., red UTP cable. | PC | 1 | 10 | 1 | 8
07498328435 | NK5EPC11VLY | NK Copper Patch Cord, Category 5e, Viole | Netkey copper patch cord, category 5e, 11 ft., violet UTP cable. | PC | 1 | 10 | 1 | 8
07498328437 | NK5EPC11Y | NK Copper Patch Cord, Category 5e, Off W | Netkey copper patch cord, category 5e, 11 ft., off white UTP cable. | PC | 1 | 10 | 1 | 8
07498328436 | NK5EPC11YLY | NK Copper Patch Cord, Category 5e, Yello | Netkey copper patch cord, category 5e, 11 ft., yellow UTP cable. | PC | 1 | 10 | 1 | 8
07498328438 | NK5EPC12BLY | NK Copper Patch Cord, Category 5e, Black | Netkey copper patch cord, category 5e, 12 ft., black UTP cable. | PC | 1 | 10 | 1 | 8.38
07498328441 | NK5EPC12BUY | NK Copper Patch Cord, Category 5e, Blue | Netkey copper patch cord, category 5e, 12 ft., blue UTP cable. | PC | 1 | 10 | 1 | 8.38
07498328442 | NK5EPC12GRY | NK Copper Patch Cord, Category 5e, Green | Netkey copper patch cord, category 5e, 12 ft., green UTP cable. | PC | 1 | 10 | 1 | 8.38
07498360272 | NK5EPC12GYY | NK Copper Patch Cord, Category 5e, Gray | Netkey copper patch cord, category 5e, 12 ft., gray UTP cable. | PC | 1 | 10 | 1 | 8.38
07498328443 | NK5EPC12ORY | NK Copper Patch Cord, Category 5e, Orang | Netkey copper patch cord, category 5e, 12 ft., orange UTP cable. | PC | 1 | 10 | 1 | 8.38
07498328444 | NK5EPC12RDY | NK Copper Patch Cord, Category 5e, Red U | Netkey copper patch cord, category 5e, 12 ft., red UTP cable. | PC | 1 | 10 | 1 | 8.38
07498328446 | NK5EPC12VLY | NK Copper Patch Cord, Category 5e, Viole | Netkey copper patch cord, category 5e, 12 ft., violet UTP cable. | PC | 1 | 10 | 1 | 8.38
07498328447 | NK5EPC12Y | NK Copper Patch Cord, Category 5e, Off W | Netkey copper patch cord, category 5e, 12 ft., off white UTP cable. | PC | 1 | 10 | 1 | 8.38
07498328445 | NK5EPC12YLY | NK Copper Patch Cord, Category 5e, Yello | Netkey copper patch cord, category 5e, 12 ft., yellow UTP cable. | PC | 1 | 10 | 1 | 8.38
07498328456 | NK5EPC13BLY | NK Copper Patch Cord, Category 5e, Black | Netkey copper patch cord, category 5e, 13 ft., black UTP cable. | PC | 1 | 10 | 1 | 8.73
07498328457 | NK5EPC13BUY | NK Copper Patch Cord, Category 5e, Blue | Netkey copper patch cord, category 5e, 13 ft., blue UTP cable. | PC | 1 | 10 | 1 | 8.73
07498328458 | NK5EPC13GRY | NK Copper Patch Cord, Category 5e, Green | Netkey copper patch cord, category 5e, 13 ft., green UTP cable. | PC | 1 | 10 | 1 | 8.73
07498360354 | NK5EPC13GYY | NK Copper Patch Cord, Category 5e, Gray | Netkey copper patch cord, category 5e, 13 ft., gray UTP cable. | PC | 1 | 10 | 1 | 8.73
07498328459 | NK5EPC13ORY | NK Copper Patch Cord, Category 5e, Orang | Netkey copper patch cord, category 5e, 13 ft., orange UTP cable. | PC | 1 | 10 | 1 | 8.73
07498328460 | NK5EPC13RDY | NK Copper Patch Cord, Category 5e, Red U | Netkey copper patch cord, category 5e, 13 ft., red UTP cable. | PC | 1 | 10 | 1 | 8.73
07498328469 | NK5EPC13VLY | NK Copper Patch Cord, Category 5e, Viole | Netkey copper patch cord, category 5e, 13 ft., violet UTP cable. | PC | 1 | 10 | 1 | 8.73
07498328471 | NK5EPC13Y | NK Copper Patch Cord, Category 5e, Off W | Netkey copper patch cord, category 5e, 13 ft., off white UTP cable. | PC | 1 | 10 | 1 | 8.73
07498328470 | NK5EPC13YLY | NK Copper Patch Cord, Category 5e, Yello | Netkey copper patch cord, category 5e, 13 ft., yellow UTP cable. | PC | 1 | 10 | 1 | 8.73
07498306432 | NK5EPC14BLY | NK,Cu,PC,Cat5e,UTP,Cbl,BL,14ft,EA | Netkey copper patch cord, category 5e, 14 ft., black UTP cable. | PC | 1 | 10 | 1 | 9.01
07498305513 | NK5EPC14BUY | NK,Cu,PC,Cat5e,UTP,Cbl,BU,14ft,EA | Netkey copper patch cord, category 5e, 14 ft., blue UTP cable. | PC | 1 | 10 | 1 | 9.01
07498305514 | NK5EPC14GRY | NK,Cu,PC,Cat5e,UTP,Cbl,GR,14ft,EA | Netkey copper patch cord, category 5e, 14 ft., green UTP cable. | PC | 1 | 10 | 1 | 9.01
07498360460 | NK5EPC14GYY | NK Copper Patch Cord, Category 5e, Gray | Netkey copper patch cord, category 5e, 14 ft., gray UTP cable. | PC | 1 | 10 | 1 | 9.01
07498328270 | NK5EPC14ORY | NK Copper Patch Cord, Category 5e, Orang | Netkey copper patch cord, category 5e, 14 ft., orange UTP cable. | PC | 1 | 10 | 1 | 9.01
07498305515 | NK5EPC14RDY | NK,Cu,PC,Cat5e,UTP,Cbl,RD,14ft,EA | Netkey copper patch cord, category 5e, 14 ft., red UTP cable. | PC | 1 | 10 | 1 | 9.01
07498317617 | NK5EPC14VLY | NK,Cu,PC,Cat5e,UTP,Cbl,VL,14ft,EA | Netkey copper patch cord, category 5e, 14 ft., violet UTP cable. | PC | 1 | 10 | 1 | 9.01
07498305512 | NK5EPC14Y | NK,Cu,PC,Cat5e,UTP,Cbl,IW,14ft,EA | Netkey copper patch cord, category 5e, 14 ft., off white UTP cable. | PC | 1 | 10 | 1 | 9.01
07498305516 | NK5EPC14YLY | NK,Cu,PC,Cat5e,UTP,Cbl,YL,14ft,EA | Netkey copper patch cord, category 5e, 14 ft., yellow UTP cable. | PC | 1 | 10 | 1 | 9.01
07498328472 | NK5EPC15BLY | NK Copper Patch Cord, Category 5e, Black | The NetKey® Cat 5e UTP Patch Cord is constructed of 24 AWG, unshielded, twisted pair, stranded, CM cable with modular plugs on both ends. The patented tangle free latch prevents snags and provides easy release saving time on frequent moves, adds, and chan | PC | 1 | 10 | 1 | 9.44
07498328473 | NK5EPC15BUY | NK Copper Patch Cord, Category 5e, Blue | The NetKey® Cat 5e UTP Patch Cord is constructed of 24 AWG, unshielded, twisted pair, stranded, CM cable with modular plugs on both ends. The patented tangle free latch prevents snags and provides easy release saving time on frequent moves, adds, and chan | PC | 1 | 10 | 1 | 9.44
07498328474 | NK5EPC15GRY | NK Copper Patch Cord, Category 5e, Green | The NetKey® Cat 5e UTP Patch Cord is constructed of 24 AWG, unshielded, twisted pair, stranded, CM cable with modular plugs on both ends. The patented tangle free latch prevents snags and provides easy release saving time on frequent moves, adds, and chan | PC | 1 | 10 | 1 | 9.44
07498360461 | NK5EPC15GYY | NK Copper Patch Cord, Category 5e, Gray | Netkey copper patch cord, category 5e, 15 ft., gray UTP cable. | PC | 1 | 10 | 1 | 9.44
07498328475 | NK5EPC15ORY | NK Copper Patch Cord, Category 5e, Orang | Netkey copper patch cord, category 5e, 15 ft., orange UTP cable. | PC | 1 | 10 | 1 | 9.44
07498328476 | NK5EPC15RDY | NK Copper Patch Cord, Category 5e, Red U | The NetKey® Cat 5e UTP Patch Cord is constructed of 24 AWG, unshielded, twisted pair, stranded, CM cable with modular plugs on both ends. The patented tangle free latch prevents snags and provides easy release saving time on frequent moves, adds, and chan | PC | 1 | 10 | 1 | 9.44
07498328477 | NK5EPC15VLY | NK Copper Patch Cord, Category 5e, Viole | Netkey copper patch cord, category 5e, 15 ft., violet UTP cable. | PC | 1 | 10 | 1 | 9.44
07498328479 | NK5EPC15Y | NK Copper Patch Cord, Category 5e, Off W | The NetKey® Cat 5e UTP Patch Cord is constructed of 24 AWG, unshielded, twisted pair, stranded, CM cable with modular plugs on both ends. The patented tangle free latch prevents snags and provides easy release saving time on frequent moves, adds, and chan | PC | 1 | 10 | 1 | 9.44
07498328478 | NK5EPC15YLY | NK Copper Patch Cord, Category 5e, Yello | The NetKey® Cat 5e UTP Patch Cord is constructed of 24 AWG, unshielded, twisted pair, stranded, CM cable with modular plugs on both ends. The patented tangle free latch prevents snags and provides easy release saving time on frequent moves, adds, and chan | PC | 1 | 10 | 1 | 9.44
07498328486 | NK5EPC16BLY | NK Copper Patch Cord, Category 5e, Black | Netkey copper patch cord, category 5e, 16 ft., black UTP cable. | PC | 1 | 10 | 1 | 9.78
07498328485 | NK5EPC16BUY | NK Copper Patch Cord, Category 5e, Blue | Netkey copper patch cord, category 5e, 16 ft., blue UTP cable. | PC | 1 | 10 | 1 | 9.78
07498328487 | NK5EPC16GRY | NK Copper Patch Cord, Category 5e, Green | Netkey copper patch cord, category 5e, 16 ft., green UTP cable. | PC | 1 | 10 | 1 | 9.78
07498360472 | NK5EPC16GYY | NK Copper Patch Cord, Category 5e, Gray | Netkey copper patch cord, category 5e, 16 ft., gray UTP cable. | PC | 1 | 10 | 1 | 9.78
07498328489 | NK5EPC16ORY | NK Copper Patch Cord, Category 5e, Orang | Netkey copper patch cord, category 5e, 16 ft., orange UTP cable. | PC | 1 | 10 | 1 | 9.78
07498328490 | NK5EPC16RDY | NK Copper Patch Cord, Category 5e, Red U | Netkey copper patch cord, category 5e, 16 ft., red UTP cable. | PC | 1 | 10 | 1 | 9.78
07498328492 | NK5EPC16VLY | NK Copper Patch Cord, Category 5e, Viole | Netkey copper patch cord, category 5e, 16 ft., violet UTP cable. | PC | 1 | 10 | 1 | 9.78
07498328493 | NK5EPC16Y | NK Copper Patch Cord, Category 5e, Off W | Netkey copper patch cord, category 5e, 16 ft., off white UTP cable. | PC | 1 | 10 | 1 | 9.78
07498328491 | NK5EPC16YLY | NK Copper Patch Cord, Category 5e, Yello | Netkey copper patch cord, category 5e, 16 ft., yellow UTP cable. | PC | 1 | 10 | 1 | 9.78
07498328494 | NK5EPC17BLY | NK Copper Patch Cord, Category 5e, Black | Netkey copper patch cord, category 5e, 17 ft., black UTP cable. | PC | 1 | 10 | 1 | 10.17
07498328495 | NK5EPC17BUY | NK Copper Patch Cord, Category 5e, Blue | Netkey copper patch cord, category 5e, 17 ft., blue UTP cable. | PC | 1 | 10 | 1 | 10.17
07498328496 | NK5EPC17GRY | NK Copper Patch Cord, Category 5e, Green | Netkey copper patch cord, category 5e, 17 ft., green UTP cable. | PC | 1 | 10 | 1 | 10.17
07498360474 | NK5EPC17GYY | NK Copper Patch Cord, Category 5e, Gray | Netkey copper patch cord, category 5e, 17 ft., gray UTP cable. | PC | 1 | 10 | 1 | 10.17
07498328497 | NK5EPC17ORY | NK Copper Patch Cord, Category 5e, Orang | Netkey copper patch cord, category 5e, 17 ft., orange UTP cable. | PC | 1 | 10 | 1 | 10.17
07498328498 | NK5EPC17RDY | NK Copper Patch Cord, Category 5e, Red U | Netkey copper patch cord, category 5e, 17 ft., red UTP cable. | PC | 1 | 10 | 1 | 10.17
07498328499 | NK5EPC17VLY | NK Copper Patch Cord, Category 5e, Viole | Netkey copper patch cord, category 5e, 17 ft., violet UTP cable. | PC | 1 | 10 | 1 | 10.17
07498328501 | NK5EPC17Y | NK Copper Patch Cord, Category 5e, Off W | Netkey copper patch cord, category 5e, 17 ft., off white UTP cable. | PC | 1 | 10 | 1 | 10.17
07498328500 | NK5EPC17YLY | NK Copper Patch Cord, Category 5e, Yello | Netkey copper patch cord, category 5e, 17 ft., yellow UTP cable. | PC | 1 | 10 | 1 | 10.17
07498328502 | NK5EPC18BLY | NK Copper Patch Cord, Category 5e, Black | Netkey copper patch cord, category 5e, 18 ft., black UTP cable. | PC | 1 | 10 | 1 | 10.55
07498328503 | NK5EPC18BUY | NK Copper Patch Cord, Category 5e, Blue | Netkey copper patch cord, category 5e, 18 ft., blue UTP cable. | PC | 1 | 10 | 1 | 10.55
07498328504 | NK5EPC18GRY | NK Copper Patch Cord, Category 5e, Green | Netkey copper patch cord, category 5e, 18 ft., green UTP cable. | PC | 1 | 10 | 1 | 10.55
07498360476 | NK5EPC18GYY | NK Copper Patch Cord, Category 5e, Gray | Netkey copper patch cord, category 5e, 18 ft., gray UTP cable. | PC | 1 | 10 | 1 | 10.55
07498328505 | NK5EPC18ORY | NK Copper Patch Cord, Category 5e, Orang | Netkey copper patch cord, category 5e, 18 ft., orange UTP cable. | PC | 1 | 10 | 1 | 10.55
07498328509 | NK5EPC18RDY | NK Copper Patch Cord, Category 5e, Red U | Netkey copper patch cord, category 5e, 18 ft., red UTP cable. | PC | 1 | 10 | 1 | 10.55
07498328506 | NK5EPC18VLY | NK Copper Patch Cord, Category 5e, Viole | Netkey copper patch cord, category 5e, 18 ft., violet UTP cable. | PC | 1 | 10 | 1 | 10.55
07498328508 | NK5EPC18Y | NK Copper Patch Cord, Category 5e, Off W | Netkey copper patch cord, category 5e, 18 ft., off white UTP cable. | PC | 1 | 10 | 1 | 10.55
07498328507 | NK5EPC18YLY | NK Copper Patch Cord, Category 5e, Yello | Netkey copper patch cord, category 5e, 18 ft., yellow UTP cable. | PC | 1 | 10 | 1 | 10.55
07498328510 | NK5EPC19BLY | NK Copper Patch Cord, Category 5e, Black | Netkey copper patch cord, category 5e, 19 ft., black UTP cable. | PC | 1 | 10 | 1 | 10.82
07498328511 | NK5EPC19BUY | NK Copper Patch Cord, Category 5e, Blue | Netkey copper patch cord, category 5e, 19 ft., blue UTP cable. | PC | 1 | 10 | 1 | 10.82
07498328512 | NK5EPC19GRY | NK Copper Patch Cord, Category 5e, Green | Netkey copper patch cord, category 5e, 19 ft., green UTP cable. | PC | 1 | 10 | 1 | 10.82
07498360478 | NK5EPC19GYY | NK Copper Patch Cord, Category 5e, Gray | Netkey copper patch cord, category 5e, 19 ft., gray UTP cable. | PC | 1 | 10 | 1 | 10.82
07498328513 | NK5EPC19ORY | NK Copper Patch Cord, Category 5e, Orang | Netkey copper patch cord, category 5e, 19 ft., orange UTP cable. | PC | 1 | 10 | 1 | 10.82
07498328514 | NK5EPC19RDY | NK Copper Patch Cord, Category 5e, Red U | Netkey copper patch cord, category 5e, 19 ft., red UTP cable. | PC | 1 | 10 | 1 | 10.82
07498328515 | NK5EPC19VLY | NK Copper Patch Cord, Category 5e, Viole | Netkey copper patch cord, category 5e, 19 ft., violet UTP cable. | PC | 1 | 10 | 1 | 10.82
07498328517 | NK5EPC19Y | NK Copper Patch Cord, Category 5e, Off W | Netkey copper patch cord, category 5e, 19 ft., off white UTP cable. | PC | 1 | 10 | 1 | 10.82
07498328516 | NK5EPC19YLY | NK Copper Patch Cord, Category 5e, Yello | Netkey copper patch cord, category 5e, 19 ft., yellow UTP cable. | PC | 1 | 10 | 1 | 10.82
07498328377 | NK5EPC1BLY | NK Copper Patch Cord, Category 5e, Black | The NetKey® Cat 5e UTP Patch Cord is constructed of 24 AWG, unshielded, twisted pair, stranded, CM cable with modular plugs on both ends. The patented tangle free latch prevents snags and provides easy release saving time on frequent moves, adds, and chan | PC | 1 | 10 | 1 | 4.21
07498328383 | NK5EPC1BUY | NK Copper Patch Cord, Category 5e, Blue | The NetKey® Cat 5e UTP Patch Cord is constructed of 24 AWG, unshielded, twisted pair, stranded, CM cable with modular plugs on both ends. The patented tangle free latch prevents snags and provides easy release saving time on frequent moves, adds, and chan | PC | 1 | 10 | 1 | 4.21
07498328384 | NK5EPC1GRY | NK Copper Patch Cord, Category 5e, Green | The NetKey® Cat 5e UTP Patch Cord is constructed of 24 AWG, unshielded, twisted pair, stranded, CM cable with modular plugs on both ends. The patented tangle free latch prevents snags and provides easy release saving time on frequent moves, adds, and chan | PC | 1 | 10 | 1 | 4.21
07498360214 | NK5EPC1GYY | NK Copper Patch Cord, Category 5e, Gray | Netkey copper patch cord, category 5e, 1 ft., gray UTP cable. | PC | 1 | 10 | 1 | 4.21
61305630909 | NK5EPC1MBLY-Q | Netkey copper patch cord, category 5e, 1 |  | PC | 1 | 25 | 25 | 5.3
61305630910 | NK5EPC1MGRY-Q | Netkey copper patch cord, category 5e, 1 |  | PC | 1 | 25 | 25 | 5.3
61305630911 | NK5EPC1MGYY-Q | Netkey copper patch cord, category 5e, 1 |  | PC | 1 | 25 | 25 | 5.3
61305630912 | NK5EPC1MORY-Q | Netkey copper patch cord, category 5e, 1 |  | PC | 1 | 25 | 25 | 5.3
61305630913 | NK5EPC1MRDY-Q | Netkey copper patch cord, category 5e, 1 |  | PC | 1 | 25 | 25 | 5.3
61305630965 | NK5EPC1MVLY-Q | Netkey copper patch cord, category 5e, 1 |  | PC | 1 | 25 | 25 | 5.3
61305630914 | NK5EPC1MYLY-Q | Netkey copper patch cord, category 5e, 1 |  | PC | 1 | 25 | 25 | 5.3
07498328385 | NK5EPC1ORY | NK Copper Patch Cord, Category 5e, Orang | Netkey copper patch cord, category 5e, 1 ft., orange UTP cable. | PC | 1 | 10 | 1 | 4.21
07498328386 | NK5EPC1RDY | NK Copper Patch Cord, Category 5e, Red U | The NetKey® Cat 5e UTP Patch Cord is constructed of 24 AWG, unshielded, twisted pair, stranded, CM cable with modular plugs on both ends. The patented tangle free latch prevents snags and provides easy release saving time on frequent moves, adds, and chan | PC | 1 | 10 | 1 | 4.21
07498328380 | NK5EPC1VLY | NK Copper Patch Cord, Category 5e, Viole | Netkey copper patch cord, category 5e, 1 ft., violet UTP cable. | PC | 1 | 10 | 1 | 4.21
07498328381 | NK5EPC1Y | NK Copper Patch Cord, Category 5e, Off W | The NetKey® Cat 5e UTP Patch Cord is constructed of 24 AWG, unshielded, twisted pair, stranded, CM cable with modular plugs on both ends. The patented tangle free latch prevents snags and provides easy release saving time on frequent moves, adds, and chan | PC | 1 | 10 | 1 | 4.21
07498328382 | NK5EPC1YLY | NK Copper Patch Cord, Category 5e, Yello | The NetKey® Cat 5e UTP Patch Cord is constructed of 24 AWG, unshielded, twisted pair, stranded, CM cable with modular plugs on both ends. The patented tangle free latch prevents snags and provides easy release saving time on frequent moves, adds, and chan | PC | 1 | 10 | 1 | 4.21
07498306433 | NK5EPC20BLY | NK,Cu,PC,Cat5e,UTP,Cbl,BL,20ft,EA | The NetKey® Cat 5e UTP Patch Cord is constructed of 24 AWG, unshielded, twisted pair, stranded, CM cable with modular plugs on both ends. The patented tangle free latch prevents snags and provides easy release saving time on frequent moves, adds, and chan | PC | 1 | 10 | 1 | 11.06
07498305518 | NK5EPC20BUY | NK,Cu,PC,Cat5e,UTP,Cbl,BU,20ft,EA | The NetKey® Cat 5e UTP Patch Cord is constructed of 24 AWG, unshielded, twisted pair, stranded, CM cable with modular plugs on both ends. The patented tangle free latch prevents snags and provides easy release saving time on frequent moves, adds, and chan | PC | 1 | 10 | 1 | 11.06
07498305519 | NK5EPC20GRY | NK,Cu,PC,Cat5e,UTP,Cbl,GR,20ft,EA | The NetKey® Cat 5e UTP Patch Cord is constructed of 24 AWG, unshielded, twisted pair, stranded, CM cable with modular plugs on both ends. The patented tangle free latch prevents snags and provides easy release saving time on frequent moves, adds, and chan | PC | 1 | 10 | 1 | 11.06
07498360515 | NK5EPC20GYY | NK Copper Patch Cord, Category 5e, Gray | Netkey copper patch cord, category 5e, 20 ft., gray UTP cable. | PC | 1 | 10 | 1 | 11.06
07498328271 | NK5EPC20ORY | NK Copper Patch Cord, Category 5e, Orang | Netkey copper patch cord, category 5e, 20 ft., orange UTP cable. | PC | 1 | 10 | 1 | 11.06
07498305520 | NK5EPC20RDY | NK,Cu,PC,Cat5e,UTP,Cbl,RD,20ft,EA | The NetKey® Cat 5e UTP Patch Cord is constructed of 24 AWG, unshielded, twisted pair, stranded, CM cable with modular plugs on both ends. The patented tangle free latch prevents snags and provides easy release saving time on frequent moves, adds, and chan | PC | 1 | 10 | 1 | 11.06
07498317618 | NK5EPC20VLY | NK,Cu,PC,Cat5e,UTP,Cbl,VL,20ft,EA | Netkey copper patch cord, category 5e, 20 ft., violet UTP cable. | PC | 1 | 10 | 1 | 11.06
07498305517 | NK5EPC20Y | NK,Cu,PC,Cat5e,UTP,Cbl,IW,20ft,EA | The NetKey® Cat 5e UTP Patch Cord is constructed of 24 AWG, unshielded, twisted pair, stranded, CM cable with modular plugs on both ends. The patented tangle free latch prevents snags and provides easy release saving time on frequent moves, adds, and chan | PC | 1 | 10 | 1 | 11.06
07498305521 | NK5EPC20YLY | NK,Cu,PC,Cat5e,UTP,Cbl,YL,20ft,EA | The NetKey® Cat 5e UTP Patch Cord is constructed of 24 AWG, unshielded, twisted pair, stranded, CM cable with modular plugs on both ends. The patented tangle free latch prevents snags and provides easy release saving time on frequent moves, adds, and chan | PC | 1 | 10 | 1 | 11.06
07498328523 | NK5EPC25BLY | NK Copper Patch Cord, Category 5e, Black | The NetKey® Cat 5e UTP Patch Cord is constructed of 24 AWG, unshielded, twisted pair, stranded, CM cable with modular plugs on both ends. The patented tangle free latch prevents snags and provides easy release saving time on frequent moves, adds, and chan | PC | 1 | 10 | 1 | 13.01
07498328524 | NK5EPC25BUY | NK Copper Patch Cord, Category 5e, Blue | The NetKey® Cat 5e UTP Patch Cord is constructed of 24 AWG, unshielded, twisted pair, stranded, CM cable with modular plugs on both ends. The patented tangle free latch prevents snags and provides easy release saving time on frequent moves, adds, and chan | PC | 1 | 10 | 1 | 13.01
07498328525 | NK5EPC25GRY | NK Copper Patch Cord, Category 5e, Green | The NetKey® Cat 5e UTP Patch Cord is constructed of 24 AWG, unshielded, twisted pair, stranded, CM cable with modular plugs on both ends. The patented tangle free latch prevents snags and provides easy release saving time on frequent moves, adds, and chan | PC | 1 | 10 | 1 | 13.01
07498360640 | NK5EPC25GYY | NK Copper Patch Cord, Category 5e, Gray | Netkey copper patch cord, category 5e, 25 ft., gray UTP cable. | PC | 1 | 10 | 1 | 13.01
07498328526 | NK5EPC25ORY | NK Copper Patch Cord, Category 5e, Orang | Netkey copper patch cord, category 5e, 25 ft., orange UTP cable. | PC | 1 | 10 | 1 | 13.01
07498328528 | NK5EPC25RDY | NK Copper Patch Cord, Category 5e, Red U | The NetKey® Cat 5e UTP Patch Cord is constructed of 24 AWG, unshielded, twisted pair, stranded, CM cable with modular plugs on both ends. The patented tangle free latch prevents snags and provides easy release saving time on frequent moves, adds, and chan | PC | 1 | 10 | 1 | 13.01
07498328527 | NK5EPC25VLY | NK Copper Patch Cord, Category 5e, Viole | Netkey copper patch cord, category 5e, 25 ft., violet UTP cable. | PC | 1 | 10 | 1 | 13.01
07498328532 | NK5EPC25Y | NK Copper Patch Cord, Category 5e, Off W | The NetKey® Cat 5e UTP Patch Cord is constructed of 24 AWG, unshielded, twisted pair, stranded, CM cable with modular plugs on both ends. The patented tangle free latch prevents snags and provides easy release saving time on frequent moves, adds, and chan | PC | 1 | 10 | 1 | 13.01
07498328531 | NK5EPC25YLY | NK Copper Patch Cord, Category 5e, Yello | The NetKey® Cat 5e UTP Patch Cord is constructed of 24 AWG, unshielded, twisted pair, stranded, CM cable with modular plugs on both ends. The patented tangle free latch prevents snags and provides easy release saving time on frequent moves, adds, and chan | PC | 1 | 10 | 1 | 13.01
07498328387 | NK5EPC2BLY | NK Copper Patch Cord, Category 5e, Black | The NetKey® Cat 5e UTP Patch Cord is constructed of 24 AWG, unshielded, twisted pair, stranded, CM cable with modular plugs on both ends. The patented tangle free latch prevents snags and provides easy release saving time on frequent moves, adds, and chan | PC | 1 | 10 | 1 | 4.91
07498328388 | NK5EPC2BUY | NK Copper Patch Cord, Category 5e, Blue | The NetKey® Cat 5e UTP Patch Cord is constructed of 24 AWG, unshielded, twisted pair, stranded, CM cable with modular plugs on both ends. The patented tangle free latch prevents snags and provides easy release saving time on frequent moves, adds, and chan | PC | 1 | 10 | 1 | 4.91
07498328389 | NK5EPC2GRY | NK Copper Patch Cord, Category 5e, Green | The NetKey® Cat 5e UTP Patch Cord is constructed of 24 AWG, unshielded, twisted pair, stranded, CM cable with modular plugs on both ends. The patented tangle free latch prevents snags and provides easy release saving time on frequent moves, adds, and chan | PC | 1 | 10 | 1 | 4.91
07498360215 | NK5EPC2GYY | NK Copper Patch Cord, Category 5e, Gray | Netkey copper patch cord, category 5e, 2 ft., gray UTP cable. | PC | 1 | 10 | 1 | 4.91
07498331481 | NK5EPC2MBLY | NKCuPC,Cat5e,BLUTP,Cbl,2MA,EA | The NetKey® Cat 5e UTP Patch Cord is constructed of 24 AWG, unshielded, twisted pair, stranded, CM cable with modular plugs on both ends. The patented tangle free latch prevents snags and provides easy release saving time on frequent moves, adds, and chan | PC | 1 | 10 | 1 | 8.41
61305630931 | NK5EPC2MBLY-Q | Netkey copper patch cord, category 5e, 2 |  | PC | 1 | 25 | 25 | 6.4
07498378486 | NK5EPC2MBUY | NK,Cu,PC,Cat5e,UTP,Cbl,BU,2M,EA | The NetKey® Cat 5e UTP Patch Cord is constructed of 24 AWG, unshielded, twisted pair, stranded, CM cable with modular plugs on both ends. The patented tangle free latch prevents snags and provides easy release saving time on frequent moves, adds, and chan | PC | 1 | 10 | 1 | 8.41
61305630932 | NK5EPC2MBUY-Q | Netkey copper patch cord, category 5e, 2 |  | PC | 1 | 25 | 25 | 6.4
07498378489 | NK5EPC2MGRY | NK,Cu,PC,Cat5e,UTP,Cbl,GR,2M,EA | The NetKey® Cat 5e UTP Patch Cord is constructed of 24 AWG, unshielded, twisted pair, stranded, CM cable with modular plugs on both ends. The patented tangle free latch prevents snags and provides easy release saving time on frequent moves, adds, and chan | PC | 1 | 10 | 1 | 8.41
61305630933 | NK5EPC2MGRY-Q | Netkey copper patch cord, category 5e, 2 |  | PC | 1 | 25 | 25 | 6.4
07498331482 | NK5EPC2MGYY | NK Copper Patch Cord, Category 5e, Gray | Netkey copper patch cord, category 5e, 2 meters, gray UTP cable. | PC | 1 | 10 | 1 | 8.41
61305630934 | NK5EPC2MGYY-Q | Netkey copper patch cord, category 5e, 2 |  | PC | 1 | 25 | 25 | 6.4
07498331483 | NK5EPC2MORY | NK Copper Patch Cord, Category 5e, Orang | Netkey copper patch cord, category 5e, 2 meters, orange UTP cable. | PC | 1 | 10 | 1 | 8.41
61305630935 | NK5EPC2MORY-Q | Netkey copper patch cord, category 5e, 2 |  | PC | 1 | 25 | 25 | 6.4
07498378493 | NK5EPC2MRDY | NK,Cu,PC,Cat5e,UTP,Cbl,RD,2M,EA | The NetKey® Cat 5e UTP Patch Cord is constructed of 24 AWG, unshielded, twisted pair, stranded, CM cable with modular plugs on both ends. The patented tangle free latch prevents snags and provides easy release saving time on frequent moves, adds, and chan | PC | 1 | 10 | 1 | 8.41
61305630936 | NK5EPC2MRDY-Q | Netkey copper patch cord, category 5e, 2 |  | PC | 1 | 25 | 25 | 6.4
07498331484 | NK5EPC2MVLY | NK Copper Patch Cord, Category 5e, Viole | Netkey copper patch cord, category 5e, 2 meters, violet UTP cable. | PC | 1 | 10 | 1 | 8.41
61305630966 | NK5EPC2MVLY-Q | Netkey copper patch cord, category 5e, 2 |  | PC | 1 | 25 | 25 | 6.4
07498378485 | NK5EPC2MY | NK,Cu,PC,Cat5e,UTP,Cbl,IW,2M,EA | The NetKey® Cat 5e UTP Patch Cord is constructed of 24 AWG, unshielded, twisted pair, stranded, CM cable with modular plugs on both ends. The patented tangle free latch prevents snags and provides easy release saving time on frequent moves, adds, and chan | PC | 1 | 10 | 1 | 8.41
61305630938 | NK5EPC2MY-Q | Netkey copper patch cord, category 5e, 2 |  | PC | 1 | 25 | 25 | 6.4
07498378494 | NK5EPC2MYLY | NK,Cu,PC,Cat5e,UTP,Cbl,YL,2M,EA | The NetKey® Cat 5e UTP Patch Cord is constructed of 24 AWG, unshielded, twisted pair, stranded, CM cable with modular plugs on both ends. The patented tangle free latch prevents snags and provides easy release saving time on frequent moves, adds, and chan | PC | 1 | 10 | 1 | 8.41
61305630937 | NK5EPC2MYLY-Q | Netkey copper patch cord, category 5e, 2 |  | PC | 1 | 25 | 25 | 6.4
07498328390 | NK5EPC2ORY | NK Copper Patch Cord, Category 5e, Orang | Netkey copper patch cord, category 5e, 2 ft., orange UTP cable. | PC | 1 | 10 | 1 | 4.91
07498328391 | NK5EPC2RDY | NK Copper Patch Cord, Category 5e, Red U | The NetKey® Cat 5e UTP Patch Cord is constructed of 24 AWG, unshielded, twisted pair, stranded, CM cable with modular plugs on both ends. The patented tangle free latch prevents snags and provides easy release saving time on frequent moves, adds, and chan | PC | 1 | 10 | 1 | 4.91
07498328392 | NK5EPC2VLY | NK Copper Patch Cord, Category 5e, Viole | Netkey copper patch cord, category 5e, 2 ft., violet UTP cable. | PC | 1 | 10 | 1 | 4.91
07498328393 | NK5EPC2Y | NK Copper Patch Cord, Category 5e, Off W | The NetKey® Cat 5e UTP Patch Cord is constructed of 24 AWG, unshielded, twisted pair, stranded, CM cable with modular plugs on both ends. The patented tangle free latch prevents snags and provides easy release saving time on frequent moves, adds, and chan | PC | 1 | 10 | 1 | 4.91
07498328394 | NK5EPC2YLY | NK Copper Patch Cord, Category 5e, Yello | The NetKey® Cat 5e UTP Patch Cord is constructed of 24 AWG, unshielded, twisted pair, stranded, CM cable with modular plugs on both ends. The patented tangle free latch prevents snags and provides easy release saving time on frequent moves, adds, and chan | PC | 1 | 10 | 1 | 4.91
07498328533 | NK5EPC30BLY | NK Copper Patch Cord, Category 5e, Black | Netkey copper patch cord, category 5e, 30 ft., black UTP cable. | PC | 1 | 10 | 1 | 14.81
07498328534 | NK5EPC30BUY | NK Copper Patch Cord, Category 5e, Blue | Netkey copper patch cord, category 5e, 30 ft., blue UTP cable. | PC | 1 | 10 | 1 | 14.81
07498328535 | NK5EPC30GRY | NK Copper Patch Cord, Category 5e, Green | Netkey copper patch cord, category 5e, 30 ft., green UTP cable. | PC | 1 | 10 | 1 | 14.81
07498360896 | NK5EPC30GYY | NK Copper Patch Cord, Category 5e, Gray | Netkey copper patch cord, category 5e, 30 ft., gray UTP cable. | PC | 1 | 10 | 1 | 14.81
07498328536 | NK5EPC30ORY | NK Copper Patch Cord, Category 5e, Orang | Netkey copper patch cord, category 5e, 30 ft., orange UTP cable. | PC | 1 | 10 | 1 | 14.81
07498328537 | NK5EPC30RDY | NK Copper Patch Cord, Category 5e, Red U | Netkey copper patch cord, category 5e, 30 ft., red UTP cable. | PC | 1 | 10 | 1 | 14.81
07498328538 | NK5EPC30VLY | NK Copper Patch Cord, Category 5e, Viole | Netkey copper patch cord, category 5e, 30 ft., violet UTP cable. | PC | 1 | 10 | 1 | 14.81
07498328540 | NK5EPC30Y | NK Copper Patch Cord, Category 5e, Off W | Netkey copper patch cord, category 5e, 30 ft., off white UTP cable. | PC | 1 | 10 | 1 | 14.81
07498328539 | NK5EPC30YLY | NK Copper Patch Cord, Category 5e, Yello | Netkey copper patch cord, category 5e, 30 ft., yellow UTP cable. | PC | 1 | 10 | 1 | 14.81
07498361579 | NK5EPC35BLY | NK Copper Patch Cord, Category 5e, Black | Netkey copper patch cord, category 5e, 35 ft., black UTP cable. | PC | 1 | 10 | 1 | 16.61
07498361443 | NK5EPC35BUY | NK Copper Patch Cord, Category 5e, Blue | Netkey copper patch cord, category 5e, 35 ft., blue UTP cable. | PC | 1 | 10 | 1 | 16.61
07498361582 | NK5EPC35GRY | NK Copper Patch Cord, Category 5e, Green | Netkey copper patch cord, category 5e, 35 ft., green UTP cable. | PC | 1 | 10 | 1 | 16.61
07498360916 | NK5EPC35GYY | NK Copper Patch Cord, Category 5e, Gray | Netkey copper patch cord, category 5e, 35 ft., gray UTP cable. | PC | 1 | 10 | 1 | 16.61
07498361584 | NK5EPC35RDY | NK Copper Patch Cord, Category 5e, Red U | Netkey copper patch cord, category 5e, 35 ft., red UTP cable. | PC | 1 | 10 | 1 | 16.61
07498361580 | NK5EPC35Y | NK Copper Patch Cord, Category 5e, Off W | Netkey copper patch cord, category 5e, 35 ft., off white UTP cable. | PC | 1 | 10 | 1 | 16.61
07498361588 | NK5EPC35YLY | NK Copper Patch Cord, Category 5e, Yello | Netkey copper patch cord, category 5e, 35 ft., yellow UTP cable. | PC | 1 | 10 | 1 | 16.61
07498306428 | NK5EPC3BLY | NK,Cu,PC,Cat5e,UTP,Cbl,BL,3ft,EA | The NetKey® Cat 5e UTP Patch Cord is constructed of 24 AWG, unshielded, twisted pair, stranded, CM cable with modular plugs on both ends. The patented tangle free latch prevents snags and provides easy release saving time on frequent moves, adds, and chan | PC | 1 | 10 | 1 | 5.23
61305630900 | NK5EPC3BLY-Q | Netkey copper patch cord, category 5e, 3 |  | PC | 1 | 25 | 25 | 5.23
07498305523 | NK5EPC3BUY | NK,Cu,PC,Cat5e,UTP,Cbl,BU,3ft,EA | The NetKey® Cat 5e UTP Patch Cord is constructed of 24 AWG, unshielded, twisted pair, stranded, CM cable with modular plugs on both ends. The patented tangle free latch prevents snags and provides easy release saving time on frequent moves, adds, and chan | PC | 1 | 10 | 1 | 5.23
07498305524 | NK5EPC3GRY | NK,Cu,PC,Cat5e,UTP,Cbl,GR,3ft,EA | The NetKey® Cat 5e UTP Patch Cord is constructed of 24 AWG, unshielded, twisted pair, stranded, CM cable with modular plugs on both ends. The patented tangle free latch prevents snags and provides easy release saving time on frequent moves, adds, and chan | PC | 1 | 10 | 1 | 5.23
61305630902 | NK5EPC3GRY-Q | Netkey copper patch cord, category 5e, 3 |  | PC | 1 | 25 | 25 | 5.23
07498360216 | NK5EPC3GYY | NK Copper Patch Cord, Category 5e, Gray | Netkey copper patch cord, category 5e, 3 ft., gray UTP cable. | PC | 1 | 10 | 1 | 5.23
61305630903 | NK5EPC3GYY-Q | Netkey copper patch cord, category 5e, 3 |  | PC | 1 | 25 | 25 | 5.23
61305630948 | NK5EPC3MBLY-Q | Netkey copper patch cord, category 5e, 3 |  | PC | 1 | 25 | 25 | 7.55
61305630947 | NK5EPC3MBUY-Q | Netkey copper patch cord, category 5e, 3 |  | PC | 1 | 25 | 25 | 7.55
61305630949 | NK5EPC3MGRY-Q | Netkey copper patch cord, category 5e, 3 |  | PC | 1 | 25 | 25 | 7.55
61305630950 | NK5EPC3MGYY-Q | Netkey copper patch cord, category 5e, 3 |  | PC | 1 | 25 | 25 | 7.55
61305630951 | NK5EPC3MORY-Q | Netkey copper patch cord, category 5e, 3 |  | PC | 1 | 25 | 25 | 7.55
61305630952 | NK5EPC3MRDY-Q | Netkey copper patch cord, category 5e, 3 |  | PC | 1 | 25 | 25 | 7.55
61305630967 | NK5EPC3MVLY-Q | Netkey copper patch cord, category 5e, 3 |  | PC | 1 | 25 | 25 | 7.55
61305630954 | NK5EPC3MY-Q | Netkey copper patch cord, category 5e, 3 |  | PC | 1 | 25 | 25 | 7.55
61305630953 | NK5EPC3MYLY-Q | Netkey copper patch cord, category 5e, 3 |  | PC | 1 | 25 | 25 | 7.55
07498328219 | NK5EPC3ORY | NK Copper Patch Cord, Category 5e, Orang | Netkey copper patch cord, category 5e, 3 ft., orange UTP cable. | PC | 1 | 10 | 1 | 5.23
61305630904 | NK5EPC3ORY-Q | Netkey copper patch cord, category 5e, 3 |  | PC | 1 | 25 | 25 | 5.23
07498305525 | NK5EPC3RDY | NK,Cu,PC,Cat5e,UTP,Cbl,RD,3ft,EA | The NetKey® Cat 5e UTP Patch Cord is constructed of 24 AWG, unshielded, twisted pair, stranded, CM cable with modular plugs on both ends. The patented tangle free latch prevents snags and provides easy release saving time on frequent moves, adds, and chan | PC | 1 | 10 | 1 | 5.23
61305630905 | NK5EPC3RDY-Q | Netkey copper patch cord, category 5e, 3 |  | PC | 1 | 25 | 25 | 5.23
07498317619 | NK5EPC3VLY | NK,Cu,PC,Cat5e,UTP,Cbl,VL,3ft,EA | Netkey copper patch cord, category 5e, 3 ft., violet UTP cable. | PC | 1 | 10 | 1 | 5.23
61305630962 | NK5EPC3VLY-Q | Netkey copper patch cord, category 5e, 3 |  | PC | 1 | 25 | 25 | 5.23
07498305522 | NK5EPC3Y | NK,Cu,PC,Cat5e,UTP,Cbl,IW,3ft,EA | The NetKey® Cat 5e UTP Patch Cord is constructed of 24 AWG, unshielded, twisted pair, stranded, CM cable with modular plugs on both ends. The patented tangle free latch prevents snags and provides easy release saving time on frequent moves, adds, and chan | PC | 1 | 10 | 1 | 5.23
61305630907 | NK5EPC3Y-Q | Netkey copper patch cord, category 5e, 3 |  | PC | 1 | 25 | 25 | 5.23
07498305526 | NK5EPC3YLY | NK,Cu,PC,Cat5e,UTP,Cbl,YL,3ft,EA | The NetKey® Cat 5e UTP Patch Cord is constructed of 24 AWG, unshielded, twisted pair, stranded, CM cable with modular plugs on both ends. The patented tangle free latch prevents snags and provides easy release saving time on frequent moves, adds, and chan | PC | 1 | 10 | 1 | 5.23
61305630906 | NK5EPC3YLY-Q | Netkey copper patch cord, category 5e, 3 |  | PC | 1 | 25 | 25 | 5.23
07498361602 | NK5EPC40BLY | NK Copper Patch Cord, Category 5e, Black | Netkey copper patch cord, category 5e, 40 ft., black UTP cable. | PC | 1 | 10 | 1 | 18.5
07498361589 | NK5EPC40BUY | NK Copper Patch Cord, Category 5e, Blue | Netkey copper patch cord, category 5e, 40 ft., blue UTP cable. | PC | 1 | 10 | 1 | 18.5
07498361596 | NK5EPC40GRY | NK Copper Patch Cord, Category 5e, Green | Netkey copper patch cord, category 5e, 40 ft., green UTP cable. | PC | 1 | 10 | 1 | 18.5
07498360921 | NK5EPC40GYY | NK Copper Patch Cord, Category 5e, Gray | Netkey copper patch cord, category 5e, 40 ft., gray UTP cable. | PC | 1 | 10 | 1 | 18.5
07498361597 | NK5EPC40RDY | NK Copper Patch Cord, Category 5e, Red U | Netkey copper patch cord, category 5e, 40 ft., red UTP cable. | PC | 1 | 10 | 1 | 18.5
07498361590 | NK5EPC40Y | NK Copper Patch Cord, Category 5e, Off W | Netkey copper patch cord, category 5e, 40 ft., off white UTP cable. | PC | 1 | 10 | 1 | 18.5
07498361601 | NK5EPC40YLY | NK Copper Patch Cord, Category 5e, Yello | Netkey copper patch cord, category 5e, 40 ft., yellow UTP cable. | PC | 1 | 10 | 1 | 18.5
07498361733 | NK5EPC45BLY | NK Copper Patch Cord, Category 5e, Black | Netkey copper patch cord, category 5e, 45 ft., black UTP cable. | PC | 1 | 10 | 1 | 20.38
07498362073 | NK5EPC45BUY | NK Copper Patch Cord, Category 5e, Blue | Netkey copper patch cord, category 5e, 45 ft., blue UTP cable. | PC | 1 | 10 | 1 | 20.38
07498361709 | NK5EPC45GRY | NK Copper Patch Cord, Category 5e, Green | Netkey copper patch cord, category 5e, 45 ft., green UTP cable. | PC | 1 | 10 | 1 | 20.38
07498361438 | NK5EPC45GYY | NK Copper Patch Cord, Category 5e, Gray | Netkey copper patch cord, category 5e, 45 ft., gray UTP cable. | PC | 1 | 10 | 1 | 20.38
07498361730 | NK5EPC45RDY | NK Copper Patch Cord, Category 5e, Red U | Netkey copper patch cord, category 5e, 45 ft., red UTP cable. | PC | 1 | 10 | 1 | 20.38
07498361734 | NK5EPC45Y | NK Copper Patch Cord, Category 5e, Off W | Netkey copper patch cord, category 5e, 45 ft., off white UTP cable. | PC | 1 | 10 | 1 | 20.38
07498361732 | NK5EPC45YLY | NK Copper Patch Cord, Category 5e, Yello | Netkey copper patch cord, category 5e, 45 ft., yellow UTP cable. | PC | 1 | 10 | 1 | 20.38
07498328395 | NK5EPC4BLY | NK Copper Patch Cord, Category 5e, Black | Netkey copper patch cord, category 5e, 4 ft., black UTP cable. | PC | 1 | 10 | 1 | 5.54
07498328396 | NK5EPC4BUY | NK Copper Patch Cord, Category 5e, Blue | Netkey copper patch cord, category 5e, 4 ft., blue UTP cable. | PC | 1 | 10 | 1 | 5.54
07498328397 | NK5EPC4GRY | NK Copper Patch Cord, Category 5e, Green | Netkey copper patch cord, category 5e, 4 ft., green UTP cable. | PC | 1 | 10 | 1 | 5.54
07498360218 | NK5EPC4GYY | NK Copper Patch Cord, Category 5e, Gray | Netkey copper patch cord, category 5e, 4 ft., gray UTP cable. | PC | 1 | 10 | 1 | 5.54
07498328398 | NK5EPC4ORY | NK Copper Patch Cord, Category 5e, Orang | Netkey copper patch cord, category 5e, 4 ft., orange UTP cable. | PC | 1 | 10 | 1 | 5.54
07498328399 | NK5EPC4RDY | NK Copper Patch Cord, Category 5e, Red U | Netkey copper patch cord, category 5e, 4 ft., red UTP cable. | PC | 1 | 10 | 1 | 5.54
07498328400 | NK5EPC4VLY | NK Copper Patch Cord, Category 5e, Viole | Netkey copper patch cord, category 5e, 4 ft., violet UTP cable. | PC | 1 | 10 | 1 | 5.54
07498328401 | NK5EPC4Y | NK Copper Patch Cord, Category 5e, Off W | Netkey copper patch cord, category 5e, 4 ft., off white UTP cable. | PC | 1 | 10 | 1 | 5.54
07498328402 | NK5EPC4YLY | NK Copper Patch Cord, Category 5e, Yello | Netkey copper patch cord, category 5e, 4 ft., yellow UTP cable. | PC | 1 | 10 | 1 | 5.54
07498362144 | NK5EPC50BLY | NK Copper Patch Cord, Category 5e, Black | Netkey copper patch cord, category 5e, 50 ft., black UTP cable. | PC | 1 | 10 | 1 | 22.28
07498362146 | NK5EPC50BUY | NK Copper Patch Cord, Category 5e, Blue | Netkey copper patch cord, category 5e, 50 ft., blue UTP cable. | PC | 1 | 10 | 1 | 22.28
07498362075 | NK5EPC50GRY | NK Copper Patch Cord, Category 5e, Green | Netkey copper patch cord, category 5e, 50 ft., green UTP cable. | PC | 1 | 10 | 1 | 22.28
07498361441 | NK5EPC50GYY | NK Copper Patch Cord, Category 5e, Gray | Netkey copper patch cord, category 5e, 50 ft., gray UTP cable. | PC | 1 | 10 | 1 | 22.28
07498362148 | NK5EPC50RDY | NK Copper Patch Cord, Category 5e, Red U | Netkey copper patch cord, category 5e, 50 ft., red UTP cable. | PC | 1 | 10 | 1 | 22.28
07498362166 | NK5EPC50Y | NK Copper Patch Cord, Category 5e, Off W | Netkey copper patch cord, category 5e, 50 ft., off white UTP cable. | PC | 1 | 10 | 1 | 22.28
07498362167 | NK5EPC50YLY | NK Copper Patch Cord, Category 5e, Yello | Netkey copper patch cord, category 5e, 50 ft., yellow UTP cable. | PC | 1 | 10 | 1 | 22.28
07498306429 | NK5EPC5BLY | NK,Cu,PC,Cat5e,UTP,Cbl,BL,5ft,EA | The NetKey® Cat 5e UTP Patch Cord is constructed of 24 AWG, unshielded, twisted pair, stranded, CM cable with modular plugs on both ends. The patented tangle free latch prevents snags and provides easy release saving time on frequent moves, adds, and chan | PC | 1 | 10 | 1 | 5.88
61305630916 | NK5EPC5BLY-Q | Netkey copper patch cord, category 5e, 5 |  | PC | 1 | 25 | 25 | 5.88
07498305528 | NK5EPC5BUY | NK,Cu,PC,Cat5e,UTP,Cbl,BU,5ft,EA | The NetKey® Cat 5e UTP Patch Cord is constructed of 24 AWG, unshielded, twisted pair, stranded, CM cable with modular plugs on both ends. The patented tangle free latch prevents snags and provides easy release saving time on frequent moves, adds, and chan | PC | 1 | 10 | 1 | 5.88
07498305529 | NK5EPC5GRY | NK,Cu,PC,Cat5e,UTP,Cbl,GR,5ft,EA | The NetKey® Cat 5e UTP Patch Cord is constructed of 24 AWG, unshielded, twisted pair, stranded, CM cable with modular plugs on both ends. The patented tangle free latch prevents snags and provides easy release saving time on frequent moves, adds, and chan | PC | 1 | 10 | 1 | 5.88
61305630918 | NK5EPC5GRY-Q | Netkey copper patch cord, category 5e, 5 |  | PC | 1 | 25 | 25 | 5.88
07498360219 | NK5EPC5GYY | NK Copper Patch Cord, Category 5e, Gray | Netkey copper patch cord, category 5e, 5 ft., gray UTP cable. | PC | 1 | 10 | 1 | 5.88
61305630919 | NK5EPC5GYY-Q | Netkey copper patch cord, category 5e, 5 |  | PC | 1 | 25 | 25 | 5.88
07498328267 | NK5EPC5ORY | NK Copper Patch Cord, Category 5e, Orang | Netkey copper patch cord, category 5e, 5 ft., orange UTP cable. | PC | 1 | 10 | 1 | 5.88
61305630920 | NK5EPC5ORY-Q | Netkey copper patch cord, category 5e, 5 |  | PC | 1 | 25 | 25 | 5.88
07498305530 | NK5EPC5RDY | NK,Cu,PC,Cat5e,UTP,Cbl,RD,5ft,EA | The NetKey® Cat 5e UTP Patch Cord is constructed of 24 AWG, unshielded, twisted pair, stranded, CM cable with modular plugs on both ends. The patented tangle free latch prevents snags and provides easy release saving time on frequent moves, adds, and chan | PC | 1 | 10 | 1 | 5.88
61305630921 | NK5EPC5RDY-Q | Netkey copper patch cord, category 5e, 5 |  | PC | 1 | 25 | 25 | 5.88
07498317620 | NK5EPC5VLY | NK,Cu,PC,Cat5e,UTP,Cbl,VL,5ft,EA | Netkey copper patch cord, category 5e, 5 ft., violet UTP cable. | PC | 1 | 10 | 1 | 5.88
61305630963 | NK5EPC5VLY-Q | Netkey copper patch cord, category 5e, 5 |  | PC | 1 | 25 | 25 | 5.88
07498305527 | NK5EPC5Y | NK,Cu,PC,Cat5e,UTP,Cbl,IW,5ft,EA | The NetKey® Cat 5e UTP Patch Cord is constructed of 24 AWG, unshielded, twisted pair, stranded, CM cable with modular plugs on both ends. The patented tangle free latch prevents snags and provides easy release saving time on frequent moves, adds, and chan | PC | 1 | 10 | 1 | 5.88
61305630923 | NK5EPC5Y-Q | Netkey copper patch cord, category 5e, 5 |  | PC | 1 | 25 | 25 | 5.88
07498305531 | NK5EPC5YLY | NK,Cu,PC,Cat5e,UTP,Cbl,YL,5ft,EA | The NetKey® Cat 5e UTP Patch Cord is constructed of 24 AWG, unshielded, twisted pair, stranded, CM cable with modular plugs on both ends. The patented tangle free latch prevents snags and provides easy release saving time on frequent moves, adds, and chan | PC | 1 | 10 | 1 | 5.88
61305630922 | NK5EPC5YLY-Q | Netkey copper patch cord, category 5e, 5 |  | PC | 1 | 25 | 25 | 5.88
07498328403 | NK5EPC6BLY | NK Copper Patch Cord, Category 5e, Black | Netkey copper patch cord, category 5e, 6 ft., black UTP cable. | PC | 1 | 10 | 1 | 6.19
07498328404 | NK5EPC6BUY | NK Copper Patch Cord, Category 5e, Blue | Netkey copper patch cord, category 5e, 6 ft., blue UTP cable. | PC | 1 | 10 | 1 | 6.19
07498328405 | NK5EPC6GRY | NK Copper Patch Cord, Category 5e, Green | Netkey copper patch cord, category 5e, 6 ft., green UTP cable. | PC | 1 | 10 | 1 | 6.19
07498360220 | NK5EPC6GYY | NK Copper Patch Cord, Category 5e, Gray | Netkey copper patch cord, category 5e, 6 ft., gray UTP cable. | PC | 1 | 10 | 1 | 6.19
07498328406 | NK5EPC6ORY | NK Copper Patch Cord, Category 5e, Orang | Netkey copper patch cord, category 5e, 6 ft., orange UTP cable. | PC | 1 | 10 | 1 | 6.19
07498328407 | NK5EPC6RDY | NK Copper Patch Cord, Category 5e, Red U | Netkey copper patch cord, category 5e, 6 ft., red UTP cable. | PC | 1 | 10 | 1 | 6.19
07498328408 | NK5EPC6VLY | NK Copper Patch Cord, Category 5e, Viole | Netkey copper patch cord, category 5e, 6 ft., violet UTP cable. | PC | 1 | 10 | 1 | 6.19
07498328410 | NK5EPC6Y | NK Copper Patch Cord, Category 5e, Off W | Netkey copper patch cord, category 5e, 6 ft., off white UTP cable. | PC | 1 | 10 | 1 | 6.19
07498328409 | NK5EPC6YLY | NK Copper Patch Cord, Category 5e, Yello | Netkey copper patch cord, category 5e, 6 ft., yellow UTP cable. | PC | 1 | 10 | 1 | 6.19
07498306430 | NK5EPC7BLY | NK,Cu,PC,Cat5e,UTP,Cbl,BL,7ft,EA | The NetKey® Cat 5e UTP Patch Cord is constructed of 24 AWG, unshielded, twisted pair, stranded, CM cable with modular plugs on both ends. The patented tangle free latch prevents snags and provides easy release saving time on frequent moves, adds, and chan | PC | 1 | 10 | 1 | 6.48
61305630924 | NK5EPC7BLY-Q | Netkey copper patch cord, category 5e, 7 |  | PC | 1 | 25 | 25 | 6.48
07498305533 | NK5EPC7BUY | NK,Cu,PC,Cat5e,UTP,Cbl,BU,7ft,EA | The NetKey® Cat 5e UTP Patch Cord is constructed of 24 AWG, unshielded, twisted pair, stranded, CM cable with modular plugs on both ends. The patented tangle free latch prevents snags and provides easy release saving time on frequent moves, adds, and chan | PC | 1 | 10 | 1 | 6.48
61305630925 | NK5EPC7BUY-Q | Netkey copper patch cord, category 5e, 7 |  | PC | 1 | 25 | 25 | 6.48
07498305534 | NK5EPC7GRY | NK,Cu,PC,Cat5e,UTP,Cbl,GR,7ft,EA | The NetKey® Cat 5e UTP Patch Cord is constructed of 24 AWG, unshielded, twisted pair, stranded, CM cable with modular plugs on both ends. The patented tangle free latch prevents snags and provides easy release saving time on frequent moves, adds, and chan | PC | 1 | 10 | 1 | 6.48
61305630926 | NK5EPC7GRY-Q | Netkey copper patch cord, category 5e, 7 |  | PC | 1 | 25 | 25 | 6.48
07498360221 | NK5EPC7GYY | NK,Cu,PC,Cat5e,UTP,Cbl,GY,7ft,EA | Netkey copper patch cord, category 5e, 7 ft., gray UTP cable. | PC | 1 | 10 | 1 | 6.48
61305630927 | NK5EPC7GYY-Q | Netkey copper patch cord, category 5e, 7 |  | PC | 1 | 25 | 25 | 6.48
07498328268 | NK5EPC7ORY | NK,Cu,PC,Cat5e,UTP,Cbl,OR,7ft,EA | Netkey copper patch cord, category 5e, 7 ft., orange UTP cable. | PC | 1 | 10 | 1 | 6.48
61305630968 | NK5EPC7ORY-Q | Netkey copper patch cord, category 5e, 7 |  | PC | 1 | 25 | 25 | 6.48
07498305535 | NK5EPC7RDY | NK,Cu,PC,Cat5e,UTP,Cbl,RD,7ft,EA | The NetKey® Cat 5e UTP Patch Cord is constructed of 24 AWG, unshielded, twisted pair, stranded, CM cable with modular plugs on both ends. The patented tangle free latch prevents snags and provides easy release saving time on frequent moves, adds, and chan | PC | 1 | 10 | 1 | 6.48
61305630928 | NK5EPC7RDY-Q | Netkey copper patch cord, category 5e, 7 |  | PC | 1 | 25 | 25 | 6.48
07498317621 | NK5EPC7VLY | NK,Cu,PC,Cat5e,UTP,Cbl,VL,7ft,EA | Netkey copper patch cord, category 5e, 7 ft., violet UTP cable. | PC | 1 | 10 | 1 | 6.48
61305630964 | NK5EPC7VLY-Q | Netkey copper patch cord, category 5e, 7 |  | PC | 1 | 25 | 25 | 6.48
07498305532 | NK5EPC7Y | NK,Cu,PC,Cat5e,UTP,Cbl,IW,7ft,EA | The NetKey® Cat 5e UTP Patch Cord is constructed of 24 AWG, unshielded, twisted pair, stranded, CM cable with modular plugs on both ends. The patented tangle free latch prevents snags and provides easy release saving time on frequent moves, adds, and chan | PC | 1 | 10 | 1 | 6.48
61305630930 | NK5EPC7Y-Q | Netkey copper patch cord, category 5e, 7 |  | PC | 1 | 25 | 25 | 6.48
07498305536 | NK5EPC7YLY | NK,Cu,PC,Cat5e,UTP,Cbl,YL,7ft,EA | The NetKey® Cat 5e UTP Patch Cord is constructed of 24 AWG, unshielded, twisted pair, stranded, CM cable with modular plugs on both ends. The patented tangle free latch prevents snags and provides easy release saving time on frequent moves, adds, and chan | PC | 1 | 10 | 1 | 6.48
61305630929 | NK5EPC7YLY-Q | Netkey copper patch cord, category 5e, 7 |  | PC | 1 | 25 | 25 | 6.48
07498328411 | NK5EPC8BLY | NK,Cu,PC,Cat5e,UTP,Cbl,BL,8ft,EA | Netkey copper patch cord, category 5e, 8 ft., black UTP cable. | PC | 1 | 10 | 1 | 6.9
07498328412 | NK5EPC8BUY | NK,Cu,PC,Cat5e,UTP,Cbl,BU,8ft,EA | Netkey copper patch cord, category 5e, 8 ft., blue UTP cable. | PC | 1 | 10 | 1 | 6.9
07498328413 | NK5EPC8GRY | NK,Cu,PC,Cat5e,UTP,Cbl,GR,8ft,EA | Netkey copper patch cord, category 5e, 8 ft., green UTP cable. | PC | 1 | 10 | 1 | 6.9
07498360222 | NK5EPC8GYY | NK,Cu,PC,Cat5e,UTP,Cbl,GY,8ft,EA | Netkey copper patch cord, category 5e, 8 ft., gray UTP cable. | PC | 1 | 10 | 1 | 6.9
07498328414 | NK5EPC8ORY | NK,Cu,PC,Cat5e,UTP,Cbl,OR,8ft,EA | Netkey copper patch cord, category 5e, 8 ft., orange UTP cable. | PC | 1 | 10 | 1 | 6.9
07498328415 | NK5EPC8RDY | NK,Cu,PC,Cat5e,UTP,Cbl,RD,8ft,EA | Netkey copper patch cord, category 5e, 8 ft., red UTP cable. | PC | 1 | 10 | 1 | 6.9
07498328416 | NK5EPC8VLY | NK,Cu,PC,Cat5e,UTP,Cbl,VL,8ft,EA | Netkey copper patch cord, category 5e, 8 ft., violet UTP cable. | PC | 1 | 10 | 1 | 6.9
07498328418 | NK5EPC8Y | NK,Cu,PC,Cat5e,UTP,Cbl,IW,8ft,EA | Netkey copper patch cord, category 5e, 8 ft., off white UTP cable. | PC | 1 | 10 | 1 | 6.9
07498328417 | NK5EPC8YLY | NK,Cu,PC,Cat5e,UTP,Cbl,YL,8ft,EA | Netkey copper patch cord, category 5e, 8 ft., yellow UTP cable. | PC | 1 | 10 | 1 | 6.9
07498328419 | NK5EPC9BLY | NK,Cu,PC,Cat5e,UTP,Cbl,BL,9ft,EA | Netkey copper patch cord, category 5e, 9 ft., black UTP cable. | PC | 1 | 10 | 1 | 7.27
07498328420 | NK5EPC9BUY | NK,Cu,PC,Cat5e,UTP,Cbl,BU,9ft,EA | Netkey copper patch cord, category 5e, 9 ft., blue UTP cable. | PC | 1 | 10 | 1 | 7.27
07498328421 | NK5EPC9GRY | NK,Cu,PC,Cat5e,UTP,Cbl,GR,9ft,EA | Netkey copper patch cord, category 5e, 9 ft., green UTP cable. | PC | 1 | 10 | 1 | 7.27
07498360223 | NK5EPC9GYY | NK,Cu,PC,Cat5e,UTP,Cbl,GY,9ft,EA | Netkey copper patch cord, category 5e, 9 ft., gray UTP cable. | PC | 1 | 10 | 1 | 7.27
07498328422 | NK5EPC9ORY | NK,Cu,PC,Cat5e,UTP,Cbl,OR,9ft,EA | Netkey copper patch cord, category 5e, 9 ft., orange UTP cable. | PC | 1 | 10 | 1 | 7.27
07498328423 | NK5EPC9RDY | NK,Cu,PC,Cat5e,UTP,Cbl,RD,9ft,EA | Netkey copper patch cord, category 5e, 9 ft., red UTP cable. | PC | 1 | 10 | 1 | 7.27
07498328424 | NK5EPC9VLY | NK,Cu,PC,Cat5e,UTP,Cbl,VL,9ft,EA | Netkey copper patch cord, category 5e, 9 ft., violet UTP cable. | PC | 1 | 10 | 1 | 7.27
07498328426 | NK5EPC9Y | NK,Cu,PC,Cat5e,UTP,Cbl,IW,9ft,EA | Netkey copper patch cord, category 5e, 9 ft., off white UTP cable. | PC | 1 | 10 | 1 | 7.27
07498328425 | NK5EPC9YLY | NK,Cu,PC,Cat5e,UTP,Cbl,YL,9ft,EA | Netkey copper patch cord, category 5e, 9 ft., yellow UTP cable. | PC | 1 | 10 | 1 | 7.27
07498305537 | NK5EPPG12WY | NK,12Pt,PatchPanel,Cat5e,Flat,EA | NetKey 12-port category 5e punchdown flat patch panel in black. Mounts to the 89D bracket. | PC | 1 | 1 | 1 | 133.34
07498305538 | NK5EPPG24Y | NK,PchDownPtchPnl,Cat5e,Flat | NetKey 24-port category 5e punchdown flat patch panel in black, (1 RU). | PC | 1 | 1 | 1 | 206.1
07498305539 | NK5EPPG48Y | NK,PchDownPtchPnl,Cat5e,Flat,48Pt | NetKey 48-port category 5e punchdown flat patch panel in black, (2 RU). | PC | 1 | 1 | 1 | 408
07498357470 | NK688MBL | NK,Cat6,punchdownjackmodule,BL | The NetKey® Cat 6 UTP RJ45 Punchdown Keystone Jack Module is designed to terminate 4-pair, 22-26 AWG twisted pair cable. Each module is 100% factory tested to exceed industry standard performance requirements. Contacts are plated with 50 microinches of go | PC | 1 | 50 | 1 | 7.84
07498371757 | NK688MBL-Q | NK,Cat6,PchDownJkMod,BL,PK25 | The NetKey® Cat 6 UTP RJ45 Punchdown Keystone Jack Module is designed to terminate 4-pair, 22-26 AWG twisted pair cable. Each module is 100% factory tested to exceed industry standard performance requirements. Contacts are plated with 50 microinches of go | PC | 1 | 25 | 25 | 7.42
07498357469 | NK688MBU | NK,Cat6,punchdownjackmodule,Blue | The NetKey® Cat 6 UTP RJ45 Punchdown Keystone Jack Module is designed to terminate 4-pair, 22-26 AWG twisted pair cable. Each module is 100% factory tested to exceed industry standard performance requirements. Contacts are plated with 50 microinches of go | PC | 1 | 50 | 1 | 7.84
07498371758 | NK688MBU-Q | NK,Cat6,PchDownJkMod,BU,PK25 | The NetKey® Cat 6 UTP RJ45 Punchdown Keystone Jack Module is designed to terminate 4-pair, 22-26 AWG twisted pair cable. Each module is 100% factory tested to exceed industry standard performance requirements. Contacts are plated with 50 microinches of go | PC | 1 | 25 | 25 | 7.42
07498357473 | NK688MEI | NK,Cat6,PchDownJkMod,EI | Category 6, 8-position, 8-wire, keystone punchdown jack module. Electric Ivory. | PC | 1 | 10 | 1 | 7.84
07498399713 | NK688MEI-Q | NK,Cat6,PchDownJkMod,EI,PK25 | Bulk pack of 25, Category 6, 8-position, 8-wire, keystone punchdown jack modules. Electric Ivory. | PC | 1 | 25 | 25 | 7.42
07498357472 | NK688MGR | NK,Cat6,punchdownjackmodule,GR | Category 6, 8-position, 8-wire, keystone punchdown jack module. Green. | PC | 1 | 10 | 1 | 7.84
07498399715 | NK688MGR-Q | NK,Cat6,PchDownJkMod,GR,PK25 | Bulk pack of 25, Category 6, 8-position, 8-wire, keystone punchdown jack modules. Green. | PC | 1 | 25 | 25 | 7.42
07498357475 | NK688MIG | NK,Cat6,PchDownJkMod,IG | Category 6, 8-position, 8-wire, keystone punchdown jack module. International Gray. | PC | 1 | 10 | 1 | 7.84
07498399717 | NK688MIG-Q | NK,Cat6,PchDownJkMod,IG,PK25 | Bulk pack of 25, Category 6, 8-position, 8-wire, keystone punchdown jack modules. International Gray. | PC | 1 | 25 | 25 | 7.42
07498357468 | NK688MIW | NK,Cat6,PchDownJkMod,IW | The NetKey® Cat 6 UTP RJ45 Punchdown Keystone Jack Module is designed to terminate 4-pair, 22-26 AWG twisted pair cable. Each module is 100% factory tested to exceed industry standard performance requirements. Contacts are plated with 50 microinches of go | PC | 1 | 25 | 1 | 7.84
07498371756 | NK688MIW-Q | NK,Cat6,PchDownJkMod,IW,PK25 | Bulk pack of 25, Category 6, 8-position, 8-wire, keystone punchdown jack modules. Off White. | PC | 1 | 25 | 25 | 7.42
07498357476 | NK688MOR | NK,Cat6,PchDownJkMod,OR | Category 6, 8-position, 8-wire, keystone punchdown jack module. Orange. | PC | 1 | 10 | 1 | 7.84
07498371759 | NK688MOR-Q | NK,Cat6,PchDownJkMod,OR,PK25 | Bulk pack of 25, Category 6, 8-position, 8-wire, keystone punchdown jack modules. Orange. | PC | 1 | 25 | 25 | 7.42
07498357471 | NK688MRD | NK,Cat6,punchdownjackmodule,RD | Category 6, 8-position, 8-wire, keystone punchdown jack module. Red. | PC | 1 | 10 | 1 | 7.84
07498399714 | NK688MRD-Q | NK,Cat6,PchDownJkMod,RD,PK25 | Bulk pack of 25, Category 6, 8-position, 8-wire, keystone punchdown jack modules. Red. | PC | 1 | 25 | 25 | 7.42
07498366731 | NK688MVL | NK,Cat6,punchdownjackmodule,Violet | Category 6, 8-position, 8-wire, keystone punchdown jack module. Violet. | PC | 1 | 10 | 1 | 7.84
07498357474 | NK688MWH | NK,Cat6,punchdownjackmodule,WH | The NetKey® Cat 6 UTP RJ45 Punchdown Keystone Jack Module is designed to terminate 4-pair, 22-26 AWG twisted pair cable. Each module is 100% factory tested to exceed industry standard performance requirements. Contacts are plated with 50 microinches of go | PC | 1 | 25 | 1 | 7.84
07498399711 | NK688MWH-Q | NK,Cat6,PchDownJkMod,WH,PK25 | The NetKey® Cat 6 UTP RJ45 Punchdown Keystone Jack Module is designed to terminate 4-pair, 22-26 AWG twisted pair cable. Each module is 100% factory tested to exceed industry standard performance requirements. Contacts are plated with 50 microinches of go | PC | 1 | 25 | 25 | 7.42
07498357467 | NK688MYL | NK,Cat6,punchdownjackmodule,Yellow | Category 6, 8-position, 8-wire, keystone punchdown jack module. Yellow. | PC | 1 | 10 | 1 | 7.84
07498399716 | NK688MYL-Q | NK,Cat6,PchDownJkMod,YL,PK25 | Bulk pack of 25, Category 6, 8-position, 8-wire, keystone punchdown jack modules. Yellow. | PC | 1 | 25 | 25 | 7.42
61305636823 | NK6APC1 | Netkey copper patch cord, category 6A, C | The NetKey® Cat 6A UTP Patch Cord is constructed of 26 AWG, unshielded, twisted pair, stranded, CM/LSZH cable with enhanced performance modular plugs. The patented tangle free latch prevents snags and provides easy release saving time on frequent moves, a | PC | 1 | 10 | 1 | 10.69
07498396283 | NK6APC10 | NK,Cat6A,PC,CM/LSZH,IW,10ft | The NetKey® Cat 6A UTP Patch Cord is constructed of 26 AWG, unshielded, twisted pair, stranded, CM/LSZH cable with enhanced performance modular plugs. The patented tangle free latch prevents snags and provides easy release saving time on frequent moves, a | PC | 1 | 10 | 1 | 19.89
61305631114 | NK6APC10-Q | Netkey copper patch cord, category 6A, C |  | PC | 1 | 25 | 25 | 19.89
07498396284 | NK6APC10BL | NK,Cat6A,PC,CM/LSZH,BL,10ft | The NetKey® Cat 6A UTP Patch Cord is constructed of 26 AWG, unshielded, twisted pair, stranded, CM/LSZH cable with enhanced performance modular plugs. The patented tangle free latch prevents snags and provides easy release saving time on frequent moves, a | PC | 1 | 10 | 1 | 19.89
61305631115 | NK6APC10BL-Q | Netkey copper patch cord, category 6A, C |  | PC | 1 | 25 | 25 | 19.89
07498396282 | NK6APC10BU | NK,Cat6A,PC,CM/LSZH,BU,10ft | The NetKey® Cat 6A UTP Patch Cord is constructed of 26 AWG, unshielded, twisted pair, stranded, CM/LSZH cable with enhanced performance modular plugs. The patented tangle free latch prevents snags and provides easy release saving time on frequent moves, a | PC | 1 | 10 | 1 | 19.89
61305631116 | NK6APC10BU-Q | Netkey copper patch cord, category 6A, C |  | PC | 1 | 25 | 25 | 19.89
07498396285 | NK6APC10GR | NK,Cat6A,PC,CM/LSZH,GR,10ft | The NetKey® Cat 6A UTP Patch Cord is constructed of 26 AWG, unshielded, twisted pair, stranded, CM/LSZH cable with enhanced performance modular plugs. The patented tangle free latch prevents snags and provides easy release saving time on frequent moves, a | PC | 1 | 10 | 1 | 19.89
61305631117 | NK6APC10GR-Q | Netkey copper patch cord, category 6A, C |  | PC | 1 | 25 | 25 | 19.89
07498396286 | NK6APC10GY | NK,Cat6A,PC,CM/LSZH,GY,10ft | Netkey copper patch cord, category 6A, CM/LSZH, 10 ft., gray UTP cable. | PC | 1 | 10 | 1 | 19.89
61305631119 | NK6APC10GY-Q | Netkey copper patch cord, category 6A, C |  | PC | 1 | 25 | 25 | 19.89
07498396314 | NK6APC10M | NK,Cat6A,PC,CM/LSZH,IW,10M | The NetKey® Cat 6A UTP Patch Cord is constructed of 26 AWG, unshielded, twisted pair, stranded, CM/LSZH cable with enhanced performance modular plugs. The patented tangle free latch prevents snags and provides easy release saving time on frequent moves, a | PC | 1 | 10 | 1 | 43.32
07498396319 | NK6APC10MBL | NK,Cat6A,PC,CM/LSZH,BL,10M | The NetKey® Cat 6A UTP Patch Cord is constructed of 26 AWG, unshielded, twisted pair, stranded, CM/LSZH cable with enhanced performance modular plugs. The patented tangle free latch prevents snags and provides easy release saving time on frequent moves, a | PC | 1 | 10 | 1 | 43.32
07498396312 | NK6APC10MBU | NK,Cat6A,PC,CM/LSZH,BU,10M | The NetKey® Cat 6A UTP Patch Cord is constructed of 26 AWG, unshielded, twisted pair, stranded, CM/LSZH cable with enhanced performance modular plugs. The patented tangle free latch prevents snags and provides easy release saving time on frequent moves, a | PC | 1 | 10 | 1 | 43.32
07498396320 | NK6APC10MGR | NK,Cat6A,PC,CM/LSZH,GR,10M | The NetKey® Cat 6A UTP Patch Cord is constructed of 26 AWG, unshielded, twisted pair, stranded, CM/LSZH cable with enhanced performance modular plugs. The patented tangle free latch prevents snags and provides easy release saving time on frequent moves, a | PC | 1 | 10 | 1 | 43.32
07498396321 | NK6APC10MGY | NK,Cat6A,PC,CM/LSZH,GY,10M | Netkey copper patch cord, category 6A, CM/LSZH, 10 meters, gray UTP cable. | PC | 1 | 10 | 1 | 43.32
07498396322 | NK6APC10MRD | NK,Cat6A,PC,CM/LSZH,RD,10M | The NetKey® Cat 6A UTP Patch Cord is constructed of 26 AWG, unshielded, twisted pair, stranded, CM/LSZH cable with enhanced performance modular plugs. The patented tangle free latch prevents snags and provides easy release saving time on frequent moves, a | PC | 1 | 10 | 1 | 43.32
07498396323 | NK6APC10MYL | NK,Cat6A,PC,CM/LSZH,YL,10M | The NetKey® Cat 6A UTP Patch Cord is constructed of 26 AWG, unshielded, twisted pair, stranded, CM/LSZH cable with enhanced performance modular plugs. The patented tangle free latch prevents snags and provides easy release saving time on frequent moves, a | PC | 1 | 10 | 1 | 43.32
07498396287 | NK6APC10RD | NK,Cat6A,PC,CM/LSZH,RD,10ft | The NetKey® Cat 6A UTP Patch Cord is constructed of 26 AWG, unshielded, twisted pair, stranded, CM/LSZH cable with enhanced performance modular plugs. The patented tangle free latch prevents snags and provides easy release saving time on frequent moves, a | PC | 1 | 10 | 1 | 19.89
61305631122 | NK6APC10RD-Q | Netkey copper patch cord, category 6A, C |  | PC | 1 | 25 | 25 | 19.89
07498396288 | NK6APC10YL | NK,Cat6A,PC,CM/LSZH,YL,10ft | The NetKey® Cat 6A UTP Patch Cord is constructed of 26 AWG, unshielded, twisted pair, stranded, CM/LSZH cable with enhanced performance modular plugs. The patented tangle free latch prevents snags and provides easy release saving time on frequent moves, a | PC | 1 | 10 | 1 | 19.89
61305631121 | NK6APC10YL-Q | Netkey copper patch cord, category 6A, C |  | PC | 1 | 25 | 25 | 19.89
61305636857 | NK6APC11 | Netkey copper patch cord, category 6A, C | Netkey copper patch cord, category 6A, CM/LSZH, 11 ft., Off White UTP cable. | PC | 1 | 10 | 1 | 20.93
61305636858 | NK6APC11BL | Netkey copper patch cord, category 6A, C | Netkey copper patch cord, category 6A, CM/LSZH, 11 ft., Black UTP cable. | PC | 1 | 10 | 1 | 20.93
61305636859 | NK6APC11BU | Netkey copper patch cord, category 6A, C | Netkey copper patch cord, category 6A, CM/LSZH, 11 ft., Blue UTP cable. | PC | 1 | 10 | 1 | 20.93
61305636860 | NK6APC11GR | Netkey copper patch cord, category 6A, C | Netkey copper patch cord, category 6A, CM/LSZH, 11 ft., Green UTP cable. | PC | 1 | 10 | 1 | 20.93
61305636861 | NK6APC11GY | Netkey copper patch cord, category 6A, C | Netkey copper patch cord, category 6A, CM/LSZH, 11 ft., Gray UTP cable. | PC | 1 | 10 | 1 | 20.93
61305636862 | NK6APC11RD | Netkey copper patch cord, category 6A, C | Netkey copper patch cord, category 6A, CM/LSZH, 11 ft., Red UTP cable. | PC | 1 | 10 | 1 | 20.93
61305636863 | NK6APC11YL | Netkey copper patch cord, category 6A, C | Netkey copper patch cord, category 6A, CM/LSZH, 11 ft., Yellow UTP cable. | PC | 1 | 10 | 1 | 20.93
61305636864 | NK6APC12 | Netkey copper patch cord, category 6A, C | Netkey copper patch cord, category 6A, CM/LSZH, 12 ft., Off White UTP cable. | PC | 1 | 10 | 1 | 21.95
61305636866 | NK6APC12BL | Netkey copper patch cord, category 6A, C | Netkey copper patch cord, category 6A, CM/LSZH, 12 ft., Black UTP cable. | PC | 1 | 10 | 1 | 21.95
61305636867 | NK6APC12BU | Netkey copper patch cord, category 6A, C | Netkey copper patch cord, category 6A, CM/LSZH, 12 ft., Blue UTP cable. | PC | 1 | 10 | 1 | 21.95
61305636868 | NK6APC12GR | Netkey copper patch cord, category 6A, C | Netkey copper patch cord, category 6A, CM/LSZH, 12 ft., Green UTP cable. | PC | 1 | 10 | 1 | 21.95
61305636869 | NK6APC12GY | Netkey copper patch cord, category 6A, C | Netkey copper patch cord, category 6A, CM/LSZH, 12 ft., Gray UTP cable. | PC | 1 | 10 | 1 | 21.95
07498396324 | NK6APC12M | NK,Cat6A,PC,CM/LSZH,IW,12M | Netkey copper patch cord, category 6A, CM/LSZH, 12 meters, off white UTP cable. | PC | 1 | 10 | 1 | 50.03
07498396325 | NK6APC12MBL | NK,Cat6A,PC,CM/LSZH,BL,12M | Netkey copper patch cord, category 6A, CM/LSZH, 12 meters, black UTP cable. | PC | 1 | 10 | 1 | 50.03
07498396326 | NK6APC12MBU | NK,Cat6A,PC,CM/LSZH,BU,12M | Netkey copper patch cord, category 6A, CM/LSZH, 12 meters, blue UTP cable. | PC | 1 | 10 | 1 | 50.03
07498396328 | NK6APC12MGR | NK,Cat6A,PC,CM/LSZH,GR,12M | Netkey copper patch cord, category 6A, CM/LSZH, 12 meters, green UTP cable. | PC | 1 | 10 | 1 | 50.03
07498396327 | NK6APC12MGY | NK,Cat6A,PC,CM/LSZH,GY,12M | Netkey copper patch cord, category 6A, CM/LSZH, 12 meters, gray UTP cable. | PC | 1 | 10 | 1 | 50.03
07498396329 | NK6APC12MRD | NK,Cat6A,PC,CM/LSZH,RD,12M | Netkey copper patch cord, category 6A, CM/LSZH, 12 meters, red UTP cable. | PC | 1 | 10 | 1 | 50.03
07498396337 | NK6APC12MYL | NK,Cat6A,PC,CM/LSZH,YL,12M | Netkey copper patch cord, category 6A, CM/LSZH, 12 meters, yellow UTP cable. | PC | 1 | 10 | 1 | 50.03
61305636870 | NK6APC12RD | Netkey copper patch cord, category 6A, C | Netkey copper patch cord, category 6A, CM/LSZH, 12 ft., Red UTP cable. | PC | 1 | 10 | 1 | 21.95
61305636871 | NK6APC12YL | Netkey copper patch cord, category 6A, C | Netkey copper patch cord, category 6A, CM/LSZH, 12 ft., Yellow UTP cable. | PC | 1 | 10 | 1 | 21.95
61305636865 | NK6APC13 | Netkey copper patch cord, category 6A, C | Netkey copper patch cord, category 6A, CM/LSZH, 13 ft., Off White UTP cable. | PC | 1 | 10 | 1 | 22.97
61305636872 | NK6APC13BL | Netkey copper patch cord, category 6A, C | Netkey copper patch cord, category 6A, CM/LSZH, 13 ft., Black UTP cable. | PC | 1 | 10 | 1 | 22.97
61305636873 | NK6APC13BU | Netkey copper patch cord, category 6A, C | Netkey copper patch cord, category 6A, CM/LSZH, 13 ft., Blue UTP cable. | PC | 1 | 10 | 1 | 22.97
61305636874 | NK6APC13GR | Netkey copper patch cord, category 6A, C | Netkey copper patch cord, category 6A, CM/LSZH, 13 ft., Green UTP cable. | PC | 1 | 10 | 1 | 22.97
61305636875 | NK6APC13GY | Netkey copper patch cord, category 6A, C | Netkey copper patch cord, category 6A, CM/LSZH, 13 ft., Gray UTP cable. | PC | 1 | 10 | 1 | 22.97
61305636876 | NK6APC13RD | Netkey copper patch cord, category 6A, C | Netkey copper patch cord, category 6A, CM/LSZH, 13 ft., Red UTP cable. | PC | 1 | 10 | 1 | 22.97
61305636877 | NK6APC13YL | Netkey copper patch cord, category 6A, C | Netkey copper patch cord, category 6A, CM/LSZH, 13 ft., Yellow UTP cable. | PC | 1 | 10 | 1 | 22.97
07498396298 | NK6APC14 | NK,Cat6A,PC,CM/LSZH,IW,14ft | Netkey copper patch cord, category 6A, CM/LSZH, 14 ft., off white UTP cable. | PC | 1 | 10 | 1 | 24.02
07498396303 | NK6APC14BL | NK,Cat6A,PC,CM/LSZH,BL,14ft | Netkey copper patch cord, category 6A, CM/LSZH, 14 ft., black UTP cable. | PC | 1 | 10 | 1 | 24.02
07498396297 | NK6APC14BU | NK,Cat6A,PC,CM/LSZH,BU,14ft | Netkey copper patch cord, category 6A, CM/LSZH, 14 ft., blue UTP cable. | PC | 1 | 10 | 1 | 24.02
07498396299 | NK6APC14GR | NK,Cat6A,PC,CM/LSZH,GR,14ft | Netkey copper patch cord, category 6A, CM/LSZH, 14 ft., green UTP cable. | PC | 1 | 10 | 1 | 24.02
07498396300 | NK6APC14GY | NK,Cat6A,PC,CM/LSZH,GY,14ft | Netkey copper patch cord, category 6A, CM/LSZH, 14 ft., gray UTP cable. | PC | 1 | 10 | 1 | 24.02
07498396301 | NK6APC14RD | NK,Cat6A,PC,CM/LSZH,RD,14ft | Netkey copper patch cord, category 6A, CM/LSZH, 14 ft., red UTP cable. | PC | 1 | 10 | 1 | 24.02
07498396304 | NK6APC14YL | NK,Cat6A,PC,CM/LSZH,YL,14ft | Netkey copper patch cord, category 6A, CM/LSZH, 14 ft., yellow UTP cable. | PC | 1 | 10 | 1 | 24.02
61305636878 | NK6APC15 | Netkey copper patch cord, category 6A, C | The NetKey® Cat 6A UTP Patch Cord is constructed of 26 AWG, unshielded, twisted pair, stranded, CM/LSZH cable with enhanced performance modular plugs. The patented tangle free latch prevents snags and provides easy release saving time on frequent moves, a | PC | 1 | 10 | 1 | 25.01
61305636879 | NK6APC15BL | Netkey copper patch cord, category 6A, C | The NetKey® Cat 6A UTP Patch Cord is constructed of 26 AWG, unshielded, twisted pair, stranded, CM/LSZH cable with enhanced performance modular plugs. The patented tangle free latch prevents snags and provides easy release saving time on frequent moves, a | PC | 1 | 10 | 1 | 25.01
61305636880 | NK6APC15BU | Netkey copper patch cord, category 6A, C | The NetKey® Cat 6A UTP Patch Cord is constructed of 26 AWG, unshielded, twisted pair, stranded, CM/LSZH cable with enhanced performance modular plugs. The patented tangle free latch prevents snags and provides easy release saving time on frequent moves, a | PC | 1 | 10 | 1 | 25.01
61305636881 | NK6APC15GR | Netkey copper patch cord, category 6A, C | The NetKey® Cat 6A UTP Patch Cord is constructed of 26 AWG, unshielded, twisted pair, stranded, CM/LSZH cable with enhanced performance modular plugs. The patented tangle free latch prevents snags and provides easy release saving time on frequent moves, a | PC | 1 | 10 | 1 | 25.01
61305636882 | NK6APC15GY | Netkey copper patch cord, category 6A, C | Netkey copper patch cord, category 6A, CM/LSZH, 15 ft., Gray UTP cable. | PC | 1 | 10 | 1 | 25.01
07498396330 | NK6APC15M | NK,Cat6A,PC,CM/LSZH,IW,15M | Netkey copper patch cord, category 6A, CM/LSZH, 15 meters, off white UTP cable. | PC | 1 | 10 | 1 | 60.12
07498396332 | NK6APC15MBL | NK,Cat6A,PC,CM/LSZH,BL,15M | Netkey copper patch cord, category 6A, CM/LSZH, 15 meters, black UTP cable. | PC | 1 | 10 | 1 | 60.12
07498396331 | NK6APC15MBU | NK,Cat6A,PC,CM/LSZH,BU,15M | Netkey copper patch cord, category 6A, CM/LSZH, 15 meters, blue UTP cable. | PC | 1 | 10 | 1 | 60.12
07498396334 | NK6APC15MGR | NK,Cat6A,PC,CM/LSZH,GR,15M | Netkey copper patch cord, category 6A, CM/LSZH, 15 meters, green UTP cable. | PC | 1 | 10 | 1 | 60.12
07498396333 | NK6APC15MGY | NK,Cat6A,PC,CM/LSZH,GY,15M | Netkey copper patch cord, category 6A, CM/LSZH, 15 meters, gray UTP cable. | PC | 1 | 10 | 1 | 60.12
07498396335 | NK6APC15MRD | NK,Cat6A,PC,CM/LSZH,RD,15M | Netkey copper patch cord, category 6A, CM/LSZH, 15 meters, red UTP cable. | PC | 1 | 10 | 1 | 60.12
07498396338 | NK6APC15MYL | NK,Cat6A,PC,CM/LSZH,YL,15M | Netkey copper patch cord, category 6A, CM/LSZH, 15 meters, yellow UTP cable. | PC | 1 | 10 | 1 | 60.12
61305636883 | NK6APC15RD | Netkey copper patch cord, category 6A, C | The NetKey® Cat 6A UTP Patch Cord is constructed of 26 AWG, unshielded, twisted pair, stranded, CM/LSZH cable with enhanced performance modular plugs. The patented tangle free latch prevents snags and provides easy release saving time on frequent moves, a | PC | 1 | 10 | 1 | 25.01
61305636884 | NK6APC15YL | Netkey copper patch cord, category 6A, C | The NetKey® Cat 6A UTP Patch Cord is constructed of 26 AWG, unshielded, twisted pair, stranded, CM/LSZH cable with enhanced performance modular plugs. The patented tangle free latch prevents snags and provides easy release saving time on frequent moves, a | PC | 1 | 10 | 1 | 25.01
61305636885 | NK6APC16 | Netkey copper patch cord, category 6A, C | Netkey copper patch cord, category 6A, CM/LSZH, 16 ft., Off White UTP cable. | PC | 1 | 10 | 1 | 26.03
61305636886 | NK6APC16BL | Netkey copper patch cord, category 6A, C | Netkey copper patch cord, category 6A, CM/LSZH, 16 ft., Black UTP cable. | PC | 1 | 10 | 1 | 26.03
61305636887 | NK6APC16BU | Netkey copper patch cord, category 6A, C | Netkey copper patch cord, category 6A, CM/LSZH, 16 ft., Blue UTP cable. | PC | 1 | 10 | 1 | 26.03
61305636888 | NK6APC16GR | Netkey copper patch cord, category 6A, C | Netkey copper patch cord, category 6A, CM/LSZH, 16 ft., Green UTP cable. | PC | 1 | 10 | 1 | 26.03
61305636889 | NK6APC16GY | Netkey copper patch cord, category 6A, C | Netkey copper patch cord, category 6A, CM/LSZH, 16 ft., Gray UTP cable. | PC | 1 | 10 | 1 | 26.03
61305636890 | NK6APC16RD | Netkey copper patch cord, category 6A, C | Netkey copper patch cord, category 6A, CM/LSZH, 16 ft., Red UTP cable. | PC | 1 | 10 | 1 | 26.03
61305636891 | NK6APC16YL | Netkey copper patch cord, category 6A, C | Netkey copper patch cord, category 6A, CM/LSZH, 16 ft., Yellow UTP cable. | PC | 1 | 10 | 1 | 26.03
61305636892 | NK6APC17 | Netkey copper patch cord, category 6A, C | Netkey copper patch cord, category 6A, CM/LSZH, 17 ft., Off White UTP cable. | PC | 1 | 10 | 1 | 27.07
61305636893 | NK6APC17BL | Netkey copper patch cord, category 6A, C | Netkey copper patch cord, category 6A, CM/LSZH, 17 ft., Black UTP cable. | PC | 1 | 10 | 1 | 27.07
61305636894 | NK6APC17BU | Netkey copper patch cord, category 6A, C | Netkey copper patch cord, category 6A, CM/LSZH, 17 ft., Blue UTP cable. | PC | 1 | 10 | 1 | 27.07
61305636895 | NK6APC17GR | Netkey copper patch cord, category 6A, C | Netkey copper patch cord, category 6A, CM/LSZH, 17 ft., Green UTP cable. | PC | 1 | 10 | 1 | 27.07
61305636896 | NK6APC17GY | Netkey copper patch cord, category 6A, C | Netkey copper patch cord, category 6A, CM/LSZH, 17 ft., Gray UTP cable. | PC | 1 | 10 | 1 | 27.07
61305636897 | NK6APC17RD | Netkey copper patch cord, category 6A, C | Netkey copper patch cord, category 6A, CM/LSZH, 17 ft., Red UTP cable. | PC | 1 | 10 | 1 | 27.07
61305636898 | NK6APC17YL | Netkey copper patch cord, category 6A, C | Netkey copper patch cord, category 6A, CM/LSZH, 17 ft., Yellow UTP cable. | PC | 1 | 10 | 1 | 27.07
61305636899 | NK6APC18 | Netkey copper patch cord, category 6A, C | Netkey copper patch cord, category 6A, CM/LSZH, 18 ft., Off White UTP cable. | PC | 1 | 10 | 1 | 28.09
61305636901 | NK6APC18BL | Netkey copper patch cord, category 6A, C | Netkey copper patch cord, category 6A, CM/LSZH, 18 ft., Black UTP cable. | PC | 1 | 10 | 1 | 28.09
61305636902 | NK6APC18BU | Netkey copper patch cord, category 6A, C | Netkey copper patch cord, category 6A, CM/LSZH, 18 ft., Blue UTP cable. | PC | 1 | 10 | 1 | 28.09
61305636903 | NK6APC18GR | Netkey copper patch cord, category 6A, C | Netkey copper patch cord, category 6A, CM/LSZH, 18 ft., Green UTP cable. | PC | 1 | 10 | 1 | 28.09
61305636904 | NK6APC18GY | Netkey copper patch cord, category 6A, C | Netkey copper patch cord, category 6A, CM/LSZH, 18 ft., Gray UTP cable. | PC | 1 | 10 | 1 | 28.09
61305636905 | NK6APC18RD | Netkey copper patch cord, category 6A, C | Netkey copper patch cord, category 6A, CM/LSZH, 18 ft., Red UTP cable. | PC | 1 | 10 | 1 | 28.09
61305636906 | NK6APC18YL | Netkey copper patch cord, category 6A, C | Netkey copper patch cord, category 6A, CM/LSZH, 18 ft., Yellow UTP cable. | PC | 1 | 10 | 1 | 28.09
61305636900 | NK6APC19 | Netkey copper patch cord, category 6A, C | Netkey copper patch cord, category 6A, CM/LSZH, 19 ft., Off White UTP cable. | PC | 1 | 10 | 1 | 29.11
61305636907 | NK6APC19BL | Netkey copper patch cord, category 6A, C | Netkey copper patch cord, category 6A, CM/LSZH, 19 ft., Black UTP cable. | PC | 1 | 10 | 1 | 29.11
61305636908 | NK6APC19BU | Netkey copper patch cord, category 6A, C | Netkey copper patch cord, category 6A, CM/LSZH, 19 ft., Blue UTP cable. | PC | 1 | 10 | 1 | 29.11
61305636909 | NK6APC19GR | Netkey copper patch cord, category 6A, C | Netkey copper patch cord, category 6A, CM/LSZH, 19 ft., Green UTP cable. | PC | 1 | 10 | 1 | 29.11
61305636910 | NK6APC19GY | Netkey copper patch cord, category 6A, C | Netkey copper patch cord, category 6A, CM/LSZH, 19 ft., Gray UTP cable. | PC | 1 | 10 | 1 | 29.11
61305636911 | NK6APC19RD | Netkey copper patch cord, category 6A, C | Netkey copper patch cord, category 6A, CM/LSZH, 19 ft., Red UTP cable. | PC | 1 | 10 | 1 | 29.11
61305636912 | NK6APC19YL | Netkey copper patch cord, category 6A, C | Netkey copper patch cord, category 6A, CM/LSZH, 19 ft., Yellow UTP cable. | PC | 1 | 10 | 1 | 29.11
61305636824 | NK6APC1BL | Netkey copper patch cord, category 6A, C | The NetKey® Cat 6A UTP Patch Cord is constructed of 26 AWG, unshielded, twisted pair, stranded, CM/LSZH cable with enhanced performance modular plugs. The patented tangle free latch prevents snags and provides easy release saving time on frequent moves, a | PC | 1 | 10 | 1 | 10.69
61305636825 | NK6APC1BU | Netkey copper patch cord, category 6A, C | The NetKey® Cat 6A UTP Patch Cord is constructed of 26 AWG, unshielded, twisted pair, stranded, CM/LSZH cable with enhanced performance modular plugs. The patented tangle free latch prevents snags and provides easy release saving time on frequent moves, a | PC | 1 | 10 | 1 | 10.69
61305636827 | NK6APC1GR | Netkey copper patch cord, category 6A, C | The NetKey® Cat 6A UTP Patch Cord is constructed of 26 AWG, unshielded, twisted pair, stranded, CM/LSZH cable with enhanced performance modular plugs. The patented tangle free latch prevents snags and provides easy release saving time on frequent moves, a | PC | 1 | 10 | 1 | 10.69
61305636826 | NK6APC1GY | Netkey copper patch cord, category 6A, C | Netkey copper patch cord, category 6A, CM/LSZH, 1 ft., Gray UTP cable. | PC | 1 | 10 | 1 | 10.69
07498396176 | NK6APC1M | NK,Cat6A,PC,CM/LSZH,IW,1M | The NetKey® Cat 6A UTP Patch Cord is constructed of 26 AWG, unshielded, twisted pair, stranded, CM/LSZH cable with enhanced performance modular plugs. The patented tangle free latch prevents snags and provides easy release saving time on frequent moves, a | PC | 1 | 10 | 1 | 13.04
61305631087 | NK6APC1M-Q | Netkey copper patch cord, category 6A, C |  | PC | 1 | 25 | 25 | 13.04
07498396177 | NK6APC1MBL | NK,Cat6A,PC,CM/LSZH,BL,1M | The NetKey® Cat 6A UTP Patch Cord is constructed of 26 AWG, unshielded, twisted pair, stranded, CM/LSZH cable with enhanced performance modular plugs. The patented tangle free latch prevents snags and provides easy release saving time on frequent moves, a | PC | 1 | 10 | 1 | 13.04
61305631088 | NK6APC1MBL-Q | Netkey copper patch cord, category 6A, C |  | PC | 1 | 25 | 25 | 13.04
07498396175 | NK6APC1MBU | NK,Cat6A,PC,CM/LSZH,BU,1M | The NetKey® Cat 6A UTP Patch Cord is constructed of 26 AWG, unshielded, twisted pair, stranded, CM/LSZH cable with enhanced performance modular plugs. The patented tangle free latch prevents snags and provides easy release saving time on frequent moves, a | PC | 1 | 10 | 1 | 13.04
61305631089 | NK6APC1MBU-Q | Netkey copper patch cord, category 6A, C |  | PC | 1 | 25 | 25 | 13.04
07498396178 | NK6APC1MGR | NK,Cat6A,PC,CM/LSZH,GR,1M | The NetKey® Cat 6A UTP Patch Cord is constructed of 26 AWG, unshielded, twisted pair, stranded, CM/LSZH cable with enhanced performance modular plugs. The patented tangle free latch prevents snags and provides easy release saving time on frequent moves, a | PC | 1 | 10 | 1 | 13.04
61305631090 | NK6APC1MGR-Q | Netkey copper patch cord, category 6A, C |  | PC | 1 | 25 | 25 | 13.04
07498396181 | NK6APC1MGY | NK,Cat6A,PC,CM/LSZH,GY,1M | Netkey copper patch cord, category 6A, CM/LSZH, 1 meters, gray UTP cable. | PC | 1 | 10 | 1 | 13.04
61305631091 | NK6APC1MGY-Q | Netkey copper patch cord, category 6A, C |  | PC | 1 | 25 | 25 | 13.04
07498396179 | NK6APC1MRD | NK,Cat6A,PC,CM/LSZH,RD,1M | The NetKey® Cat 6A UTP Patch Cord is constructed of 26 AWG, unshielded, twisted pair, stranded, CM/LSZH cable with enhanced performance modular plugs. The patented tangle free latch prevents snags and provides easy release saving time on frequent moves, a | PC | 1 | 10 | 1 | 13.04
61305631093 | NK6APC1MRD-Q | Netkey copper patch cord, category 6A, C |  | PC | 1 | 25 | 25 | 13.04
07498396180 | NK6APC1MYL | NK,Cat6A,PC,CM/LSZH,YL,1M | The NetKey® Cat 6A UTP Patch Cord is constructed of 26 AWG, unshielded, twisted pair, stranded, CM/LSZH cable with enhanced performance modular plugs. The patented tangle free latch prevents snags and provides easy release saving time on frequent moves, a | PC | 1 | 10 | 1 | 13.04
61305631094 | NK6APC1MYL-Q | Netkey copper patch cord, category 6A, C |  | PC | 1 | 25 | 25 | 13.04
61305636828 | NK6APC1RD | Netkey copper patch cord, category 6A, C | The NetKey® Cat 6A UTP Patch Cord is constructed of 26 AWG, unshielded, twisted pair, stranded, CM/LSZH cable with enhanced performance modular plugs. The patented tangle free latch prevents snags and provides easy release saving time on frequent moves, a | PC | 1 | 10 | 1 | 10.69
61305636829 | NK6APC1YL | Netkey copper patch cord, category 6A, C | The NetKey® Cat 6A UTP Patch Cord is constructed of 26 AWG, unshielded, twisted pair, stranded, CM/LSZH cable with enhanced performance modular plugs. The patented tangle free latch prevents snags and provides easy release saving time on frequent moves, a | PC | 1 | 10 | 1 | 10.69
61305636804 | NK6APC2 | Netkey copper patch cord, category 6A, C | The NetKey® Cat 6A UTP Patch Cord is constructed of 26 AWG, unshielded, twisted pair, stranded, CM/LSZH cable with enhanced performance modular plugs. The patented tangle free latch prevents snags and provides easy release saving time on frequent moves, a | PC | 1 | 10 | 1 | 11.71
07498396305 | NK6APC20 | NK,Cat6A,PC,CM/LSZH,IW,20ft | The NetKey® Cat 6A UTP Patch Cord is constructed of 26 AWG, unshielded, twisted pair, stranded, CM/LSZH cable with enhanced performance modular plugs. The patented tangle free latch prevents snags and provides easy release saving time on frequent moves, a | PC | 1 | 10 | 1 | 30.18
07498396306 | NK6APC20BL | NK,Cat6A,PC,CM/LSZH,BL,20ft | The NetKey® Cat 6A UTP Patch Cord is constructed of 26 AWG, unshielded, twisted pair, stranded, CM/LSZH cable with enhanced performance modular plugs. The patented tangle free latch prevents snags and provides easy release saving time on frequent moves, a | PC | 1 | 10 | 1 | 30.18
07498396307 | NK6APC20BU | Netkey Cat6A Patch Cord, CM/LSZH, Blue, | The NetKey® Cat 6A UTP Patch Cord is constructed of 26 AWG, unshielded, twisted pair, stranded, CM/LSZH cable with enhanced performance modular plugs. The patented tangle free latch prevents snags and provides easy release saving time on frequent moves, a | PC | 1 | 10 | 1 | 30.18
07498396308 | NK6APC20GR | NK,Cat6A,PC,CM/LSZH,GR,20ft | The NetKey® Cat 6A UTP Patch Cord is constructed of 26 AWG, unshielded, twisted pair, stranded, CM/LSZH cable with enhanced performance modular plugs. The patented tangle free latch prevents snags and provides easy release saving time on frequent moves, a | PC | 1 | 10 | 1 | 30.18
07498396309 | NK6APC20GY | NK,Cat6A,PC,CM/LSZH,GY,20ft | Netkey copper patch cord, category 6A, CM/LSZH, 20 ft., gray UTP cable. | PC | 1 | 10 | 1 | 30.18
07498396310 | NK6APC20RD | NK,Cat6A,PC,CM/LSZH,RD,20ft | The NetKey® Cat 6A UTP Patch Cord is constructed of 26 AWG, unshielded, twisted pair, stranded, CM/LSZH cable with enhanced performance modular plugs. The patented tangle free latch prevents snags and provides easy release saving time on frequent moves, a | PC | 1 | 10 | 1 | 30.18
07498396480 | NK6APC20YL | NK,Cat6A,PC,CM/LSZH,YL,20ft | The NetKey® Cat 6A UTP Patch Cord is constructed of 26 AWG, unshielded, twisted pair, stranded, CM/LSZH cable with enhanced performance modular plugs. The patented tangle free latch prevents snags and provides easy release saving time on frequent moves, a | PC | 1 | 10 | 1 | 30.18
07498396340 | NK6APC25 | NK,Cat6A,PC,CM/LSZH,IW,25ft | The NetKey® Cat 6A UTP Patch Cord is constructed of 26 AWG, unshielded, twisted pair, stranded, CM/LSZH cable with enhanced performance modular plugs. The patented tangle free latch prevents snags and provides easy release saving time on frequent moves, a | PC | 1 | 10 | 1 | 35.3
07498396344 | NK6APC25BL | NK,Cat6A,PC,CM/LSZH,BL,25ft | The NetKey® Cat 6A UTP Patch Cord is constructed of 26 AWG, unshielded, twisted pair, stranded, CM/LSZH cable with enhanced performance modular plugs. The patented tangle free latch prevents snags and provides easy release saving time on frequent moves, a | PC | 1 | 10 | 1 | 35.3
07498396339 | NK6APC25BU | NK,Cat6A,PC,CM/LSZH,BU,25ft | The NetKey® Cat 6A UTP Patch Cord is constructed of 26 AWG, unshielded, twisted pair, stranded, CM/LSZH cable with enhanced performance modular plugs. The patented tangle free latch prevents snags and provides easy release saving time on frequent moves, a | PC | 1 | 10 | 1 | 35.3
07498396341 | NK6APC25GR | NK,Cat6A,PC,CM/LSZH,GR,25ft | The NetKey® Cat 6A UTP Patch Cord is constructed of 26 AWG, unshielded, twisted pair, stranded, CM/LSZH cable with enhanced performance modular plugs. The patented tangle free latch prevents snags and provides easy release saving time on frequent moves, a | PC | 1 | 10 | 1 | 35.3
07498396342 | NK6APC25GY | NK,Cat6A,PC,CM/LSZH,GY,25ft | Netkey copper patch cord, category 6A, CM/LSZH, 25 ft., gray UTP cable. | PC | 1 | 10 | 1 | 35.3
07498396343 | NK6APC25RD | NK,Cat6A,PC,CM/LSZH,RD,25ft | The NetKey® Cat 6A UTP Patch Cord is constructed of 26 AWG, unshielded, twisted pair, stranded, CM/LSZH cable with enhanced performance modular plugs. The patented tangle free latch prevents snags and provides easy release saving time on frequent moves, a | PC | 1 | 10 | 1 | 35.3
07498396345 | NK6APC25YL | NK,Cat6A,PC,CM/LSZH,YL,25ft | The NetKey® Cat 6A UTP Patch Cord is constructed of 26 AWG, unshielded, twisted pair, stranded, CM/LSZH cable with enhanced performance modular plugs. The patented tangle free latch prevents snags and provides easy release saving time on frequent moves, a | PC | 1 | 10 | 1 | 35.3
61305636817 | NK6APC2BL | Netkey copper patch cord, category 6A, C | The NetKey® Cat 6A UTP Patch Cord is constructed of 26 AWG, unshielded, twisted pair, stranded, CM/LSZH cable with enhanced performance modular plugs. The patented tangle free latch prevents snags and provides easy release saving time on frequent moves, a | PC | 1 | 10 | 1 | 11.71
61305636818 | NK6APC2BU | Netkey copper patch cord, category 6A, C | The NetKey® Cat 6A UTP Patch Cord is constructed of 26 AWG, unshielded, twisted pair, stranded, CM/LSZH cable with enhanced performance modular plugs. The patented tangle free latch prevents snags and provides easy release saving time on frequent moves, a | PC | 1 | 10 | 1 | 11.71
61305636819 | NK6APC2GR | Netkey copper patch cord, category 6A, C | The NetKey® Cat 6A UTP Patch Cord is constructed of 26 AWG, unshielded, twisted pair, stranded, CM/LSZH cable with enhanced performance modular plugs. The patented tangle free latch prevents snags and provides easy release saving time on frequent moves, a | PC | 1 | 10 | 1 | 11.71
61305636820 | NK6APC2GY | Netkey copper patch cord, category 6A, C | Netkey copper patch cord, category 6A, CM/LSZH, 2 ft., Gray UTP cable. | PC | 1 | 10 | 1 | 11.71
07498396204 | NK6APC2M | NK,Cat6A,PC,CM/LSZH,IW,2M | The NetKey® Cat 6A UTP Patch Cord is constructed of 26 AWG, unshielded, twisted pair, stranded, CM/LSZH cable with enhanced performance modular plugs. The patented tangle free latch prevents snags and provides easy release saving time on frequent moves, a | PC | 1 | 10 | 1 | 16.39
61305631123 | NK6APC2M-Q | Netkey copper patch cord, category 6A, C |  | PC | 1 | 25 | 25 | 16.39
07498396199 | NK6APC2MBL | NK,Cat6A,PC,CM/LSZH,BL,2M | The NetKey® Cat 6A UTP Patch Cord is constructed of 26 AWG, unshielded, twisted pair, stranded, CM/LSZH cable with enhanced performance modular plugs. The patented tangle free latch prevents snags and provides easy release saving time on frequent moves, a | PC | 1 | 10 | 1 | 16.39
61305631124 | NK6APC2MBL-Q | Netkey copper patch cord, category 6A, C |  | PC | 1 | 25 | 25 | 16.39
07498396198 | NK6APC2MBU | NK,Cat6A,PC,CM/LSZH,BU,2M | The NetKey® Cat 6A UTP Patch Cord is constructed of 26 AWG, unshielded, twisted pair, stranded, CM/LSZH cable with enhanced performance modular plugs. The patented tangle free latch prevents snags and provides easy release saving time on frequent moves, a | PC | 1 | 10 | 1 | 16.39
61305631125 | NK6APC2MBU-Q | Netkey copper patch cord, category 6A, C |  | PC | 1 | 25 | 25 | 16.39
07498396200 | NK6APC2MGR | NK,Cat6A,PC,CM/LSZH,GR,2M | The NetKey® Cat 6A UTP Patch Cord is constructed of 26 AWG, unshielded, twisted pair, stranded, CM/LSZH cable with enhanced performance modular plugs. The patented tangle free latch prevents snags and provides easy release saving time on frequent moves, a | PC | 1 | 10 | 1 | 16.39
61305631127 | NK6APC2MGR-Q | Netkey copper patch cord, category 6A, C |  | PC | 1 | 25 | 25 | 16.39
07498396201 | NK6APC2MGY | NK,Cat6A,PC,CM/LSZH,GY,2M | Netkey copper patch cord, category 6A, CM/LSZH, 2 meters, gray UTP cable. | PC | 1 | 10 | 1 | 16.39
61305631126 | NK6APC2MGY-Q | Netkey copper patch cord, category 6A, C |  | PC | 1 | 25 | 25 | 16.39
07498396202 | NK6APC2MRD | NK,Cat6A,PC,CM/LSZH,RD,2M | The NetKey® Cat 6A UTP Patch Cord is constructed of 26 AWG, unshielded, twisted pair, stranded, CM/LSZH cable with enhanced performance modular plugs. The patented tangle free latch prevents snags and provides easy release saving time on frequent moves, a | PC | 1 | 10 | 1 | 16.39
61305631129 | NK6APC2MRD-Q | Netkey copper patch cord, category 6A, C |  | PC | 1 | 25 | 25 | 16.39
07498396203 | NK6APC2MYL | NK,Cat6A,PC,CM/LSZH,YL,2M | The NetKey® Cat 6A UTP Patch Cord is constructed of 26 AWG, unshielded, twisted pair, stranded, CM/LSZH cable with enhanced performance modular plugs. The patented tangle free latch prevents snags and provides easy release saving time on frequent moves, a | PC | 1 | 10 | 1 | 16.39
61305631131 | NK6APC2MYL-Q | Netkey copper patch cord, category 6A, C |  | PC | 1 | 25 | 25 | 16.39
61305636821 | NK6APC2RD | Netkey copper patch cord, category 6A, C | The NetKey® Cat 6A UTP Patch Cord is constructed of 26 AWG, unshielded, twisted pair, stranded, CM/LSZH cable with enhanced performance modular plugs. The patented tangle free latch prevents snags and provides easy release saving time on frequent moves, a | PC | 1 | 10 | 1 | 11.71
61305636822 | NK6APC2YL | Netkey copper patch cord, category 6A, C | The NetKey® Cat 6A UTP Patch Cord is constructed of 26 AWG, unshielded, twisted pair, stranded, CM/LSZH cable with enhanced performance modular plugs. The patented tangle free latch prevents snags and provides easy release saving time on frequent moves, a | PC | 1 | 10 | 1 | 11.71
07498396182 | NK6APC3 | NK,Cat6A,PC,CM/LSZH,IW,3ft | The NetKey® Cat 6A UTP Patch Cord is constructed of 26 AWG, unshielded, twisted pair, stranded, CM/LSZH cable with enhanced performance modular plugs. The patented tangle free latch prevents snags and provides easy release saving time on frequent moves, a | PC | 1 | 10 | 1 | 12.75
61305631075 | NK6APC3-Q | Netkey copper patch cord, category 6A, C |  | PC | 1 | 25 | 25 | 12.75
07498396346 | NK6APC30 | NK,Cat6A,PC,CM/LSZH,IW,30ft | Netkey copper patch cord, category 6A, CM/LSZH, 30 ft., off white UTP cable. | PC | 1 | 10 | 1 | 40.42
07498396347 | NK6APC30BL | NK,Cat6A,PC,CM/LSZH,BL,30ft | Netkey copper patch cord, category 6A, CM/LSZH, 30 ft., black UTP cable. | PC | 1 | 10 | 1 | 40.42
07498396348 | NK6APC30BU | NK,Cat6A,PC,CM/LSZH,BU,30ft | Netkey copper patch cord, category 6A, CM/LSZH, 30 ft., blue UTP cable. | PC | 1 | 10 | 1 | 40.42
07498396349 | NK6APC30GR | NK,Cat6A,PC,CM/LSZH,GR,30ft | Netkey copper patch cord, category 6A, CM/LSZH, 30 ft., green UTP cable. | PC | 1 | 10 | 1 | 40.42
07498396350 | NK6APC30GY | NK,Cat6A,PC,CM/LSZH,GY,30ft | Netkey copper patch cord, category 6A, CM/LSZH, 30 ft., gray UTP cable. | PC | 1 | 10 | 1 | 40.42
07498396351 | NK6APC30RD | NK,Cat6A,PC,CM/LSZH,RD,30ft | Netkey copper patch cord, category 6A, CM/LSZH, 30 ft., red UTP cable. | PC | 1 | 10 | 1 | 40.42
07498396352 | NK6APC30YL | NK,Cat6A,PC,CM/LSZH,YL,30ft | Netkey copper patch cord, category 6A, CM/LSZH, 30 ft., yellow UTP cable. | PC | 1 | 10 | 1 | 40.42
07498396185 | NK6APC3BL | NK,Cat6A,PC,CM/LSZH,BL,3ft | The NetKey® Cat 6A UTP Patch Cord is constructed of 26 AWG, unshielded, twisted pair, stranded, CM/LSZH cable with enhanced performance modular plugs. The patented tangle free latch prevents snags and provides easy release saving time on frequent moves, a | PC | 1 | 10 | 1 | 12.75
61305631079 | NK6APC3BL-Q | Netkey copper patch cord, category 6A, C |  | PC | 1 | 25 | 25 | 12.75
07498396183 | NK6APC3BU | NK,Cat6A,PC,CM/LSZH,BU,3ft | The NetKey® Cat 6A UTP Patch Cord is constructed of 26 AWG, unshielded, twisted pair, stranded, CM/LSZH cable with enhanced performance modular plugs. The patented tangle free latch prevents snags and provides easy release saving time on frequent moves, a | PC | 1 | 10 | 1 | 12.75
61305631080 | NK6APC3BU-Q | Netkey copper patch cord, category 6A, C |  | PC | 1 | 25 | 25 | 12.75
07498396186 | NK6APC3GR | NK,Cat6A,PC,CM/LSZH,GR,3ft | The NetKey® Cat 6A UTP Patch Cord is constructed of 26 AWG, unshielded, twisted pair, stranded, CM/LSZH cable with enhanced performance modular plugs. The patented tangle free latch prevents snags and provides easy release saving time on frequent moves, a | PC | 1 | 10 | 1 | 12.75
61305631081 | NK6APC3GR-Q | Netkey copper patch cord, category 6A, C |  | PC | 1 | 25 | 25 | 12.75
07498396188 | NK6APC3GY | NK,Cat6A,PC,CM/LSZH,GY,3ft | Netkey copper patch cord, category 6A, CM/LSZH, 3 ft., gray UTP cable. | PC | 1 | 10 | 1 | 12.75
61305631082 | NK6APC3GY-Q | Netkey copper patch cord, category 6A, C |  | PC | 1 | 25 | 25 | 12.75
07498396213 | NK6APC3M | NK,Cat6A,PC,CM/LSZH,IW,3M | The NetKey® Cat 6A UTP Patch Cord is constructed of 26 AWG, unshielded, twisted pair, stranded, CM/LSZH cable with enhanced performance modular plugs. The patented tangle free latch prevents snags and provides easy release saving time on frequent moves, a | PC | 1 | 10 | 1 | 19.75
61305631132 | NK6APC3M-Q | Netkey copper patch cord, category 6A, C |  | PC | 1 | 25 | 25 | 19.75
07498396214 | NK6APC3MBL | NK,Cat6A,PC,CM/LSZH,BL,3M | The NetKey® Cat 6A UTP Patch Cord is constructed of 26 AWG, unshielded, twisted pair, stranded, CM/LSZH cable with enhanced performance modular plugs. The patented tangle free latch prevents snags and provides easy release saving time on frequent moves, a | PC | 1 | 10 | 1 | 19.75
61305631133 | NK6APC3MBL-Q | Netkey copper patch cord, category 6A, C |  | PC | 1 | 25 | 25 | 19.75
07498396215 | NK6APC3MBU | NK,Cat6A,PC,CM/LSZH,BU,3M | The NetKey® Cat 6A UTP Patch Cord is constructed of 26 AWG, unshielded, twisted pair, stranded, CM/LSZH cable with enhanced performance modular plugs. The patented tangle free latch prevents snags and provides easy release saving time on frequent moves, a | PC | 1 | 10 | 1 | 19.75
61305631134 | NK6APC3MBU-Q | Netkey copper patch cord, category 6A, C |  | PC | 1 | 25 | 25 | 19.75
07498396216 | NK6APC3MGR | NK,Cat6A,PC,CM/LSZH,GR,3M | The NetKey® Cat 6A UTP Patch Cord is constructed of 26 AWG, unshielded, twisted pair, stranded, CM/LSZH cable with enhanced performance modular plugs. The patented tangle free latch prevents snags and provides easy release saving time on frequent moves, a | PC | 1 | 10 | 1 | 19.75
61305631135 | NK6APC3MGR-Q | Netkey copper patch cord, category 6A, C |  | PC | 1 | 25 | 25 | 19.75
07498396219 | NK6APC3MGY | NK,Cat6A,PC,CM/LSZH,GY,3M | Netkey copper patch cord, category 6A, CM/LSZH, 3 meters, gray UTP cable. | PC | 1 | 10 | 1 | 19.75
61305631140 | NK6APC3MGY-Q | Netkey copper patch cord, category 6A, C |  | PC | 1 | 25 | 25 | 19.75
07498396218 | NK6APC3MRD | NK,Cat6A,PC,CM/LSZH,RD,3M | The NetKey® Cat 6A UTP Patch Cord is constructed of 26 AWG, unshielded, twisted pair, stranded, CM/LSZH cable with enhanced performance modular plugs. The patented tangle free latch prevents snags and provides easy release saving time on frequent moves, a | PC | 1 | 10 | 1 | 19.75
61305631137 | NK6APC3MRD-Q | Netkey copper patch cord, category 6A, C |  | PC | 1 | 25 | 25 | 19.75
07498396220 | NK6APC3MYL | NK,Cat6A,PC,CM/LSZH,YL,3M | The NetKey® Cat 6A UTP Patch Cord is constructed of 26 AWG, unshielded, twisted pair, stranded, CM/LSZH cable with enhanced performance modular plugs. The patented tangle free latch prevents snags and provides easy release saving time on frequent moves, a | PC | 1 | 10 | 1 | 19.75
61305631139 | NK6APC3MYL-Q | Netkey copper patch cord, category 6A, C |  | PC | 1 | 25 | 25 | 19.75
07498396187 | NK6APC3RD | NK,Cat6A,PC,CM/LSZH,RD,3ft | The NetKey® Cat 6A UTP Patch Cord is constructed of 26 AWG, unshielded, twisted pair, stranded, CM/LSZH cable with enhanced performance modular plugs. The patented tangle free latch prevents snags and provides easy release saving time on frequent moves, a | PC | 1 | 10 | 1 | 12.75
61305631084 | NK6APC3RD-Q | Netkey copper patch cord, category 6A, C |  | PC | 1 | 25 | 25 | 12.75
07498396189 | NK6APC3YL | NK,Cat6A,PC,CM/LSZH,YL,3ft | The NetKey® Cat 6A UTP Patch Cord is constructed of 26 AWG, unshielded, twisted pair, stranded, CM/LSZH cable with enhanced performance modular plugs. The patented tangle free latch prevents snags and provides easy release saving time on frequent moves, a | PC | 1 | 10 | 1 | 12.75
61305631085 | NK6APC3YL-Q | Netkey copper patch cord, category 6A, C |  | PC | 1 | 25 | 25 | 12.75
61305636830 | NK6APC4 | Netkey copper patch cord, category 6A, C | Netkey copper patch cord, category 6A, CM/LSZH, 4 ft., Off White UTP cable. | PC | 1 | 10 | 1 | 13.77
07498396355 | NK6APC40 | NK,Cat6A,PC,CM/LSZH,IW,40ft | Netkey copper patch cord, category 6A, CM/LSZH, 40 ft., off white UTP cable. | PC | 1 | 10 | 1 | 50.64
07498396354 | NK6APC40BL | NK,Cat6A,PC,CM/LSZH,BL,40ft | Netkey copper patch cord, category 6A, CM/LSZH, 40 ft., black UTP cable. | PC | 1 | 10 | 1 | 50.64
07498396353 | NK6APC40BU | NK,Cat6A,PC,CM/LSZH,BU,40ft | Netkey copper patch cord, category 6A, CM/LSZH, 40 ft., blue UTP cable. | PC | 1 | 10 | 1 | 50.64
07498396357 | NK6APC40GR | NK,Cat6A,PC,CM/LSZH,GR,40ft | Netkey copper patch cord, category 6A, CM/LSZH, 40 ft., green UTP cable. | PC | 1 | 10 | 1 | 50.64
07498396356 | NK6APC40GY | NK,Cat6A,PC,CM/LSZH,GY,40ft | Netkey copper patch cord, category 6A, CM/LSZH, 40 ft., gray UTP cable. | PC | 1 | 10 | 1 | 50.64
07498396359 | NK6APC40RD | NK,Cat6A,PC,CM/LSZH,RD,40ft | Netkey copper patch cord, category 6A, CM/LSZH, 40 ft., red UTP cable. | PC | 1 | 10 | 1 | 50.64
07498396360 | NK6APC40YL | NK,Cat6A,PC,CM/LSZH,YL,40ft | Netkey copper patch cord, category 6A, CM/LSZH, 40 ft., yellow UTP cable. | PC | 1 | 10 | 1 | 50.64
61305636831 | NK6APC4BL | Netkey copper patch cord, category 6A, C | Netkey copper patch cord, category 6A, CM/LSZH, 4 ft., Black UTP cable. | PC | 1 | 10 | 1 | 13.77
61305636832 | NK6APC4BU | Netkey copper patch cord, category 6A, C | Netkey copper patch cord, category 6A, CM/LSZH, 4 ft., Blue UTP cable. | PC | 1 | 10 | 1 | 13.77
61305636833 | NK6APC4GR | Netkey copper patch cord, category 6A, C | Netkey copper patch cord, category 6A, CM/LSZH, 4 ft., Green UTP cable. | PC | 1 | 10 | 1 | 13.77
61305636834 | NK6APC4GY | Netkey copper patch cord, category 6A, C | Netkey copper patch cord, category 6A, CM/LSZH, 4 ft., Gray UTP cable. | PC | 1 | 10 | 1 | 13.77
07498396266 | NK6APC4M | NK,Cat6A,PC,CM/LSZH,IW,4M | Netkey copper patch cord, category 6A, CM/LSZH, 4 meters., off white UTP cable. | PC | 1 | 10 | 1 | 23.13
07498396275 | NK6APC4MBL | NK,Cat6A,PC,CM/LSZH,BL,4M | Netkey copper patch cord, category 6A, CM/LSZH, 4 meters., black UTP cable. | PC | 1 | 10 | 1 | 23.13
07498396267 | NK6APC4MBU | NK,Cat6A,PC,CM/LSZH,BU,4M | Netkey copper patch cord, category 6A, CM/LSZH, 4 meters., blue UTP cable. | PC | 1 | 10 | 1 | 23.13
07498396269 | NK6APC4MGR | NK,Cat6A,PC,CM/LSZH,GR,4M | Netkey copper patch cord, category 6A, CM/LSZH, 4 meters., green UTP cable. | PC | 1 | 10 | 1 | 23.13
07498396272 | NK6APC4MGY | NK,Cat6A,PC,CM/LSZH,GY,4M | Netkey copper patch cord, category 6A, CM/LSZH, 4 meters., gray UTP cable. | PC | 1 | 10 | 1 | 23.13
07498396270 | NK6APC4MRD | NK,Cat6A,PC,CM/LSZH,RD,4M | Netkey copper patch cord, category 6A, CM/LSZH, 4 meters., red UTP cable. | PC | 1 | 10 | 1 | 23.13
07498396271 | NK6APC4MYL | NK,Cat6A,PC,CM/LSZH,YL,4M | Netkey copper patch cord, category 6A, CM/LSZH, 4 meters., yellow UTP cable. | PC | 1 | 10 | 1 | 23.13
61305636835 | NK6APC4RD | Netkey copper patch cord, category 6A, C | Netkey copper patch cord, category 6A, CM/LSZH, 4 ft., Red UTP cable. | PC | 1 | 10 | 1 | 13.77
61305636836 | NK6APC4YL | Netkey copper patch cord, category 6A, C | Netkey copper patch cord, category 6A, CM/LSZH, 4 ft., Yellow UTP cable. | PC | 1 | 10 | 1 | 13.77
07498396190 | NK6APC5 | NK,Cat6A,PC,CM/LSZH,IW,5ft | The NetKey® Cat 6A UTP Patch Cord is constructed of 26 AWG, unshielded, twisted pair, stranded, CM/LSZH cable with enhanced performance modular plugs. The patented tangle free latch prevents snags and provides easy release saving time on frequent moves, a | PC | 1 | 10 | 1 | 14.81
61305631096 | NK6APC5-Q | Netkey copper patch cord, category 6A, C |  | PC | 1 | 25 | 25 | 14.81
07498396362 | NK6APC50 | NK,Cat6A,PC,CM/LSZH,IW,50ft | Netkey copper patch cord, category 6A, CM/LSZH, 50 ft., off white UTP cable. | PC | 1 | 10 | 1 | 60.93
07498396363 | NK6APC50BL | NK,Cat6A,PC,CM/LSZH,BL,50ft | Netkey copper patch cord, category 6A, CM/LSZH, 50 ft., black UTP cable. | PC | 1 | 10 | 1 | 60.93
07498396364 | NK6APC50BU | NK,Cat6A,PC,CM/LSZH,BU,50ft | Netkey copper patch cord, category 6A, CM/LSZH, 50 ft., blue UTP cable. | PC | 1 | 10 | 1 | 60.93
07498396366 | NK6APC50GR | NK,Cat6A,PC,CM/LSZH,GR,50ft | Netkey copper patch cord, category 6A, CM/LSZH, 50 ft., green UTP cable. | PC | 1 | 10 | 1 | 60.93
07498396365 | NK6APC50GY | NK,Cat6A,PC,CM/LSZH,GY,50ft | Netkey copper patch cord, category 6A, CM/LSZH, 50 ft., gray UTP cable. | PC | 1 | 10 | 1 | 60.93
07498396367 | NK6APC50RD | NK,Cat6A,PC,CM/LSZH,RD,50ft | Netkey copper patch cord, category 6A, CM/LSZH, 50 ft., red UTP cable. | PC | 1 | 10 | 1 | 60.93
07498396368 | NK6APC50YL | NK,Cat6A,PC,CM/LSZH,YL,50ft | Netkey copper patch cord, category 6A, CM/LSZH, 50 ft., yellow UTP cable. | PC | 1 | 10 | 1 | 60.93
07498396192 | NK6APC5BL | NK,Cat6A,PC,CM/LSZH,BL,5ft | The NetKey® Cat 6A UTP Patch Cord is constructed of 26 AWG, unshielded, twisted pair, stranded, CM/LSZH cable with enhanced performance modular plugs. The patented tangle free latch prevents snags and provides easy release saving time on frequent moves, a | PC | 1 | 10 | 1 | 14.81
61305631097 | NK6APC5BL-Q | Netkey copper patch cord, category 6A, C |  | PC | 1 | 25 | 25 | 14.81
07498396191 | NK6APC5BU | NK,Cat6A,PC,CM/LSZH,BU,5ft | The NetKey® Cat 6A UTP Patch Cord is constructed of 26 AWG, unshielded, twisted pair, stranded, CM/LSZH cable with enhanced performance modular plugs. The patented tangle free latch prevents snags and provides easy release saving time on frequent moves, a | PC | 1 | 10 | 1 | 14.81
61305631098 | NK6APC5BU-Q | Netkey copper patch cord, category 6A, C |  | PC | 1 | 25 | 25 | 14.81
07498396194 | NK6APC5GR | NK,Cat6A,PC,CM/LSZH,GR,5ft | The NetKey® Cat 6A UTP Patch Cord is constructed of 26 AWG, unshielded, twisted pair, stranded, CM/LSZH cable with enhanced performance modular plugs. The patented tangle free latch prevents snags and provides easy release saving time on frequent moves, a | PC | 1 | 10 | 1 | 14.81
61305631099 | NK6APC5GR-Q | Netkey copper patch cord, category 6A, C |  | PC | 1 | 25 | 25 | 14.81
07498396193 | NK6APC5GY | NK,Cat6A,PC,CM/LSZH,GY,5ft | Netkey copper patch cord, category 6A, CM/LSZH, 5 ft., gray UTP cable. | PC | 1 | 10 | 1 | 14.81
61305631100 | NK6APC5GY-Q | Netkey copper patch cord, category 6A, C |  | PC | 1 | 25 | 25 | 14.81
07498396273 | NK6APC5M | NK,Cat6A,PC,CM/LSZH,IW,5M | The NetKey® Cat 6A UTP Patch Cord is constructed of 26 AWG, unshielded, twisted pair, stranded, CM/LSZH cable with enhanced performance modular plugs. The patented tangle free latch prevents snags and provides easy release saving time on frequent moves, a | PC | 1 | 10 | 1 | 26.47
07498396277 | NK6APC5MBL | NK,Cat6A,PC,CM/LSZH,BL,5M | The NetKey® Cat 6A UTP Patch Cord is constructed of 26 AWG, unshielded, twisted pair, stranded, CM/LSZH cable with enhanced performance modular plugs. The patented tangle free latch prevents snags and provides easy release saving time on frequent moves, a | PC | 1 | 10 | 1 | 26.47
07498396274 | NK6APC5MBU | NK,Cat6A,PC,CM/LSZH,BU,5M | The NetKey® Cat 6A UTP Patch Cord is constructed of 26 AWG, unshielded, twisted pair, stranded, CM/LSZH cable with enhanced performance modular plugs. The patented tangle free latch prevents snags and provides easy release saving time on frequent moves, a | PC | 1 | 10 | 1 | 26.47
07498396276 | NK6APC5MGR | NK,Cat6A,PC,CM/LSZH,GR,5M | The NetKey® Cat 6A UTP Patch Cord is constructed of 26 AWG, unshielded, twisted pair, stranded, CM/LSZH cable with enhanced performance modular plugs. The patented tangle free latch prevents snags and provides easy release saving time on frequent moves, a | PC | 1 | 10 | 1 | 26.47
07498396278 | NK6APC5MGY | NK,Cat6A,PC,CM/LSZH,GY,5M | Netkey copper patch cord, category 6A, CM/LSZH, 5 meters., gray UTP cable. | PC | 1 | 10 | 1 | 26.47
07498396279 | NK6APC5MRD | NK,Cat6A,PC,CM/LSZH,RD,5M | The NetKey® Cat 6A UTP Patch Cord is constructed of 26 AWG, unshielded, twisted pair, stranded, CM/LSZH cable with enhanced performance modular plugs. The patented tangle free latch prevents snags and provides easy release saving time on frequent moves, a | PC | 1 | 10 | 1 | 26.47
07498396281 | NK6APC5MYL | NK,Cat6A,PC,CM/LSZH,YL,5M | The NetKey® Cat 6A UTP Patch Cord is constructed of 26 AWG, unshielded, twisted pair, stranded, CM/LSZH cable with enhanced performance modular plugs. The patented tangle free latch prevents snags and provides easy release saving time on frequent moves, a | PC | 1 | 10 | 1 | 26.47
07498396196 | NK6APC5RD | NK,Cat6A,PC,CM/LSZH,RD,5ft | The NetKey® Cat 6A UTP Patch Cord is constructed of 26 AWG, unshielded, twisted pair, stranded, CM/LSZH cable with enhanced performance modular plugs. The patented tangle free latch prevents snags and provides easy release saving time on frequent moves, a | PC | 1 | 10 | 1 | 14.81
61305631102 | NK6APC5RD-Q | Netkey copper patch cord, category 6A, C |  | PC | 1 | 25 | 25 | 14.81
07498396197 | NK6APC5YL | NK,Cat6A,PC,CM/LSZH,YL,5ft | The NetKey® Cat 6A UTP Patch Cord is constructed of 26 AWG, unshielded, twisted pair, stranded, CM/LSZH cable with enhanced performance modular plugs. The patented tangle free latch prevents snags and provides easy release saving time on frequent moves, a | PC | 1 | 10 | 1 | 14.81
61305631103 | NK6APC5YL-Q | Netkey copper patch cord, category 6A, C |  | PC | 1 | 25 | 25 | 14.81
61305636805 | NK6APC6 | Netkey copper patch cord, category 6A, C | Netkey copper patch cord, category 6A, CM/LSZH, 6 ft., Off White UTP cable. | PC | 1 | 10 | 1 | 15.83
61305636837 | NK6APC6BL | Netkey copper patch cord, category 6A, C | Netkey copper patch cord, category 6A, CM/LSZH, 6 ft., Black UTP cable. | PC | 1 | 10 | 1 | 15.83
61305636838 | NK6APC6BU | Netkey copper patch cord, category 6A, C | Netkey copper patch cord, category 6A, CM/LSZH, 6 ft., Blue UTP cable. | PC | 1 | 10 | 1 | 15.83
61305636839 | NK6APC6GR | Netkey copper patch cord, category 6A, C | Netkey copper patch cord, category 6A, CM/LSZH, 6 ft., Green UTP cable. | PC | 1 | 10 | 1 | 15.83
61305636840 | NK6APC6GY | Netkey copper patch cord, category 6A, C | Netkey copper patch cord, category 6A, CM/LSZH, 6 ft., Gray UTP cable. | PC | 1 | 10 | 1 | 15.83
61305636841 | NK6APC6RD | Netkey copper patch cord, category 6A, C | Netkey copper patch cord, category 6A, CM/LSZH, 6 ft., Red UTP cable. | PC | 1 | 10 | 1 | 15.83
61305636842 | NK6APC6YL | Netkey copper patch cord, category 6A, C | Netkey copper patch cord, category 6A, CM/LSZH, 6 ft., Yellow UTP cable. | PC | 1 | 10 | 1 | 15.83
07498396212 | NK6APC7 | NK,Cat6A,PC,CM/LSZH,IW,7ft | The NetKey® Cat 6A UTP Patch Cord is constructed of 26 AWG, unshielded, twisted pair, stranded, CM/LSZH cable with enhanced performance modular plugs. The patented tangle free latch prevents snags and provides easy release saving time on frequent moves, a | PC | 1 | 10 | 1 | 16.85
61305631105 | NK6APC7-Q | Netkey copper patch cord, category 6A, C |  | PC | 1 | 25 | 25 | 16.85
07498396207 | NK6APC7BL | NK,Cat6A,PC,CM/LSZH,BL,7ft | The NetKey® Cat 6A UTP Patch Cord is constructed of 26 AWG, unshielded, twisted pair, stranded, CM/LSZH cable with enhanced performance modular plugs. The patented tangle free latch prevents snags and provides easy release saving time on frequent moves, a | PC | 1 | 10 | 1 | 16.85
61305631106 | NK6APC7BL-Q | Netkey copper patch cord, category 6A, C |  | PC | 1 | 25 | 25 | 16.85
07498396205 | NK6APC7BU | NK,Cat6A,PC,CM/LSZH,BU,7ft | The NetKey® Cat 6A UTP Patch Cord is constructed of 26 AWG, unshielded, twisted pair, stranded, CM/LSZH cable with enhanced performance modular plugs. The patented tangle free latch prevents snags and provides easy release saving time on frequent moves, a | PC | 1 | 10 | 1 | 16.85
61305631107 | NK6APC7BU-Q | Netkey copper patch cord, category 6A, C |  | PC | 1 | 25 | 25 | 16.85
07498396209 | NK6APC7GR | NK,Cat6A,PC,CM/LSZH,GR,7ft | The NetKey® Cat 6A UTP Patch Cord is constructed of 26 AWG, unshielded, twisted pair, stranded, CM/LSZH cable with enhanced performance modular plugs. The patented tangle free latch prevents snags and provides easy release saving time on frequent moves, a | PC | 1 | 10 | 1 | 16.85
61305631108 | NK6APC7GR-Q | Netkey copper patch cord, category 6A, C |  | PC | 1 | 25 | 25 | 16.85
07498396208 | NK6APC7GY | NK,Cat6A,PC,CM/LSZH,GY,7ft | Netkey copper patch cord, category 6A, CM/LSZH, 7 ft., gray UTP cable. | PC | 1 | 10 | 1 | 16.85
61305631109 | NK6APC7GY-Q | Netkey copper patch cord, category 6A, C |  | PC | 1 | 25 | 25 | 16.85
07498396290 | NK6APC7M | NK,Cat6A,PC,CM/LSZH,IW,7M | The NetKey® Cat 6A UTP Patch Cord is constructed of 26 AWG, unshielded, twisted pair, stranded, CM/LSZH cable with enhanced performance modular plugs. The patented tangle free latch prevents snags and provides easy release saving time on frequent moves, a | PC | 1 | 10 | 1 | 33.23
07498396292 | NK6APC7MBL | NK,Cat6A,PC,CM/LSZH,BL,7M | The NetKey® Cat 6A UTP Patch Cord is constructed of 26 AWG, unshielded, twisted pair, stranded, CM/LSZH cable with enhanced performance modular plugs. The patented tangle free latch prevents snags and provides easy release saving time on frequent moves, a | PC | 1 | 10 | 1 | 33.23
07498396289 | NK6APC7MBU | NK,Cat6A,PC,CM/LSZH,BU,7M | The NetKey® Cat 6A UTP Patch Cord is constructed of 26 AWG, unshielded, twisted pair, stranded, CM/LSZH cable with enhanced performance modular plugs. The patented tangle free latch prevents snags and provides easy release saving time on frequent moves, a | PC | 1 | 10 | 1 | 33.23
07498396293 | NK6APC7MGR | NK,Cat6A,PC,CM/LSZH,GR,7M | The NetKey® Cat 6A UTP Patch Cord is constructed of 26 AWG, unshielded, twisted pair, stranded, CM/LSZH cable with enhanced performance modular plugs. The patented tangle free latch prevents snags and provides easy release saving time on frequent moves, a | PC | 1 | 10 | 1 | 33.23
07498396295 | NK6APC7MGY | NK,Cat6A,PC,CM/LSZH,GY,7M | Netkey copper patch cord, category 6A, CM/LSZH, 7 meters, gray UTP cable. | PC | 1 | 10 | 1 | 33.23
07498396294 | NK6APC7MRD | NK,Cat6A,PC,CM/LSZH,RD,7M | The NetKey® Cat 6A UTP Patch Cord is constructed of 26 AWG, unshielded, twisted pair, stranded, CM/LSZH cable with enhanced performance modular plugs. The patented tangle free latch prevents snags and provides easy release saving time on frequent moves, a | PC | 1 | 10 | 1 | 33.23
07498396296 | NK6APC7MYL | NK,Cat6A,PC,CM/LSZH,YL,7M | The NetKey® Cat 6A UTP Patch Cord is constructed of 26 AWG, unshielded, twisted pair, stranded, CM/LSZH cable with enhanced performance modular plugs. The patented tangle free latch prevents snags and provides easy release saving time on frequent moves, a | PC | 1 | 10 | 1 | 33.23
07498396210 | NK6APC7RD | NK,Cat6A,PC,CM/LSZH,RD,7ft | The NetKey® Cat 6A UTP Patch Cord is constructed of 26 AWG, unshielded, twisted pair, stranded, CM/LSZH cable with enhanced performance modular plugs. The patented tangle free latch prevents snags and provides easy release saving time on frequent moves, a | PC | 1 | 10 | 1 | 16.85
61305631111 | NK6APC7RD-Q | Netkey copper patch cord, category 6A, C |  | PC | 1 | 25 | 25 | 16.85
07498396211 | NK6APC7YL | NK,Cat6A,PC,CM/LSZH,YL,7ft | The NetKey® Cat 6A UTP Patch Cord is constructed of 26 AWG, unshielded, twisted pair, stranded, CM/LSZH cable with enhanced performance modular plugs. The patented tangle free latch prevents snags and provides easy release saving time on frequent moves, a | PC | 1 | 10 | 1 | 16.85
61305631112 | NK6APC7YL-Q | Netkey copper patch cord, category 6A, C |  | PC | 1 | 25 | 25 | 16.85
61305636843 | NK6APC8 | Netkey copper patch cord, category 6A, C | Netkey copper patch cord, category 6A, CM/LSZH, 8 ft., Off White UTP cable. | PC | 1 | 10 | 1 | 17.85
61305636844 | NK6APC8BL | Netkey copper patch cord, category 6A, C | Netkey copper patch cord, category 6A, CM/LSZH, 8 ft., Black UTP cable. | PC | 1 | 10 | 1 | 17.85
61305636845 | NK6APC8BU | Netkey copper patch cord, category 6A, C | Netkey copper patch cord, category 6A, CM/LSZH, 8 ft., Blue UTP cable. | PC | 1 | 10 | 1 | 17.85
61305636847 | NK6APC8GR | Netkey copper patch cord, category 6A, C | Netkey copper patch cord, category 6A, CM/LSZH, 8 ft., Green UTP cable. | PC | 1 | 10 | 1 | 17.85
61305636846 | NK6APC8GY | Netkey copper patch cord, category 6A, C | Netkey copper patch cord, category 6A, CM/LSZH, 8 ft., Gray UTP cable. | PC | 1 | 10 | 1 | 17.85
61305636848 | NK6APC8RD | Netkey copper patch cord, category 6A, C | Netkey copper patch cord, category 6A, CM/LSZH, 8 ft., Red UTP cable. | PC | 1 | 10 | 1 | 17.85
61305636849 | NK6APC8YL | Netkey copper patch cord, category 6A, C | Netkey copper patch cord, category 6A, CM/LSZH, 8 ft., Yellow UTP cable. | PC | 1 | 10 | 1 | 17.85
61305636850 | NK6APC9 | Netkey copper patch cord, category 6A, C | Netkey copper patch cord, category 6A, CM/LSZH, 9 ft., Off White UTP cable. | PC | 1 | 10 | 1 | 18.87
61305636851 | NK6APC9BL | Netkey copper patch cord, category 6A, C | Netkey copper patch cord, category 6A, CM/LSZH, 9 ft., Black UTP cable. | PC | 1 | 10 | 1 | 18.87
61305636852 | NK6APC9BU | Netkey copper patch cord, category 6A, C | Netkey copper patch cord, category 6A, CM/LSZH, 9 ft., Blue UTP cable. | PC | 1 | 10 | 1 | 18.87
61305636853 | NK6APC9GR | Netkey copper patch cord, category 6A, C | Netkey copper patch cord, category 6A, CM/LSZH, 9 ft., Green UTP cable. | PC | 1 | 10 | 1 | 18.87
61305636854 | NK6APC9GY | Netkey copper patch cord, category 6A, C | Netkey copper patch cord, category 6A, CM/LSZH, 9 ft., Gray UTP cable. | PC | 1 | 10 | 1 | 18.87
61305636855 | NK6APC9RD | Netkey copper patch cord, category 6A, C | Netkey copper patch cord, category 6A, CM/LSZH, 9 ft., Red UTP cable. | PC | 1 | 10 | 1 | 18.87
61305636856 | NK6APC9YL | Netkey copper patch cord, category 6A, C | Netkey copper patch cord, category 6A, CM/LSZH, 9 ft., Yellow UTP cable. | PC | 1 | 10 | 1 | 18.87
07498317622 | NK6BXEI-AY | NK,6pt,SurfaceMountBox,EI,EA | NetKey® surface mount box accepts six keystone Modules. Includes built-in removable blank.Supplied with mounting screws, adhesive backing and cable tie. Electric Ivory. | PC | 1 | 10 | 1 | 7.94
07498317624 | NK6BXIW-AY | NK,6pt,SurfaceMountBox,IW,EA | The NetKey® Multimedia Surface Mount Box accepts six keystone modules. A built-in fiber spool in the base protects and secures cable slack in place. It offers a variety of mounting options using adhesive tape or screws. The box includes a label pocket for | PC | 1 | 10 | 1 | 7.94
07498317625 | NK6BXWH-AY | NK,6pt,SurfaceMountBox,WH,EA | NetKey® surface mount box accepts six keystone Modules. Includes built-in removable blank.Supplied with mounting screws, adhesive backing and cable tie. White. | PC | 1 | 10 | 1 | 7.94
07498306404 | NK6FBL | NK,6Pt,Screw-On,Faceplate,w/L,BL,EA | NetKey single gang, flush mount vertical faceplate , accepts six keystone module, includes label and label cover. Black. | PC | 1 | 10 | 1 | 2.24
07498305540 | NK6FEIY | NK,6Pt,SG,Flush,Vert,w/L,EI,EA | NetKey single gang, flush mount vertical faceplate , accepts six keystone module, includes label and label cover. Electric Ivory. | PC | 1 | 10 | 1 | 2.24
07498305541 | NK6FIGY | NK,6Pt,Screw-On,Faceplate,w/L,IG,EA | NetKey single gang, flush mount vertical faceplate , accepts six keystone module, includes label and label cover. International Gray | PC | 1 | 10 | 1 | 2.24
07498305542 | NK6FIWY | NK,6Pt,SG,Flush,Vert,w/L,IW,EA | NetKey single gang, flush mount vertical faceplate , accepts six keystone module, includes label and label cover. Off White | PC | 1 | 10 | 1 | 2.24
07498305543 | NK6FWHY | NK,6Pt,SG,Flush,Vert,w/L,WH,EA | NetKey single gang, flush mount vertical faceplate , accepts six keystone module, includes label and label cover. White | PC | 1 | 10 | 1 | 2.24
07498306425 | NK6PC10BLY | NK,Cu,PC,Cat6,UTP,Cbl,BL,10ft | The NetKey® Cat 6 UTP Patch Cord is constructed of 24 AWG, unshielded, twisted pair, stranded, CM cable with enhanced performance modular plugs. The patented tangle free latch prevents snags and provides easy release saving time on frequent moves, adds, a | PC | 1 | 10 | 1 | 12.6
61305631017 | NK6PC10BLY-Q | Netkey copper patch cord, category 6, 10 |  | PC | 1 | 25 | 25 | 12.6
07498305545 | NK6PC10BUY | NK,Cu,PC,Cat6,UTP,Cbl,BU,10ft | The NetKey® Cat 6 UTP Patch Cord is constructed of 24 AWG, unshielded, twisted pair, stranded, CM cable with enhanced performance modular plugs. The patented tangle free latch prevents snags and provides easy release saving time on frequent moves, adds, a | PC | 1 | 10 | 1 | 12.6
61305631018 | NK6PC10BUY-Q | Netkey copper patch cord, category 6, 10 |  | PC | 1 | 25 | 25 | 12.6
07498305546 | NK6PC10GRY | NK,Cu,PC,Cat6,UTP,Cbl,GR,10ft | The NetKey® Cat 6 UTP Patch Cord is constructed of 24 AWG, unshielded, twisted pair, stranded, CM cable with enhanced performance modular plugs. The patented tangle free latch prevents snags and provides easy release saving time on frequent moves, adds, a | PC | 1 | 10 | 1 | 12.6
61305631020 | NK6PC10GRY-Q | Netkey copper patch cord, category 6, 10 |  | PC | 1 | 25 | 25 | 12.6
07498364644 | NK6PC10GYY | NK Copper Patch Cord, Category 6, Gray U | NK Copper Patch Cord, Category 6, Gray UTP Cable, 10 Feet | PC | 1 | 10 | 1 | 12.6
61305631019 | NK6PC10GYY-Q | Netkey copper patch cord, category 6, 10 |  | PC | 1 | 25 | 25 | 12.6
07498328279 | NK6PC10ORY | NK Copper Patch Cord, Category 6, Orange | Netkey copper patch cord, category 6, 10 ft., orange UTP cable. | PC | 1 | 10 | 1 | 12.6
61305631021 | NK6PC10ORY-Q | Netkey copper patch cord, category 6, 10 |  | PC | 1 | 25 | 25 | 12.6
07498305547 | NK6PC10RDY | NK,Cu,PC,Cat6,UTP,Cbl,RD,10ft | The NetKey® Cat 6 UTP Patch Cord is constructed of 24 AWG, unshielded, twisted pair, stranded, CM cable with enhanced performance modular plugs. The patented tangle free latch prevents snags and provides easy release saving time on frequent moves, adds, a | PC | 1 | 10 | 1 | 12.6
61305631022 | NK6PC10RDY-Q | Netkey copper patch cord, category 6, 10 |  | PC | 1 | 25 | 25 | 12.6
07498317626 | NK6PC10VLY | NK,Cu,PC,Cat6,UTP,Cbl,VL,10ft | Netkey copper patch cord, category 6, 10 ft., violet UTP cable. | PC | 1 | 10 | 1 | 12.6
61305631023 | NK6PC10VLY-Q | Netkey copper patch cord, category 6, 10 |  | PC | 1 | 25 | 25 | 12.6
07498305544 | NK6PC10Y | NK,Cu,PC,Cat6,UTP,Cbl,IW,10ft | The NetKey® Cat 6 UTP Patch Cord is constructed of 24 AWG, unshielded, twisted pair, stranded, CM cable with enhanced performance modular plugs. The patented tangle free latch prevents snags and provides easy release saving time on frequent moves, adds, a | PC | 1 | 10 | 1 | 12.6
61305631025 | NK6PC10Y-Q | Netkey copper patch cord, category 6, 10 |  | PC | 1 | 25 | 25 | 12.6
07498305548 | NK6PC10YLY | NK,Cu,PC,Cat6,UTP,Cbl,YL,10ft | The NetKey® Cat 6 UTP Patch Cord is constructed of 24 AWG, unshielded, twisted pair, stranded, CM cable with enhanced performance modular plugs. The patented tangle free latch prevents snags and provides easy release saving time on frequent moves, adds, a | PC | 1 | 10 | 1 | 12.6
61305631024 | NK6PC10YLY-Q | Netkey copper patch cord, category 6, 10 |  | PC | 1 | 25 | 25 | 12.6
07498329007 | NK6PC11BLY | NK Copper Patch Cord, Category 6, Black | Netkey copper patch cord, category 6, 11 ft., black UTP cable. | PC | 1 | 10 | 1 | 13.06
07498329008 | NK6PC11BUY | NK Copper Patch Cord, Category 6, Blue U | Netkey copper patch cord, category 6, 11 ft., blue UTP cable. | PC | 1 | 10 | 1 | 13.06
07498329009 | NK6PC11GRY | NK Copper Patch Cord, Category 6, Green | Netkey copper patch cord, category 6, 11 ft., green UTP cable. | PC | 1 | 10 | 1 | 13.06
07498365119 | NK6PC11GYY | NK Copper Patch Cord, Category 6, Gray U | NK Copper Patch Cord, Category 6, Gray UTP Cable, 11 Feet | PC | 1 | 10 | 1 | 13.06
07498329010 | NK6PC11ORY | NK Copper Patch Cord, Category 6, Orange | Netkey copper patch cord, category 6, 11 ft., orange UTP cable. | PC | 1 | 10 | 1 | 13.06
07498329012 | NK6PC11RDY | NK Copper Patch Cord, Category 6, Red UT | Netkey copper patch cord, category 6, 11 ft., red UTP cable. | PC | 1 | 10 | 1 | 13.06
07498329011 | NK6PC11VLY | NK Copper Patch Cord, Category 6, Violet | Netkey copper patch cord, category 6, 11 ft., violet UTP cable. | PC | 1 | 10 | 1 | 13.06
07498329014 | NK6PC11Y | NK Copper Patch Cord, Category 6, Off Wh | Netkey copper patch cord, category 6, 11 ft., off white UTP cable. | PC | 1 | 10 | 1 | 13.06
07498329013 | NK6PC11YLY | NK Copper Patch Cord, Category 6, Yellow | Netkey copper patch cord, category 6, 11 ft., yellow UTP cable. | PC | 1 | 10 | 1 | 13.06
07498329015 | NK6PC12BLY | NK Copper Patch Cord, Category 6, Black | Netkey copper patch cord, category 6, 12 ft., black UTP cable. | PC | 1 | 10 | 1 | 13.46
07498329016 | NK6PC12BUY | NK Copper Patch Cord, Category 6, Blue U | Netkey copper patch cord, category 6, 12 ft., blue UTP cable. | PC | 1 | 10 | 1 | 13.46
07498329017 | NK6PC12GRY | NK Copper Patch Cord, Category 6, Green | Netkey copper patch cord, category 6, 12 ft., green UTP cable. | PC | 1 | 10 | 1 | 13.46
07498365120 | NK6PC12GYY | NK Copper Patch Cord, Category 6, Gray U | NK Copper Patch Cord, Category 6, Gray UTP Cable, 12 Feet | PC | 1 | 10 | 1 | 13.46
07498329018 | NK6PC12ORY | NK Copper Patch Cord, Category 6, Orange | Netkey copper patch cord, category 6, 12 ft., orange UTP cable. | PC | 1 | 10 | 1 | 13.46
07498329019 | NK6PC12RDY | NK Copper Patch Cord, Category 6, Red UT | Netkey copper patch cord, category 6, 12 ft., red UTP cable. | PC | 1 | 10 | 1 | 13.46
07498329020 | NK6PC12VLY | NK Copper Patch Cord, Category 6, Violet | Netkey copper patch cord, category 6, 12 ft., violet UTP cable. | PC | 1 | 10 | 1 | 13.46
07498329022 | NK6PC12Y | NK Copper Patch Cord, Category 6, Off Wh | Netkey copper patch cord, category 6, 12 ft., off white UTP cable. | PC | 1 | 10 | 1 | 13.46
07498329021 | NK6PC12YLY | NK Copper Patch Cord, Category 6, Yellow | Netkey copper patch cord, category 6, 12 ft., yellow UTP cable. | PC | 1 | 10 | 1 | 13.46
07498329024 | NK6PC13BLY | NK Copper Patch Cord, Category 6, Black | Netkey copper patch cord, category 6, 13 ft., black UTP cable. | PC | 1 | 10 | 1 | 13.9
07498329025 | NK6PC13BUY | NK Copper Patch Cord, Category 6, Blue U | Netkey copper patch cord, category 6, 13 ft., blue UTP cable. | PC | 1 | 10 | 1 | 13.9
07498329026 | NK6PC13GRY | NK Copper Patch Cord, Category 6, Green | Netkey copper patch cord, category 6, 13 ft., green UTP cable. | PC | 1 | 10 | 1 | 13.9
07498365140 | NK6PC13GYY | NK Copper Patch Cord, Category 6, Gray U | NK Copper Patch Cord, Category 6, Gray UTP Cable, 13 Feet | PC | 1 | 10 | 1 | 13.9
07498329027 | NK6PC13ORY | NK Copper Patch Cord, Category 6, Orange | Netkey copper patch cord, category 6, 13 ft., orange UTP cable. | PC | 1 | 10 | 1 | 13.9
07498329030 | NK6PC13RDY | NK Copper Patch Cord, Category 6, Red UT | Netkey copper patch cord, category 6, 13 ft., red UTP cable. | PC | 1 | 10 | 1 | 13.9
07498329028 | NK6PC13VLY | NK Copper Patch Cord, Category 6, Violet | Netkey copper patch cord, category 6, 13 ft., violet UTP cable. | PC | 1 | 10 | 1 | 13.9
07498329023 | NK6PC13Y | NK Copper Patch Cord, Category 6, Off Wh | Netkey copper patch cord, category 6, 13 ft., off white UTP cable. | PC | 1 | 10 | 1 | 13.9
07498329029 | NK6PC13YLY | NK Copper Patch Cord, Category 6, Yellow | Netkey copper patch cord, category 6, 13 ft., yellow UTP cable. | PC | 1 | 10 | 1 | 13.9
07498306426 | NK6PC14BLY | NK,Cu,PC,Cat6,UTP,Cbl,BL,14ft | Netkey copper patch cord, category 6, 14 ft., black UTP cable. | PC | 1 | 10 | 1 | 14.3
07498305550 | NK6PC14BUY | NK,Cu,PC,Cat6,UTP,Cbl,BU,14ft | Netkey copper patch cord, category 6, 14 ft., blue UTP cable. | PC | 1 | 10 | 1 | 14.3
07498305551 | NK6PC14GRY | NK,Cu,PC,Cat6,UTP,Cbl,GR,14ft | Netkey copper patch cord, category 6, 14 ft., green UTP cable. | PC | 1 | 10 | 1 | 14.3
07498365141 | NK6PC14GYY | NK Copper Patch Cord, Category 6, Gray U | NK Copper Patch Cord, Category 6, Gray UTP Cable, 14 Feet | PC | 1 | 10 | 1 | 14.3
07498328281 | NK6PC14ORY | NK Copper Patch Cord, Category 6, Orange | Netkey copper patch cord, category 6, 14 ft., orange UTP cable. | PC | 1 | 10 | 1 | 14.3
07498305552 | NK6PC14RDY | NK,Cu,PC,Cat6,UTP,Cbl,RD,14ft | Netkey copper patch cord, category 6, 14 ft., red UTP cable. | PC | 1 | 10 | 1 | 14.3
07498317627 | NK6PC14VLY | NK,Cu,PC,Cat6,UTP,Cbl,VL,14ft | Netkey copper patch cord, category 6, 14 ft., violet UTP cable. | PC | 1 | 10 | 1 | 14.3
07498305549 | NK6PC14Y | NK,Cu,PC,Cat6,UTP,Cbl,IW,14ft | Netkey copper patch cord, category 6, 14 ft., off white UTP cable. | PC | 1 | 10 | 1 | 14.3
07498305553 | NK6PC14YLY | NK,Cu,PC,Cat6,UTP,Cbl,YL,14ft | Netkey copper patch cord, category 6, 14 ft., yellow UTP cable. | PC | 1 | 10 | 1 | 14.3
07498329031 | NK6PC15BLY | NK Copper Patch Cord, Category 6, Black | The NetKey® Cat 6 UTP Patch Cord is constructed of 24 AWG, unshielded, twisted pair, stranded, CM cable with enhanced performance modular plugs. The patented tangle free latch prevents snags and provides easy release saving time on frequent moves, adds, a | PC | 1 | 10 | 1 | 14.74
07498329032 | NK6PC15BUY | NK Copper Patch Cord, Category 6, Blue U | The NetKey® Cat 6 UTP Patch Cord is constructed of 24 AWG, unshielded, twisted pair, stranded, CM cable with enhanced performance modular plugs. The patented tangle free latch prevents snags and provides easy release saving time on frequent moves, adds, a | PC | 1 | 10 | 1 | 14.74
07498329033 | NK6PC15GRY | NK Copper Patch Cord, Category 6, Green | The NetKey® Cat 6 UTP Patch Cord is constructed of 24 AWG, unshielded, twisted pair, stranded, CM cable with enhanced performance modular plugs. The patented tangle free latch prevents snags and provides easy release saving time on frequent moves, adds, a | PC | 1 | 10 | 1 | 14.74
07498365142 | NK6PC15GYY | NK Copper Patch Cord, Category 6, Gray U | NK Copper Patch Cord, Category 6, Gray UTP Cable, 15 Feet | PC | 1 | 10 | 1 | 14.74
07498329034 | NK6PC15ORY | NK Copper Patch Cord, Category 6, Orange | Netkey copper patch cord, category 6, 15 ft., orange UTP cable. | PC | 1 | 10 | 1 | 14.74
07498329035 | NK6PC15RDY | NK Copper Patch Cord, Category 6, Red UT | The NetKey® Cat 6 UTP Patch Cord is constructed of 24 AWG, unshielded, twisted pair, stranded, CM cable with enhanced performance modular plugs. The patented tangle free latch prevents snags and provides easy release saving time on frequent moves, adds, a | PC | 1 | 10 | 1 | 14.74
07498329036 | NK6PC15VLY | NK Copper Patch Cord, Category 6, Violet | Netkey copper patch cord, category 6, 15 ft., violet UTP cable. | PC | 1 | 10 | 1 | 14.74
07498329038 | NK6PC15Y | NK Copper Patch Cord, Category 6, Off Wh | The NetKey® Cat 6 UTP Patch Cord is constructed of 24 AWG, unshielded, twisted pair, stranded, CM cable with enhanced performance modular plugs. The patented tangle free latch prevents snags and provides easy release saving time on frequent moves, adds, a | PC | 1 | 10 | 1 | 14.74
07498329037 | NK6PC15YLY | NK Copper Patch Cord, Category 6, Yellow | The NetKey® Cat 6 UTP Patch Cord is constructed of 24 AWG, unshielded, twisted pair, stranded, CM cable with enhanced performance modular plugs. The patented tangle free latch prevents snags and provides easy release saving time on frequent moves, adds, a | PC | 1 | 10 | 1 | 14.74
07498329041 | NK6PC16BLY | NK Copper Patch Cord, Category 6, Black | Netkey copper patch cord, category 6, 16 ft., black UTP cable. | PC | 1 | 10 | 1 | 15.13
07498329042 | NK6PC16BUY | NK Copper Patch Cord, Category 6, Blue U | Netkey copper patch cord, category 6, 16 ft., blue UTP cable. | PC | 1 | 10 | 1 | 15.13
07498329043 | NK6PC16GRY | NK Copper Patch Cord, Category 6, Green | Netkey copper patch cord, category 6, 16 ft., green UTP cable. | PC | 1 | 10 | 1 | 15.13
07498365143 | NK6PC16GYY | NK Copper Patch Cord, Category 6, Gray U | NK Copper Patch Cord, Category 6, Gray UTP Cable, 16 Feet | PC | 1 | 10 | 1 | 15.13
07498329044 | NK6PC16ORY | NK Copper Patch Cord, Category 6, Orange | Netkey copper patch cord, category 6, 16 ft., orange UTP cable. | PC | 1 | 10 | 1 | 15.13
07498329045 | NK6PC16RDY | NK Copper Patch Cord, Category 6, Red UT | Netkey copper patch cord, category 6, 16 ft., red UTP cable. | PC | 1 | 10 | 1 | 15.13
07498329046 | NK6PC16VLY | NK Copper Patch Cord, Category 6, Violet | Netkey copper patch cord, category 6, 16 ft., violet UTP cable. | PC | 1 | 10 | 1 | 15.13
07498329040 | NK6PC16Y | NK Copper Patch Cord, Category 6, Off Wh | Netkey copper patch cord, category 6, 16 ft., off white UTP cable. | PC | 1 | 10 | 1 | 15.13
07498329047 | NK6PC16YLY | NK Copper Patch Cord, Category 6, Yellow | Netkey copper patch cord, category 6, 16 ft., yellow UTP cable. | PC | 1 | 10 | 1 | 15.13
07498329049 | NK6PC17BLY | NK Copper Patch Cord, Category 6, Black | Netkey copper patch cord, category 6, 17 ft., black UTP cable. | PC | 1 | 10 | 1 | 15.52
07498329050 | NK6PC17BUY | NK Copper Patch Cord, Category 6, Blue U | Netkey copper patch cord, category 6, 17 ft., blue UTP cable. | PC | 1 | 10 | 1 | 15.52
07498329051 | NK6PC17GRY | NK Copper Patch Cord, Category 6, Green | Netkey copper patch cord, category 6, 17 ft., green UTP cable. | PC | 1 | 10 | 1 | 15.52
07498365144 | NK6PC17GYY | NK Copper Patch Cord, Category 6, Gray U | NK Copper Patch Cord, Category 6, Gray UTP Cable, 17 Feet | PC | 1 | 10 | 1 | 15.52
07498329052 | NK6PC17ORY | NK Copper Patch Cord, Category 6, Orange | Netkey copper patch cord, category 6, 17 ft., orange UTP cable. | PC | 1 | 10 | 1 | 15.52
07498329053 | NK6PC17RDY | NK Copper Patch Cord, Category 6, Red UT | Netkey copper patch cord, category 6, 17 ft., red UTP cable. | PC | 1 | 10 | 1 | 15.52
07498329055 | NK6PC17VLY | NK Copper Patch Cord, Category 6, Violet | Netkey copper patch cord, category 6, 17 ft., violet UTP cable. | PC | 1 | 10 | 1 | 15.52
07498329048 | NK6PC17Y | NK Copper Patch Cord, Category 6, Off Wh | Netkey copper patch cord, category 6, 17 ft., off white UTP cable. | PC | 1 | 10 | 1 | 15.52
07498329054 | NK6PC17YLY | NK Copper Patch Cord, Category 6, Yellow | Netkey copper patch cord, category 6, 17 ft., yellow UTP cable. | PC | 1 | 10 | 1 | 15.52
07498329059 | NK6PC18BLY | NK Copper Patch Cord, Category 6, Black | Netkey copper patch cord, category 6, 18 ft., black UTP cable. | PC | 1 | 10 | 1 | 15.94
07498329060 | NK6PC18BUY | NK Copper Patch Cord, Category 6, Blue U | Netkey copper patch cord, category 6, 18 ft., blue UTP cable. | PC | 1 | 10 | 1 | 15.94
07498329061 | NK6PC18GRY | NK Copper Patch Cord, Category 6, Green | Netkey copper patch cord, category 6, 18 ft., green UTP cable. | PC | 1 | 10 | 1 | 15.94
07498365145 | NK6PC18GYY | NK Copper Patch Cord, Category 6, Gray U | NK Copper Patch Cord, Category 6, Gray UTP Cable, 18 Feet | PC | 1 | 10 | 1 | 15.94
07498329062 | NK6PC18ORY | NK Copper Patch Cord, Category 6, Orange | Netkey copper patch cord, category 6, 18 ft., orange UTP cable. | PC | 1 | 10 | 1 | 15.94
07498329063 | NK6PC18RDY | NK Copper Patch Cord, Category 6, Red UT | Netkey copper patch cord, category 6, 18 ft., red UTP cable. | PC | 1 | 10 | 1 | 15.94
07498329058 | NK6PC18VLY | NK Copper Patch Cord, Category 6, Violet | Netkey copper patch cord, category 6, 18 ft., violet UTP cable. | PC | 1 | 10 | 1 | 15.94
07498329056 | NK6PC18Y | NK Copper Patch Cord, Category 6, Off Wh | Netkey copper patch cord, category 6, 18 ft., off white UTP cable. | PC | 1 | 10 | 1 | 15.94
07498329057 | NK6PC18YLY | NK Copper Patch Cord, Category 6, Yellow | Netkey copper patch cord, category 6, 18 ft., yellow UTP cable. | PC | 1 | 10 | 1 | 15.94
07498329067 | NK6PC19BLY | NK Copper Patch Cord, Category 6, Black | Netkey copper patch cord, category 6, 19 ft., black UTP cable. | PC | 1 | 10 | 1 | 16.33
07498329068 | NK6PC19BUY | NK Copper Patch Cord, Category 6, Blue U | Netkey copper patch cord, category 6, 19 ft., blue UTP cable. | PC | 1 | 10 | 1 | 16.33
07498329069 | NK6PC19GRY | NK Copper Patch Cord, Category 6, Green | Netkey copper patch cord, category 6, 19 ft., green UTP cable. | PC | 1 | 10 | 1 | 16.33
07498365146 | NK6PC19GYY | NK Copper Patch Cord, Category 6, Gray U | NK Copper Patch Cord, Category 6, Gray UTP Cable, 19 Feet | PC | 1 | 10 | 1 | 16.33
07498329070 | NK6PC19ORY | NK Copper Patch Cord, Category 6, Orange | Netkey copper patch cord, category 6, 19 ft., orange UTP cable. | PC | 1 | 10 | 1 | 16.33
07498329071 | NK6PC19RDY | NK Copper Patch Cord, Category 6, Red UT | Netkey copper patch cord, category 6, 19 ft., red UTP cable. | PC | 1 | 10 | 1 | 16.33
07498329066 | NK6PC19VLY | NK Copper Patch Cord, Category 6, Violet | Netkey copper patch cord, category 6, 19 ft., violet UTP cable. | PC | 1 | 10 | 1 | 16.33
07498329064 | NK6PC19Y | NK Copper Patch Cord, Category 6, Off Wh | Netkey copper patch cord, category 6, 19 ft., off white UTP cable. | PC | 1 | 10 | 1 | 16.33
07498329065 | NK6PC19YLY | NK Copper Patch Cord, Category 6, Yellow | Netkey copper patch cord, category 6, 19 ft., yellow UTP cable. | PC | 1 | 10 | 1 | 16.33
07498328964 | NK6PC1BLY | NK Copper Patch Cord, Category 6, Black | The NetKey® Cat 6 UTP Patch Cord is constructed of 24 AWG, unshielded, twisted pair, stranded, CM cable with enhanced performance modular plugs. The patented tangle free latch prevents snags and provides easy release saving time on frequent moves, adds, a | PC | 1 | 10 | 1 | 7.26
07498328965 | NK6PC1BUY | NK Copper Patch Cord, Category 6, Blue U | The NetKey® Cat 6 UTP Patch Cord is constructed of 24 AWG, unshielded, twisted pair, stranded, CM cable with enhanced performance modular plugs. The patented tangle free latch prevents snags and provides easy release saving time on frequent moves, adds, a | PC | 1 | 10 | 1 | 7.26
07498328966 | NK6PC1GRY | NK Copper Patch Cord, Category 6, Green | The NetKey® Cat 6 UTP Patch Cord is constructed of 24 AWG, unshielded, twisted pair, stranded, CM cable with enhanced performance modular plugs. The patented tangle free latch prevents snags and provides easy release saving time on frequent moves, adds, a | PC | 1 | 10 | 1 | 7.26
07498350634 | NK6PC1GYY | NK Copper Patch Cord, Category 6, Gray U | NK Copper Patch Cord, Category 6, Gray UTP Cable, 1 Feet | PC | 1 | 10 | 1 | 7.24
61305630979 | NK6PC1MBLY-Q | Netkey copper patch cord, category 6, 1m |  | PC | 1 | 25 | 25 | 8.72
61305630980 | NK6PC1MBUY-Q | Netkey copper patch cord, category 6, 1m |  | PC | 1 | 25 | 25 | 8.72
61305630981 | NK6PC1MGRY-Q | Netkey copper patch cord, category 6, 1m |  | PC | 1 | 25 | 25 | 8.72
61305630982 | NK6PC1MGYY-Q | Netkey copper patch cord, category 6, 1m |  | PC | 1 | 25 | 25 | 8.72
61305630983 | NK6PC1MORY-Q | Netkey copper patch cord, category 6, 1m |  | PC | 1 | 25 | 25 | 8.72
61305630984 | NK6PC1MRDY-Q | Netkey copper patch cord, category 6, 1m |  | PC | 1 | 25 | 25 | 8.72
61305630986 | NK6PC1MVLY-Q | Netkey copper patch cord, category 6, 1m |  | PC | 1 | 25 | 25 | 8.72
61305630987 | NK6PC1MY-Q | Netkey copper patch cord, category 6, 1m |  | PC | 1 | 25 | 25 | 8.72
61305630985 | NK6PC1MYLY-Q | Netkey copper patch cord, category 6, 1m |  | PC | 1 | 25 | 25 | 8.72
07498328967 | NK6PC1ORY | NK Copper Patch Cord, Category 6, Orange | Netkey copper patch cord, category 6, 1 ft., orange UTP cable. | PC | 1 | 10 | 1 | 7.26
07498328968 | NK6PC1RDY | NK Copper Patch Cord, Category 6, Red UT | The NetKey® Cat 6 UTP Patch Cord is constructed of 24 AWG, unshielded, twisted pair, stranded, CM cable with enhanced performance modular plugs. The patented tangle free latch prevents snags and provides easy release saving time on frequent moves, adds, a | PC | 1 | 10 | 1 | 7.26
07498328969 | NK6PC1VLY | NK Copper Patch Cord, Category 6, Violet | Netkey copper patch cord, category 6, 1 ft., violet UTP cable. | PC | 1 | 10 | 1 | 7.26
07498328970 | NK6PC1Y | NK Copper Patch Cord, Category 6, Off Wh | The NetKey® Cat 6 UTP Patch Cord is constructed of 24 AWG, unshielded, twisted pair, stranded, CM cable with enhanced performance modular plugs. The patented tangle free latch prevents snags and provides easy release saving time on frequent moves, adds, a | PC | 1 | 10 | 1 | 7.26
07498328971 | NK6PC1YLY | NK Copper Patch Cord, Category 6, Yellow | The NetKey® Cat 6 UTP Patch Cord is constructed of 24 AWG, unshielded, twisted pair, stranded, CM cable with enhanced performance modular plugs. The patented tangle free latch prevents snags and provides easy release saving time on frequent moves, adds, a | PC | 1 | 10 | 1 | 7.26
07498306427 | NK6PC20BLY | NK,Cu,PC,Cat6,UTP,Cbl,BL,20ft | The NetKey® Cat 6 UTP Patch Cord is constructed of 24 AWG, unshielded, twisted pair, stranded, CM cable with enhanced performance modular plugs. The patented tangle free latch prevents snags and provides easy release saving time on frequent moves, adds, a | PC | 1 | 10 | 1 | 16.52
07498305555 | NK6PC20BUY | NK,Cu,PC,Cat6,UTP,Cbl,BU,20ft | The NetKey® Cat 6 UTP Patch Cord is constructed of 24 AWG, unshielded, twisted pair, stranded, CM cable with enhanced performance modular plugs. The patented tangle free latch prevents snags and provides easy release saving time on frequent moves, adds, a | PC | 1 | 10 | 1 | 16.52
07498305556 | NK6PC20GRY | NK,Cu,PC,Cat6,UTP,Cbl,GR,20ft | The NetKey® Cat 6 UTP Patch Cord is constructed of 24 AWG, unshielded, twisted pair, stranded, CM cable with enhanced performance modular plugs. The patented tangle free latch prevents snags and provides easy release saving time on frequent moves, adds, a | PC | 1 | 10 | 1 | 16.52
07498365147 | NK6PC20GYY | NK Copper Patch Cord, Category 6, Gray U | NK Copper Patch Cord, Category 6, Gray UTP Cable, 20 Feet | PC | 1 | 10 | 1 | 16.52
07498328283 | NK6PC20ORY | NK Copper Patch Cord, Category 6, Orange | Netkey copper patch cord, category 6, 20 ft., orange UTP cable. | PC | 1 | 10 | 1 | 16.52
07498305557 | NK6PC20RDY | NK,Cu,PC,Cat6,UTP,Cbl,RD,20ft | The NetKey® Cat 6 UTP Patch Cord is constructed of 24 AWG, unshielded, twisted pair, stranded, CM cable with enhanced performance modular plugs. The patented tangle free latch prevents snags and provides easy release saving time on frequent moves, adds, a | PC | 1 | 10 | 1 | 16.52
07498317628 | NK6PC20VLY | NK,Cu,PC,Cat6,UTP,Cbl,VL,20ft | Netkey copper patch cord, category 6, 20 ft., violet UTP cable. | PC | 1 | 10 | 1 | 16.52
07498305554 | NK6PC20Y | NK,Cu,PC,Cat6,UTP,Cbl,IW,20ft | The NetKey® Cat 6 UTP Patch Cord is constructed of 24 AWG, unshielded, twisted pair, stranded, CM cable with enhanced performance modular plugs. The patented tangle free latch prevents snags and provides easy release saving time on frequent moves, adds, a | PC | 1 | 10 | 1 | 16.52
07498305558 | NK6PC20YLY | NK,Cu,PC,Cat6,UTP,Cbl,YL,20ft | The NetKey® Cat 6 UTP Patch Cord is constructed of 24 AWG, unshielded, twisted pair, stranded, CM cable with enhanced performance modular plugs. The patented tangle free latch prevents snags and provides easy release saving time on frequent moves, adds, a | PC | 1 | 10 | 1 | 16.52
07498329075 | NK6PC25BLY | NK Copper Patch Cord, Category 6, Black | The NetKey® Cat 6 UTP Patch Cord is constructed of 24 AWG, unshielded, twisted pair, stranded, CM cable with enhanced performance modular plugs. The patented tangle free latch prevents snags and provides easy release saving time on frequent moves, adds, a | PC | 1 | 10 | 1 | 19.26
07498329076 | NK6PC25BUY | NK Copper Patch Cord, Category 6, Blue U | The NetKey® Cat 6 UTP Patch Cord is constructed of 24 AWG, unshielded, twisted pair, stranded, CM cable with enhanced performance modular plugs. The patented tangle free latch prevents snags and provides easy release saving time on frequent moves, adds, a | PC | 1 | 10 | 1 | 19.26
07498329077 | NK6PC25GRY | NK Copper Patch Cord, Category 6, Green | The NetKey® Cat 6 UTP Patch Cord is constructed of 24 AWG, unshielded, twisted pair, stranded, CM cable with enhanced performance modular plugs. The patented tangle free latch prevents snags and provides easy release saving time on frequent moves, adds, a | PC | 1 | 10 | 1 | 19.26
07498365148 | NK6PC25GYY | NK Copper Patch Cord, Category 6, Gray U | NK Copper Patch Cord, Category 6, Gray UTP Cable, 25 Feet | PC | 1 | 10 | 1 | 19.26
07498329078 | NK6PC25ORY | NK Copper Patch Cord, Category 6, Orange | Netkey copper patch cord, category 6, 25 ft., orange UTP cable. | PC | 1 | 10 | 1 | 19.26
07498329079 | NK6PC25RDY | NK Copper Patch Cord, Category 6, Red UT | The NetKey® Cat 6 UTP Patch Cord is constructed of 24 AWG, unshielded, twisted pair, stranded, CM cable with enhanced performance modular plugs. The patented tangle free latch prevents snags and provides easy release saving time on frequent moves, adds, a | PC | 1 | 10 | 1 | 19.26
07498329074 | NK6PC25VLY | NK Copper Patch Cord, Category 6, Violet | Netkey copper patch cord, category 6, 25 ft., violet UTP cable. | PC | 1 | 10 | 1 | 19.26
07498329072 | NK6PC25Y | NK Copper Patch Cord, Category 6, Off Wh | The NetKey® Cat 6 UTP Patch Cord is constructed of 24 AWG, unshielded, twisted pair, stranded, CM cable with enhanced performance modular plugs. The patented tangle free latch prevents snags and provides easy release saving time on frequent moves, adds, a | PC | 1 | 10 | 1 | 19.26
07498329073 | NK6PC25YLY | NK Copper Patch Cord, Category 6, Yellow | The NetKey® Cat 6 UTP Patch Cord is constructed of 24 AWG, unshielded, twisted pair, stranded, CM cable with enhanced performance modular plugs. The patented tangle free latch prevents snags and provides easy release saving time on frequent moves, adds, a | PC | 1 | 10 | 1 | 19.26
07498328972 | NK6PC2BLY | NK Copper Patch Cord, Category 6, Black | The NetKey® Cat 6 UTP Patch Cord is constructed of 24 AWG, unshielded, twisted pair, stranded, CM cable with enhanced performance modular plugs. The patented tangle free latch prevents snags and provides easy release saving time on frequent moves, adds, a | PC | 1 | 10 | 1 | 7.99
07498328973 | NK6PC2BUY | NK Copper Patch Cord, Category 6, Blue U | The NetKey® Cat 6 UTP Patch Cord is constructed of 24 AWG, unshielded, twisted pair, stranded, CM cable with enhanced performance modular plugs. The patented tangle free latch prevents snags and provides easy release saving time on frequent moves, adds, a | PC | 1 | 10 | 1 | 7.99
07498328974 | NK6PC2GRY | NK Copper Patch Cord, Category 6, Green | The NetKey® Cat 6 UTP Patch Cord is constructed of 24 AWG, unshielded, twisted pair, stranded, CM cable with enhanced performance modular plugs. The patented tangle free latch prevents snags and provides easy release saving time on frequent moves, adds, a | PC | 1 | 10 | 1 | 7.99
07498350642 | NK6PC2GYY | NK Copper Patch Cord, Category 6, Gray U | NK Copper Patch Cord, Category 6, Gray UTP Cable, 2 Feet | PC | 1 | 10 | 1 | 7.99
61305631008 | NK6PC2MBLY-Q | Netkey copper patch cord, category 6, 2m |  | PC | 1 | 25 | 25 | 9.93
61305631007 | NK6PC2MBUY-Q | Netkey copper patch cord, category 6, 2m |  | PC | 1 | 25 | 25 | 9.93
61305631013 | NK6PC2MGRY-Q | Netkey copper patch cord, category 6, 2m |  | PC | 1 | 25 | 25 | 9.93
61305631012 | NK6PC2MGYY-Q | Netkey copper patch cord, category 6, 2m |  | PC | 1 | 25 | 25 | 9.93
61305631014 | NK6PC2MORY-Q | Netkey copper patch cord, category 6, 2m |  | PC | 1 | 25 | 25 | 9.93
61305631015 | NK6PC2MRDY-Q | Netkey copper patch cord, category 6, 2m |  | PC | 1 | 25 | 25 | 9.93
61305631009 | NK6PC2MVLY-Q | Netkey copper patch cord, category 6, 2m |  | PC | 1 | 25 | 25 | 9.93
61305631011 | NK6PC2MY-Q | Netkey copper patch cord, category 6, 2m |  | PC | 1 | 25 | 25 | 9.93
61305631010 | NK6PC2MYLY-Q | Netkey copper patch cord, category 6, 2m |  | PC | 1 | 25 | 25 | 9.93
07498328975 | NK6PC2ORY | NK Copper Patch Cord, Category 6, Orange | Netkey copper patch cord, category 6, 2 ft., orange UTP cable. | PC | 1 | 10 | 1 | 7.99
07498328976 | NK6PC2RDY | NK Copper Patch Cord, Category 6, Red UT | The NetKey® Cat 6 UTP Patch Cord is constructed of 24 AWG, unshielded, twisted pair, stranded, CM cable with enhanced performance modular plugs. The patented tangle free latch prevents snags and provides easy release saving time on frequent moves, adds, a | PC | 1 | 10 | 1 | 7.99
07498328978 | NK6PC2VLY | NK Copper Patch Cord, Category 6, Violet | Netkey copper patch cord, category 6, 2 ft., violet UTP cable. | PC | 1 | 10 | 1 | 7.99
07498328979 | NK6PC2Y | NK Copper Patch Cord, Category 6, Off Wh | The NetKey® Cat 6 UTP Patch Cord is constructed of 24 AWG, unshielded, twisted pair, stranded, CM cable with enhanced performance modular plugs. The patented tangle free latch prevents snags and provides easy release saving time on frequent moves, adds, a | PC | 1 | 10 | 1 | 7.99
07498328977 | NK6PC2YLY | NK Copper Patch Cord, Category 6, Yellow | The NetKey® Cat 6 UTP Patch Cord is constructed of 24 AWG, unshielded, twisted pair, stranded, CM cable with enhanced performance modular plugs. The patented tangle free latch prevents snags and provides easy release saving time on frequent moves, adds, a | PC | 1 | 10 | 1 | 7.99
07498329083 | NK6PC30BLY | NK Copper Patch Cord, Category 6, Black | Netkey copper patch cord, category 6, 30 ft., black UTP cable. | PC | 1 | 10 | 1 | 21.68
07498329084 | NK6PC30BUY | NK Copper Patch Cord, Category 6, Blue U | Netkey copper patch cord, category 6, 30 ft., blue UTP cable. | PC | 1 | 10 | 1 | 21.68
07498329085 | NK6PC30GRY | NK Copper Patch Cord, Category 6, Green | Netkey copper patch cord, category 6, 30 ft., green UTP cable. | PC | 1 | 10 | 1 | 21.68
07498365149 | NK6PC30GYY | NK Copper Patch Cord, Category 6, Gray U | NK Copper Patch Cord, Category 6, Gray UTP Cable, 30 Feet | PC | 1 | 10 | 1 | 21.68
07498329086 | NK6PC30ORY | NK Copper Patch Cord, Category 6, Orange | Netkey copper patch cord, category 6, 30 ft., orange UTP cable. | PC | 1 | 10 | 1 | 21.68
07498329087 | NK6PC30RDY | NK Copper Patch Cord, Category 6, Red UT | Netkey copper patch cord, category 6, 30 ft., red UTP cable. | PC | 1 | 10 | 1 | 21.68
07498329082 | NK6PC30VLY | NK Copper Patch Cord, Category 6, Violet | Netkey copper patch cord, category 6, 30 ft., violet UTP cable. | PC | 1 | 10 | 1 | 21.68
07498329080 | NK6PC30Y | NK Copper Patch Cord, Category 6, Off Wh | Netkey copper patch cord, category 6, 30 ft., off white UTP cable. | PC | 1 | 10 | 1 | 21.68
07498329081 | NK6PC30YLY | NK Copper Patch Cord, Category 6, Yellow | Netkey copper patch cord, category 6, 30 ft., yellow UTP cable. | PC | 1 | 10 | 1 | 21.68
07498368410 | NK6PC35BLY | NK Copper Patch Cord, Category 6, Black | NK Copper Patch Cord, Category 6, Black UTP Cable, 35 Feet | PC | 1 | 10 | 1 | 24.09
07498366754 | NK6PC35BUY | NK Copper Patch Cord, Category 6, Blue U | NK Copper Patch Cord, Category 6, Blue UTP Cable, 35 Feet | PC | 1 | 10 | 1 | 24.09
07498366891 | NK6PC35GRY | NK Copper Patch Cord, Category 6, Green | NK Copper Patch Cord, Category 6, Green UTP Cable, 35 Feet | PC | 1 | 10 | 1 | 24.09
07498365450 | NK6PC35GYY | NK Copper Patch Cord, Category 6, Gray U | NK Copper Patch Cord, Category 6, Gray UTP Cable, 35 Feet | PC | 1 | 10 | 1 | 24.09
07498368060 | NK6PC35RDY | NK Copper Patch Cord, Category 6, Red UT | NK Copper Patch Cord, Category 6, Red UTP Cable, 35 Feet | PC | 1 | 10 | 1 | 24.09
07498366785 | NK6PC35Y | NK Copper Patch Cord, Category 6, Off Wh | NK Copper Patch Cord, Category 6, Off White UTP Cable, 35 Feet | PC | 1 | 10 | 1 | 24.09
07498368422 | NK6PC35YLY | NK Copper Patch Cord, Category 6, Yellow | NK Copper Patch Cord, Category 6, Yellow UTP Cable, 35 Feet | PC | 1 | 10 | 1 | 24.09
07498306422 | NK6PC3BLY | NK,Cu,PC,Cat6,UTP,Cbl,BL,3ft | The NetKey® Cat 6 UTP Patch Cord is constructed of 24 AWG, unshielded, twisted pair, stranded, CM cable with enhanced performance modular plugs. The patented tangle free latch prevents snags and provides easy release saving time on frequent moves, adds, a | PC | 1 | 10 | 1 | 8.62
61305630970 | NK6PC3BLY-Q | Netkey copper patch cord, category 6, 3f |  | PC | 1 | 25 | 25 | 8.62
07498305560 | NK6PC3BUY | NK,Cu,PC,Cat6,UTP,Cbl,BU,3ft | The NetKey® Cat 6 UTP Patch Cord is constructed of 24 AWG, unshielded, twisted pair, stranded, CM cable with enhanced performance modular plugs. The patented tangle free latch prevents snags and provides easy release saving time on frequent moves, adds, a | PC | 1 | 10 | 1 | 8.62
61305630971 | NK6PC3BUY-Q | Netkey copper patch cord, category 6, 3f |  | PC | 1 | 25 | 25 | 8.62
07498305561 | NK6PC3GRY | NK,Cu,PC,Cat6,UTP,Cbl,GR,3ft | The NetKey® Cat 6 UTP Patch Cord is constructed of 24 AWG, unshielded, twisted pair, stranded, CM cable with enhanced performance modular plugs. The patented tangle free latch prevents snags and provides easy release saving time on frequent moves, adds, a | PC | 1 | 10 | 1 | 8.62
61305630972 | NK6PC3GRY-Q | Netkey copper patch cord, category 6, 3f |  | PC | 1 | 25 | 25 | 8.62
07498350644 | NK6PC3GYY | NK Copper Patch Cord, Category 6, Gray U | NK Copper Patch Cord, Category 6, Gray UTP Cable, 3 Feet | PC | 1 | 10 | 1 | 8.62
61305630973 | NK6PC3GYY-Q | Netkey copper patch cord, category 6, 3f |  | PC | 1 | 25 | 25 | 8.62
61305631033 | NK6PC3MBLY-Q | Netkey copper patch cord, category 6, 3m |  | PC | 1 | 25 | 25 | 11.11
61305631016 | NK6PC3MBUY-Q | Netkey copper patch cord, category 6, 3m |  | PC | 1 | 25 | 25 | 11.11
61305631037 | NK6PC3MGRY-Q | Netkey copper patch cord, category 6, 3m |  | PC | 1 | 25 | 25 | 11.11
61305631040 | NK6PC3MGYY-Q | Netkey copper patch cord, category 6, 3m |  | PC | 1 | 25 | 25 | 11.11
61305631038 | NK6PC3MORY-Q | Netkey copper patch cord, category 6, 3m |  | PC | 1 | 25 | 25 | 11.11
61305631039 | NK6PC3MRDY-Q | Netkey copper patch cord, category 6, 3m |  | PC | 1 | 25 | 25 | 11.11
61305631035 | NK6PC3MVLY-Q | Netkey copper patch cord, category 6, 3m |  | PC | 1 | 25 | 25 | 11.11
61305631036 | NK6PC3MY-Q | Netkey copper patch cord, category 6, 3m |  | PC | 1 | 25 | 25 | 11.11
61305631034 | NK6PC3MYLY-Q | Netkey copper patch cord, category 6, 3m |  | PC | 1 | 25 | 25 | 11.11
07498328272 | NK6PC3ORY | NK Copper Patch Cord, Category 6, Orange | Netkey copper patch cord, category 6, 3 ft., orange UTP cable. | PC | 1 | 10 | 1 | 8.62
61305630974 | NK6PC3ORY-Q | Netkey copper patch cord, category 6, 3f |  | PC | 1 | 25 | 25 | 8.62
07498305562 | NK6PC3RDY | NK,Cu,PC,Cat6,UTP,Cbl,RD,3ft | The NetKey® Cat 6 UTP Patch Cord is constructed of 24 AWG, unshielded, twisted pair, stranded, CM cable with enhanced performance modular plugs. The patented tangle free latch prevents snags and provides easy release saving time on frequent moves, adds, a | PC | 1 | 10 | 1 | 8.62
61305630975 | NK6PC3RDY-Q | Netkey copper patch cord, category 6, 3f |  | PC | 1 | 25 | 25 | 8.62
07498317629 | NK6PC3VLY | NK,Cu,PC,Cat6,UTP,Cbl,VL,3ft | Netkey copper patch cord, category 6, 3 ft., violet UTP cable. | PC | 1 | 10 | 1 | 8.62
61305630976 | NK6PC3VLY-Q | Netkey copper patch cord, category 6, 3f |  | PC | 1 | 25 | 25 | 8.62
07498305559 | NK6PC3Y | NK,Cu,PC,Cat6,UTP,Cbl,IW,3ft | The NetKey® Cat 6 UTP Patch Cord is constructed of 24 AWG, unshielded, twisted pair, stranded, CM cable with enhanced performance modular plugs. The patented tangle free latch prevents snags and provides easy release saving time on frequent moves, adds, a | PC | 1 | 10 | 1 | 8.62
61305630978 | NK6PC3Y-Q | Netkey copper patch cord, category 6, 3f |  | PC | 1 | 25 | 25 | 8.62
07498305563 | NK6PC3YLY | NK,Cu,PC,Cat6,UTP,Cbl,YL,3ft | The NetKey® Cat 6 UTP Patch Cord is constructed of 24 AWG, unshielded, twisted pair, stranded, CM cable with enhanced performance modular plugs. The patented tangle free latch prevents snags and provides easy release saving time on frequent moves, adds, a | PC | 1 | 10 | 1 | 8.62
61305630977 | NK6PC3YLY-Q | Netkey copper patch cord, category 6, 3f |  | PC | 1 | 25 | 25 | 8.62
07498368431 | NK6PC40BLY | NK Copper Patch Cord, Category 6, Black | NK Copper Patch Cord, Category 6, Black UTP Cable, 40 Feet | PC | 1 | 10 | 1 | 26.5
07498368435 | NK6PC40BUY | NK Copper Patch Cord, Category 6, Blue U | NK Copper Patch Cord, Category 6, Blue UTP Cable, 40 Feet | PC | 1 | 10 | 1 | 26.5
07498368428 | NK6PC40GRY | NK Copper Patch Cord, Category 6, Green | NK Copper Patch Cord, Category 6, Green UTP Cable, 40 Feet | PC | 1 | 10 | 1 | 26.5
07498365458 | NK6PC40GYY | NK Copper Patch Cord, Category 6, Gray U | NK Copper Patch Cord, Category 6, Gray UTP Cable, 40 Feet | PC | 1 | 10 | 1 | 26.5
07498368437 | NK6PC40RDY | NK Copper Patch Cord, Category 6, Red UT | NK Copper Patch Cord, Category 6, Red UTP Cable, 40 Feet | PC | 1 | 10 | 1 | 26.5
07498368426 | NK6PC40Y | NK Copper Patch Cord, Category 6, Off Wh | NK Copper Patch Cord, Category 6, Off White UTP Cable, 40 Feet | PC | 1 | 10 | 1 | 26.5
07498368444 | NK6PC40YLY | NK Copper Patch Cord, Category 6, Yellow | NK Copper Patch Cord, Category 6, Yellow UTP Cable, 40 Feet | PC | 1 | 10 | 1 | 26.5
07498368494 | NK6PC45BLY | NK Copper Patch Cord, Category 6, Black | NK Copper Patch Cord, Category 6, Black UTP Cable, 45 Feet | PC | 1 | 10 | 1 | 28.93
07498368474 | NK6PC45BUY | NK Copper Patch Cord, Category 6, Blue U | NK Copper Patch Cord, Category 6, Blue UTP Cable, 45 Feet | PC | 1 | 10 | 1 | 28.93
07498368552 | NK6PC45GRY | NK Copper Patch Cord, Category 6, Green | NK Copper Patch Cord, Category 6, Green UTP Cable, 45 Feet | PC | 1 | 10 | 1 | 28.93
07498365461 | NK6PC45GYY | NK Copper Patch Cord, Category 6, Gray U | NK Copper Patch Cord, Category 6, Gray UTP Cable, 45 Feet | PC | 1 | 10 | 1 | 28.93
07498368513 | NK6PC45RDY | NK Copper Patch Cord, Category 6, Red UT | NK Copper Patch Cord, Category 6, Red UTP Cable, 45 Feet | PC | 1 | 10 | 1 | 28.93
07498368457 | NK6PC45Y | NK Copper Patch Cord, Category 6, Off Wh | NK Copper Patch Cord, Category 6, Off White UTP Cable, 45 Feet | PC | 1 | 10 | 1 | 28.93
07498368551 | NK6PC45YLY | NK Copper Patch Cord, Category 6, Yellow | NK Copper Patch Cord, Category 6, Yellow UTP Cable, 45 Feet | PC | 1 | 10 | 1 | 28.93
07498328980 | NK6PC4BLY | NK Copper Patch Cord, Category 6, Black | Netkey copper patch cord, category 6, 4 ft., black UTP cable. | PC | 1 | 10 | 1 | 9.27
07498328981 | NK6PC4BUY | NK Copper Patch Cord, Category 6, Blue U | Netkey copper patch cord, category 6, 4 ft., blue UTP cable. | PC | 1 | 10 | 1 | 9.27
07498328982 | NK6PC4GRY | NK Copper Patch Cord, Category 6, Green | Netkey copper patch cord, category 6, 4 ft., green UTP cable. | PC | 1 | 10 | 1 | 9.27
07498351338 | NK6PC4GYY | NK Copper Patch Cord, Category 6, Gray U | NK Copper Patch Cord, Category 6, Gray UTP Cable, 4 Feet | PC | 1 | 10 | 1 | 9.27
07498328983 | NK6PC4ORY | NK Copper Patch Cord, Category 6, Orange | Netkey copper patch cord, category 6, 4 ft., orange UTP cable. | PC | 1 | 10 | 1 | 9.27
07498328984 | NK6PC4RDY | NK Copper Patch Cord, Category 6, Red UT | Netkey copper patch cord, category 6, 4 ft., red UTP cable. | PC | 1 | 10 | 1 | 9.27
07498328987 | NK6PC4VLY | NK Copper Patch Cord, Category 6, Violet | Netkey copper patch cord, category 6, 4 ft., violet UTP cable. | PC | 1 | 10 | 1 | 9.27
07498328986 | NK6PC4Y | NK Copper Patch Cord, Category 6, Off Wh | Netkey copper patch cord, category 6, 4 ft., off white UTP cable. | PC | 1 | 10 | 1 | 9.27
07498328985 | NK6PC4YLY | NK Copper Patch Cord, Category 6, Yellow | Netkey copper patch cord, category 6, 4 ft., yellow UTP cable. | PC | 1 | 10 | 1 | 9.27
07498368664 | NK6PC50BLY | NK Copper Patch Cord, Category 6, Black | NK Copper Patch Cord, Category 6, Black UTP Cable, 50 Feet | PC | 1 | 10 | 1 | 31.35
07498368662 | NK6PC50BUY | NK Copper Patch Cord, Category 6, Blue U | NK Copper Patch Cord, Category 6, Blue UTP Cable, 50 Feet | PC | 1 | 10 | 1 | 31.35
07498368656 | NK6PC50GRY | NK Copper Patch Cord, Category 6, Green | NK Copper Patch Cord, Category 6, Green UTP Cable, 50 Feet | PC | 1 | 10 | 1 | 31.35
07498365487 | NK6PC50GYY | NK Copper Patch Cord, Category 6, Gray U | NK Copper Patch Cord, Category 6, Gray UTP Cable, 50 Feet | PC | 1 | 10 | 1 | 31.35
07498368713 | NK6PC50RDY | NK Copper Patch Cord, Category 6, Red UT | NK Copper Patch Cord, Category 6, Red UTP Cable, 50 Feet | PC | 1 | 10 | 1 | 31.35
07498368563 | NK6PC50Y | NK Copper Patch Cord, Category 6, Off Wh | NK Copper Patch Cord, Category 6, Off White UTP Cable, 50 Feet | PC | 1 | 10 | 1 | 31.35
07498368756 | NK6PC50YLY | NK Copper Patch Cord, Category 6, Yellow | NK Copper Patch Cord, Category 6, Yellow UTP Cable, 50 Feet | PC | 1 | 10 | 1 | 31.35
07498306423 | NK6PC5BLY | NK,Cu,PC,Cat6,UTP,Cbl,BL,5ft | The NetKey® Cat 6 UTP Patch Cord is constructed of 24 AWG, unshielded, twisted pair, stranded, CM cable with enhanced performance modular plugs. The patented tangle free latch prevents snags and provides easy release saving time on frequent moves, adds, a | PC | 1 | 10 | 1 | 9.78
61305630988 | NK6PC5BLY-Q | Netkey copper patch cord, category 6, 5 |  | PC | 1 | 25 | 25 | 9.78
07498305565 | NK6PC5BUY | NK,Cu,PC,Cat6,UTP,Cbl,BU,5ft | The NetKey® Cat 6 UTP Patch Cord is constructed of 24 AWG, unshielded, twisted pair, stranded, CM cable with enhanced performance modular plugs. The patented tangle free latch prevents snags and provides easy release saving time on frequent moves, adds, a | PC | 1 | 10 | 1 | 9.78
61305630990 | NK6PC5BUY-Q | Netkey copper patch cord, category 6, 5 |  | PC | 1 | 25 | 25 | 9.78
07498305566 | NK6PC5GRY | NK,Cu,PC,Cat6,UTP,Cbl,GR,5ft | The NetKey® Cat 6 UTP Patch Cord is constructed of 24 AWG, unshielded, twisted pair, stranded, CM cable with enhanced performance modular plugs. The patented tangle free latch prevents snags and provides easy release saving time on frequent moves, adds, a | PC | 1 | 10 | 1 | 9.78
61305630991 | NK6PC5GRY-Q | Netkey copper patch cord, category 6, 5 |  | PC | 1 | 25 | 25 | 9.78
07498351344 | NK6PC5GYY | NK Copper Patch Cord, Category 6, Gray U | NK Copper Patch Cord, Category 6, Gray UTP Cable, 5 Feet | PC | 1 | 10 | 1 | 9.78
61305630992 | NK6PC5GYY-Q | Netkey copper patch cord, category 6, 5 |  | PC | 1 | 25 | 25 | 9.78
07498328275 | NK6PC5ORY | NK Copper Patch Cord, Category 6, Orange | Netkey copper patch cord, category 6, 5 ft., orange UTP cable. | PC | 1 | 10 | 1 | 9.78
61305630993 | NK6PC5ORY-Q | Netkey copper patch cord, category 6, 5 |  | PC | 1 | 25 | 25 | 9.78
07498305567 | NK6PC5RDY | NK,Cu,PC,Cat6,UTP,Cbl,RD,5ft | The NetKey® Cat 6 UTP Patch Cord is constructed of 24 AWG, unshielded, twisted pair, stranded, CM cable with enhanced performance modular plugs. The patented tangle free latch prevents snags and provides easy release saving time on frequent moves, adds, a | PC | 1 | 10 | 1 | 9.78
61305630994 | NK6PC5RDY-Q | Netkey copper patch cord, category 6, 5 |  | PC | 1 | 25 | 25 | 9.78
07498317630 | NK6PC5VLY | NK,Cu,PC,Cat6,UTP,Cbl,VL,5ft | Netkey copper patch cord, category 6, 5 ft., violet UTP cable. | PC | 1 | 10 | 1 | 9.78
61305630995 | NK6PC5VLY-Q | Netkey copper patch cord, category 6, 5 |  | PC | 1 | 25 | 25 | 9.78
07498305564 | NK6PC5Y | NK,Cu,PC,Cat6,UTP,Cbl,IW,5ft | The NetKey® Cat 6 UTP Patch Cord is constructed of 24 AWG, unshielded, twisted pair, stranded, CM cable with enhanced performance modular plugs. The patented tangle free latch prevents snags and provides easy release saving time on frequent moves, adds, a | PC | 1 | 10 | 1 | 9.78
61305630997 | NK6PC5Y-Q | Netkey copper patch cord, category 6, 5 |  | PC | 1 | 25 | 25 | 9.78
07498305568 | NK6PC5YLY | NK,Cu,PC,Cat6,UTP,Cbl,YL,5ft | The NetKey® Cat 6 UTP Patch Cord is constructed of 24 AWG, unshielded, twisted pair, stranded, CM cable with enhanced performance modular plugs. The patented tangle free latch prevents snags and provides easy release saving time on frequent moves, adds, a | PC | 1 | 10 | 1 | 9.78
61305630996 | NK6PC5YLY-Q | Netkey copper patch cord, category 6, 5 |  | PC | 1 | 25 | 25 | 9.78
07498328988 | NK6PC6BLY | NK Copper Patch Cord, Category 6, Black | Netkey copper patch cord, category 6, 6 ft., black UTP cable. | PC | 1 | 10 | 1 | 10.4
07498328989 | NK6PC6BUY | NK Copper Patch Cord, Category 6, Blue U | Netkey copper patch cord, category 6, 6 ft., blue UTP cable. | PC | 1 | 10 | 1 | 10.4
07498328990 | NK6PC6GRY | NK Copper Patch Cord, Category 6, Green | Netkey copper patch cord, category 6, 6 ft., green UTP cable. | PC | 1 | 10 | 1 | 10.4
07498351372 | NK6PC6GYY | NK Copper Patch Cord, Category 6, Gray U | NK Copper Patch Cord, Category 6, Gray UTP Cable, 6 Feet | PC | 1 | 10 | 1 | 10.4
07498328991 | NK6PC6ORY | NK Copper Patch Cord, Category 6, Orange | Netkey copper patch cord, category 6, 6 ft., orange UTP cable. | PC | 1 | 10 | 1 | 10.4
07498328992 | NK6PC6RDY | NK Copper Patch Cord, Category 6, Red UT | Netkey copper patch cord, category 6, 6 ft., red UTP cable. | PC | 1 | 10 | 1 | 10.4
07498328993 | NK6PC6VLY | NK Copper Patch Cord, Category 6, Violet | Netkey copper patch cord, category 6, 6 ft., violet UTP cable. | PC | 1 | 10 | 1 | 10.4
07498328995 | NK6PC6Y | NK Copper Patch Cord, Category 6, Off Wh | Netkey copper patch cord, category 6, 6 ft., off white UTP cable. | PC | 1 | 10 | 1 | 10.4
07498328994 | NK6PC6YLY | NK Copper Patch Cord, Category 6, Yellow | Netkey copper patch cord, category 6, 6 ft., yellow UTP cable. | PC | 1 | 10 | 1 | 10.4
07498306424 | NK6PC7BLY | NK,Cu,PC,Cat6,UTP,Cbl,BL,7ft | The NetKey® Cat 6 UTP Patch Cord is constructed of 24 AWG, unshielded, twisted pair, stranded, CM cable with enhanced performance modular plugs. The patented tangle free latch prevents snags and provides easy release saving time on frequent moves, adds, a | PC | 1 | 10 | 1 | 11.03
61305630999 | NK6PC7BLY-Q | Netkey copper patch cord, category 6, 7 |  | PC | 1 | 25 | 25 | 11.03
07498305570 | NK6PC7BUY | NK,Cu,PC,Cat6,UTP,Cbl,BU,7ft | The NetKey® Cat 6 UTP Patch Cord is constructed of 24 AWG, unshielded, twisted pair, stranded, CM cable with enhanced performance modular plugs. The patented tangle free latch prevents snags and provides easy release saving time on frequent moves, adds, a | PC | 1 | 10 | 1 | 11.03
61305630998 | NK6PC7BUY-Q | Netkey copper patch cord, category 6, 7 |  | PC | 1 | 25 | 25 | 11.03
07498305571 | NK6PC7GRY | NK,Cu,PC,Cat6,UTP,Cbl,GR,7ft | The NetKey® Cat 6 UTP Patch Cord is constructed of 24 AWG, unshielded, twisted pair, stranded, CM cable with enhanced performance modular plugs. The patented tangle free latch prevents snags and provides easy release saving time on frequent moves, adds, a | PC | 1 | 10 | 1 | 11.03
61305631001 | NK6PC7GRY-Q | Netkey copper patch cord, category 6, 7 |  | PC | 1 | 25 | 25 | 11.03
07498364302 | NK6PC7GYY | NK Copper Patch Cord, Category 6, Gray U | NK Copper Patch Cord, Category 6, Gray UTP Cable, 7 Feet | PC | 1 | 10 | 1 | 11.03
61305631000 | NK6PC7GYY-Q | Netkey copper patch cord, category 6, 7 |  | PC | 1 | 25 | 25 | 11.03
07498328277 | NK6PC7ORY | NK Copper Patch Cord, Category 6, Orange | Netkey copper patch cord, category 6, 7 ft., orange UTP cable. | PC | 1 | 10 | 1 | 11.03
61305631002 | NK6PC7ORY-Q | Netkey copper patch cord, category 6, 7 |  | PC | 1 | 25 | 25 | 11.03
07498305572 | NK6PC7RDY | NK,Cu,PC,Cat6,UTP,Cbl,RD,7ft | The NetKey® Cat 6 UTP Patch Cord is constructed of 24 AWG, unshielded, twisted pair, stranded, CM cable with enhanced performance modular plugs. The patented tangle free latch prevents snags and provides easy release saving time on frequent moves, adds, a | PC | 1 | 10 | 1 | 11.03
61305631003 | NK6PC7RDY-Q | Netkey copper patch cord, category 6, 7 |  | PC | 1 | 25 | 25 | 11.03
07498317631 | NK6PC7VLY | NK,Cu,PC,Cat6,UTP,Cbl,VL,7ft | Netkey copper patch cord, category 6, 7 ft., violet UTP cable. | PC | 1 | 10 | 1 | 11.03
61305631004 | NK6PC7VLY-Q | Netkey copper patch cord, category 6, 7 |  | PC | 1 | 25 | 25 | 11.03
07498305569 | NK6PC7Y | NK,Cu,PC,Cat6,UTP,Cbl,IW,7ft | The NetKey® Cat 6 UTP Patch Cord is constructed of 24 AWG, unshielded, twisted pair, stranded, CM cable with enhanced performance modular plugs. The patented tangle free latch prevents snags and provides easy release saving time on frequent moves, adds, a | PC | 1 | 10 | 1 | 11.03
61305631006 | NK6PC7Y-Q | Netkey copper patch cord, category 6, 7 |  | PC | 1 | 25 | 25 | 11.03
07498305573 | NK6PC7YLY | NK,Cu,PC,Cat6,UTP,Cbl,YL,7ft | The NetKey® Cat 6 UTP Patch Cord is constructed of 24 AWG, unshielded, twisted pair, stranded, CM cable with enhanced performance modular plugs. The patented tangle free latch prevents snags and provides easy release saving time on frequent moves, adds, a | PC | 1 | 10 | 1 | 11.03
61305631005 | NK6PC7YLY-Q | Netkey copper patch cord, category 6, 7 |  | PC | 1 | 25 | 25 | 11.03
07498328996 | NK6PC8BLY | NK Copper Patch Cord, Category 6, Black | Netkey copper patch cord, category 6, 8 ft., black UTP cable. | PC | 1 | 10 | 1 | 11.66
07498328997 | NK6PC8BUY | NK Copper Patch Cord, Category 6, Blue U | Netkey copper patch cord, category 6, 8 ft., blue UTP cable. | PC | 1 | 10 | 1 | 11.66
07498328998 | NK6PC8GRY | NK Copper Patch Cord, Category 6, Green | Netkey copper patch cord, category 6, 8 ft., green UTP cable. | PC | 1 | 10 | 1 | 11.66
07498364357 | NK6PC8GYY | NK Copper Patch Cord, Category 6, Gray U | NK Copper Patch Cord, Category 6, Gray UTP Cable, 8 Feet | PC | 1 | 10 | 1 | 11.66
07498328999 | NK6PC8ORY | NK Copper Patch Cord, Category 6, Orange | Netkey copper patch cord, category 6, 8 ft., orange UTP cable. | PC | 1 | 10 | 1 | 11.66
07498329000 | NK6PC8RDY | NK Copper Patch Cord, Category 6, Red UT | Netkey copper patch cord, category 6, 8 ft., red UTP cable. | PC | 1 | 10 | 1 | 11.66
07498329001 | NK6PC8VLY | NK Copper Patch Cord, Category 6, Violet | Netkey copper patch cord, category 6, 8 ft., violet UTP cable. | PC | 1 | 10 | 1 | 11.66
07498329003 | NK6PC8Y | NK Copper Patch Cord, Category 6, Off Wh | Netkey copper patch cord, category 6, 8 ft., off white UTP cable. | PC | 1 | 10 | 1 | 11.66
07498329002 | NK6PC8YLY | NK Copper Patch Cord, Category 6, Yellow | Netkey copper patch cord, category 6, 8 ft., yellow UTP cable. | PC | 1 | 10 | 1 | 11.66
07498329004 | NK6PC9BLY | NK Copper Patch Cord, Category 6, Black | Netkey copper patch cord, category 6, 9 ft., black UTP cable. | PC | 1 | 10 | 1 | 12.28
07498305575 | NK6PC9BUY | NK,Cu,PC,Cat6,UTP,Cbl,BU,9ft | Netkey copper patch cord, category 6, 9 ft., blue UTP cable. | PC | 1 | 10 | 1 | 12.28
07498305576 | NK6PC9GRY | NK,Cu,PC,Cat6,UTP,Cbl,GY,9ft | Netkey copper patch cord, category 6, 9 ft., Green UTP cable. | PC | 1 | 10 | 1 | 12.28
07498364392 | NK6PC9GYY | NK Copper Patch Cord, Category 6, Gray U | NK Copper Patch Cord, Category 6, Gray UTP Cable, 9 Feet | PC | 1 | 10 | 1 | 12.28
07498329005 | NK6PC9ORY | NK Copper Patch Cord, Category 6, Orange | Netkey copper patch cord, category 6, 9 ft., orange UTP cable. | PC | 1 | 10 | 1 | 12.28
07498305577 | NK6PC9RDY | NK,Cu,PC,Cat6,UTP,Cbl,RD,9ft | Netkey copper patch cord, category 6, 9 ft., red UTP cable. | PC | 1 | 10 | 1 | 12.28
07498329006 | NK6PC9VLY | NK Copper Patch Cord, Category 6, Violet | Netkey copper patch cord, category 6, 9 ft., violet UTP cable. | PC | 1 | 10 | 1 | 12.28
07498305574 | NK6PC9Y | NK,Cu,PC,Cat6,UTP,Cbl,IW,9ft | Netkey copper patch cord, category 6, 9 ft., off white UTP cable. | PC | 1 | 10 | 1 | 12.28
07498305578 | NK6PC9YLY | NK,Cu,PC,Cat6,UTP,Cbl,YL,9ft | Netkey copper patch cord, category 6, 9 ft., yellow UTP cable. | PC | 1 | 10 | 1 | 12.28
07498305579 | NK6PPG12WY | NK,P,PP,Cat6,Flat,12P,Wall Mnt.EA | NetKey 12-port category 6 punchdown flat patch panel in black. Mounts to the 89D bracket. | PC | 1 | 1 | 1 | 171.75
07498305580 | NK6PPG24Y | NK,P,PP,Cat6,Flat,24P,1RU,EA | The NetKey® Flat Punchdown Keystone Patch Panel terminates 4-pair, 22–26 AWG, 100-ohm twisted pair cable. These Cat 6 patch panels mount to 19" and 23" racks and incudes 24 ports. The RJ45 interface provides a quick plug and play connection to RJ45 patch | PC | 1 | 1 | 1 | 286.27
07498305581 | NK6PPG48Y | NK,P,PP,Cat6,Flat,48P,2RU,EA | The NetKey® Flat Punchdown Keystone Patch Panel terminates 4-pair, 22–26 AWG, 100 ohm twisted pair cable. These Cat 6 patch panels mount to 19" and 23" racks and incudes 48 ports. The RJ45 interface provides a quick plug and play connection to RJ45 patch | PC | 1 | 1 | 1 | 561.09
07498343802 | NK6TMBL | NK,Cat6,UTP,JackMod,TPStyle,BL,EA | The NetKey® Cat 6 UTP TP Keystone Jack Module is designed to terminate 4-pair, 22–26 AWG twisted pair cable. Each module is 100% factory tested to exceed industry standard performance requirements. Contacts are plated with 50 microinches of gold for super | PC | 1 | 50 | 1 | 8.07
07498343823 | NK6TMBU | NK,Cat6,UTP,JackMod,TPStyle,BU,EA | The NetKey® Cat 6 UTP TP Keystone Jack Module is designed to terminate 4-pair, 22–26 AWG twisted pair cable. Each module is 100% factory tested to exceed industry standard performance requirements. Contacts are plated with 50 microinches of gold for super | PC | 1 | 50 | 1 | 8.07
07498343808 | NK6TMEI | NK,Cat6,UTP,JackMod,TPStyle,EI,EA | Category 6, 8-position, 8-wire Keystone jack module, electric ivory. | PC | 1 | 10 | 1 | 8.07
07498343826 | NK6TMGR | NK,Cat6,UTP,JackMod,TPStyle,GR,EA | Category 6, 8-position, 8-wire Keystone jack module, green. | PC | 1 | 10 | 1 | 8.07
07498343814 | NK6TMIG | NK,Cat6,UTP,JackMod,TPStyle,IG,EA | Category 6, 8-position, 8-wire Keystone jack module, international gray. | PC | 1 | 10 | 1 | 8.07
07498343805 | NK6TMIW | NK,Cat6,UTP,JackMod,TPStyle,IW,EA | The NetKey® Cat 6 UTP TP Keystone Jack Module is designed to terminate 4-pair, 22–26 AWG twisted pair cable. Each module is 100% factory tested to exceed industry standard performance requirements. Contacts are plated with 50 microinches of gold for super | PC | 1 | 25 | 1 | 8.07
07498343817 | NK6TMOR | NK,Cat6,UTP,JackMod,TPStyle,OR,EA | Category 6, 8-position, 8-wire Keystone jack module, orange. | PC | 1 | 10 | 1 | 8.07
07498343820 | NK6TMRD | NK,Cat6,UTP,JackMod,TPStyle,RD,EA | Category 6, 8-position, 8-wire Keystone jack module, red. | PC | 1 | 10 | 1 | 8.07
07498343811 | NK6TMWH | NK,Cat6,UTP,JackMod,TPStyle,WH,EA | The NetKey® Cat 6 UTP TP Keystone Jack Module is designed to terminate 4-pair, 22–26 AWG twisted pair cable. Each module is 100% factory tested to exceed industry standard performance requirements. Contacts are plated with 50 microinches of gold for super | PC | 1 | 25 | 1 | 8.07
07498343829 | NK6TMYL | NK,Cat6,UTP,JackMod,TPStyle,YL,EA | The NetKey® Cat 6 UTP TP Keystone Jack Module is designed to terminate 4-pair, 22–26 AWG twisted pair cable. Each module is 100% factory tested to exceed industry standard performance requirements. Contacts are plated with 50 microinches of gold for super | PC | 1 | 10 | 1 | 8.07
07498372220 | NK6X88MBL | Cat6A,NetKey,PunchdownMod,BL,EA | The NetKey® Cat 6A UTP RJ45 Punchdown Keystone Jack Module is designed to terminate 4-pair, 22–26 AWG twisted pair cable. Each module is 100% factory tested to exceed industry standard performance requirements. Contacts are plated with 50 microinches of g | PC | 1 | 25 | 1 | 16.02
07498306763 | NK6X88MBL-Q | NetKey Cat6a Punchdown Jack Module, 25 p | The NetKey® Cat 6A UTP RJ45 Punchdown Keystone Jack Module is designed to terminate 4-pair, 22–26 AWG twisted pair cable. Each jack is 100% factory tested to exceed industry standard performance requirements. Contacts are plated with 50 microinches of gol | PC | 1 | 25 | 25 | 15.2
07498372222 | NK6X88MBU | Cat6A,NetKey,PunchdownMod,BU,EA | The NetKey® Cat 6A UTP RJ45 Punchdown Keystone Jack Module is designed to terminate 4-pair, 22–26 AWG twisted pair cable. Each module is 100% factory tested to exceed industry standard performance requirements. Contacts are plated with 50 microinches of g | PC | 1 | 25 | 1 | 16.02
07498306764 | NK6X88MBU-Q | NetKey Cat6a Punchdown Jack Module, 25 p | The NetKey® Cat 6A UTP RJ45 Punchdown Keystone Jack Module is designed to terminate 4-pair, 22–26 AWG twisted pair cable. Each jack is 100% factory tested to exceed industry standard performance requirements. Contacts are plated with 50 microinches of gol | PC | 1 | 25 | 25 | 15.2
07498372223 | NK6X88MEI | Cat6A,NetKey,PunchdownMod,EI,EA | Category 6A, 8-position, 8-wire, keystone punchdown jack modules, electric ivory. | PC | 1 | 10 | 1 | 16.02
07498306768 | NK6X88MEI-Q | NetKey Cat6a Punchdown Jack Module, 25 p | NetKey Cat6a Punchdown Jack Module, 25 pack, Electric Ivory | PC | 1 | 25 | 25 | 15.2
07498372224 | NK6X88MGR | Cat6A,NetKey,PunchdownMod,GR,EA | Category 6A, 8-position, 8-wire, keystone punchdown jack modules, green. | PC | 1 | 10 | 1 | 16.02
07498306772 | NK6X88MGR-Q | NetKey Cat6a Punchdown Jack Module, 25 p | NetKey Cat6a Punchdown Jack Module, 25 pack, Green | PC | 1 | 25 | 25 | 15.2
07498372226 | NK6X88MIG | Cat6A,NetKey,PunchdownMod,IG,EA | Category 6A, 8-position, 8-wire, keystone punchdown jack modules, international gray. | PC | 1 | 10 | 1 | 16.02
07498306774 | NK6X88MIG-Q | NetKey Cat6a Punchdown Jack Module, 25 p | NetKey Cat6a Punchdown Jack Module, 25 pack, Int'l Gray | PC | 1 | 25 | 25 | 15.2
07498372231 | NK6X88MIW | Cat6A,NetKey,PunchdownMod,IW,EA | Category 6A, 8-position, 8-wire, keystone punchdown jack modules, international white. | PC | 1 | 10 | 1 | 16.02
07498306762 | NK6X88MIW-Q | NetKey Cat6a Punchdown Jack Module, 25 p | NetKey Cat6a Punchdown Jack Module, 25 pack, Int'l White | PC | 1 | 25 | 25 | 15.2
07498372232 | NK6X88MOR | Cat6A,NetKey,PunchdownMod,OR,EA | Category 6A, 8-position, 8-wire, keystone punchdown jack modules, orange. | PC | 1 | 10 | 1 | 16.02
07498306766 | NK6X88MOR-Q | NetKey Cat6a Punchdown Jack Module, 25 p | NetKey Cat6a Punchdown Jack Module, 25 pack, Orange | PC | 1 | 25 | 25 | 15.2
07498372233 | NK6X88MRD | Cat6A,NetKey,PunchdownMod,RD,EA | Category 6A, 8-position, 8-wire, keystone punchdown jack modules, red. | PC | 1 | 10 | 1 | 16.02
07498306770 | NK6X88MRD-Q | NetKey Cat6a Punchdown Jack Module, 25 p | NetKey Cat6a Punchdown Jack Module, 25 pack, Red | PC | 1 | 25 | 25 | 15.2
07498372235 | NK6X88MVL | Cat6A,NetKey,PunchdownMod,VL,EA | Category 6A, 8-position, 8-wire, keystone punchdown jack modules, violet. | PC | 1 | 10 | 1 | 16.02
07498372238 | NK6X88MWH | Cat6A,NetKey,PunchdownMod,WH,EA | The NetKey® Cat 6A UTP RJ45 Punchdown Keystone Jack Module is designed to terminate 4-pair, 22–26 AWG twisted pair cable. Each module is 100% factory tested to exceed industry standard performance requirements. Contacts are plated with 50 microinches of g | PC | 1 | 10 | 1 | 16.02
07498306767 | NK6X88MWH-Q | NetKey Cat6a Punchdown Jack Module, 25 p | The NetKey® Cat 6A UTP RJ45 Punchdown Keystone Jack Module is designed to terminate 4-pair, 22–26 AWG twisted pair cable. Each jack is 100% factory tested to exceed industry standard performance requirements. Contacts are plated with 50 microinches of gol | PC | 1 | 25 | 25 | 15.2
07498372242 | NK6X88MYL | Cat6A,NetKey,PunchdownMod,YL,EA | Category 6A, 8-position, 8-wire, keystone punchdown jack modules, yellow. | PC | 1 | 10 | 1 | 16.02
07498306773 | NK6X88MYL-Q | NetKey Cat6a Punchdown Jack Module, 25 p | NetKey Cat6a Punchdown Jack Module, 25 pack, Yellow | PC | 1 | 25 | 25 | 15.2
07498306810 | NK6XPPG24Y | NK,P,PP,Cat6A,24P,1RU,EA | The NetKey® Cat 6A UTP Flat Punchdown Patch Panel terminates 4-pair, 22–26 AWG, twisted pair cable. These Cat 6A patch panels mount to 19 inch and 23 inch racks and incude 24 ports. Each module is 100% factory tested to exceed industry standard performanc | PC | 1 | 1 | 1 | 409.63
07498306812 | NK6XPPG48Y | NK,P,PP,Cat6A,48P,2RU,EA | The NetKey® Cat 6A UTP Flat Punchdown Patch Panel terminates 4-pair, 22–26 AWG, twisted pair cable. These Cat 6A patch panels mount to 19 inch and 23 inch racks and incude 48 ports. Each module is 100% factory tested to exceed industry standard performanc | PC | 1 | 1 | 1 | 836
07498303076 | NK8FBL | NK,8Pt,Screw-On,Faceplate,w/L,BL,EA | NetKey double gang, flush mount vertical faceplate , accepts eight keystone modules, includes label and label cover. Black. | PC | 1 | 10 | 1 | 5.28
07498303073 | NK8FEI | NK,8Pt,Screw-On,Faceplate,w/L,EI,EA | NetKey double gang, flush mount vertical faceplate , accepts eight keystone modules, includes label and label cover. Electric Ivory | PC | 1 | 10 | 1 | 5.28
07498303075 | NK8FIG | NK,8Pt,Screw-On,Faceplate,w/L,IG,EA | NetKey double gang, flush mount vertical faceplate , accepts eight keystone modules, includes label and label cover. International Gray | PC | 1 | 10 | 1 | 5.28
07498303072 | NK8FIW | NK,8Pt,Screw-On,Faceplate,w/L,IW,EA | NetKey double gang, flush mount vertical faceplate , accepts eight keystone modules, includes label and label cover. Off White | PC | 1 | 10 | 1 | 5.28
07498303074 | NK8FWH | NK,8Pt,Screw-On,Faceplate,w/L,WH,EA | NetKey double gang, flush mount vertical faceplate , accepts eight keystone modules, includes label and label cover. White | PC | 1 | 10 | 1 | 5.28
07498342940 | NKA5EPPG24Y | NK,P,PP,Cat 5e,Angled,24P,EA | NetKey 24-port category 5e punchdown flat angled patch panel in black, (1 RU). | PC | 1 | 1 | 1 | 329.91
07498343057 | NKA5EPPG48Y | NK,P,PP,Cat 5e,Angled,48P,EA | NetKey 48-port category 5e punchdown flat angled patch panel in black, (2 RU). | PC | 1 | 1 | 1 | 659.66
07498364138 | NKA6PPG24Y | NK,P,PP,Cat6,Angled,24P,EA | The NetKey® Cat 6 UTP Angled Punchdown Patch Panel terminates 4-pair, 22–26 AWG, twisted pair cable. These Cat 6 patch panels mount to 19 inch and 23 inch racks and incude 24 ports. Each module is 100% factory tested to exceed industry standard performanc | PC | 1 | 1 | 1 | 413.16
07498343060 | NKA6PPG48Y | NK,P,PP,Cat6,Angled,48P,EA | The NetKey® Cat 6 UTP Angled Punchdown Patch Panel terminates 4-pair, 22–26 AWG, twisted pair cable. These Cat 6 patch panels mount to 19 inch and 23 inch racks and incude 48 ports. Each module is 100% factory tested to exceed industry standard performanc | PC | 1 | 1 | 1 | 891.19
07498306811 | NKA6XPPG24Y | NK,P,PP,Cat6A,Angled,24P,1RU,EA | The NetKey® Cat 6A UTP Angled Punchdown Patch Panel terminates 4-pair, 22–26 AWG, twisted pair cable. These Cat 6A patch panels mount to 19 inch and 23 inch racks and incude 24 ports. Each module is 100% factory tested to exceed industry standard performa | PC | 1 | 1 | 1 | 512.05
07498307054 | NKA6XPPG48Y | NK,P,PP,Cat6A,Angled,48P,2RU,EA | The NetKey® Cat 6A UTP Angled Punchdown Patch Panel terminates 4-pair, 22–26 AWG, twisted pair cable. These Cat 6A patch panels mount to 19 inch and 23 inch racks and incude 48 ports. Each module is 100% factory tested to exceed industry standard performa | PC | 1 | 1 | 1 | 1045
07498386038 | NKBMBL-X | NK Blank Module.BL,PK10 | The NetKey® blank module reserves a one module space in NetKey Patch Panels, Faceplates, and Surface Mount Boxes for future use and is black. | PC | 1 | 10 | 10 | .34
07498386035 | NKBMEI-X | NK Blank Module.EI,PK10 | Blank keystone module reserves space for future use. | PC | 1 | 10 | 10 | .34
07498386036 | NKBMIG-X | NK Blank Module.IG,PK10 | Blank keystone module reserves space for future use. International Gray. | PC | 1 | 10 | 10 | .34
07498386034 | NKBMIW-X | NK Blank Module.IW,PK10 | The NetKey® blank module reserves a one module space in NetKey Patch Panels, Faceplates, and Surface Mount Boxes for future use and is off white. | PC | 1 | 10 | 10 | .34
07498386037 | NKBMWH-X | NK Blank Module.WH,PK10 | The NetKey® blank module reserves a one module space in NetKey Patch Panels, Faceplates, and Surface Mount Boxes for future use and is white. | PC | 1 | 10 | 10 | .34
07498305582 | NKBNCMBLY | NK, BNC 50 ohm,BL,EA | Keystone module supplied with 50 ohm industry standard coax bulkhead coupler. | PC | 1 | 1 | 1 | 6.8
07498305583 | NKBNCMEIY | NK, BNC 50 ohm,EI,EA | Keystone module supplied with 50 ohm industry standard coax bulkhead coupler. | PC | 1 | 1 | 1 | 6.8
07498305584 | NKBNCMIGY | NK, BNC 50 ohm,IG,EA | Keystone module supplied with 50 ohm industry standard coax bulkhead coupler. International Gray. | PC | 1 | 1 | 1 | 6.8
07498305585 | NKBNCMIWY | NK, BNC 50 ohm,IW,EA | Keystone module supplied with 50 ohm industry standard coax bulkhead coupler. Off White. | PC | 1 | 1 | 1 | 6.8
07498305586 | NKBNCMWHY | NK, BNC 50 ohm,WH,EA | Keystone module supplied with 50 ohm industry standard coax bulkhead coupler. White. | PC | 1 | 1 | 1 | 6.8
07498339785 | NKBTA1IW-X | NK,Adapter,Bticino Faceplate,IW,PK10 | NetKey adapter compatible with Bticino Living International series faceplates, accepts one keystone module. Off White. | PC | 1 | 10 | 10 | 3.86
61305616633 | NKDLCMZAQ | NK,LC,DPLX,Adptr,Mod,AQ,Zir,Cer,EA | Keystone module supplied with one LC Sr./Jr. SFF duplex adapter with zirconia ceramic split sleeves. Aqua. | PC | 1 | 10 | 1 | 15.62
07498365721 | NKDLCMZBL | NK,LC,DPLX,Adptr,Mod,BL,Cer,SM,EA | The NetKey® Module is supplied with one LC Sr./Jr. SFF duplex adapter. It features zirconia ceramic split sleeves and is black. | PC | 1 | 10 | 1 | 15.62
07498365698 | NKDLCMZEI | NK,LC,DPLX,Adptr,Mod,EI,Cer,SM,EA | NK module supplied with one LC Sr./Jr. SFF duplex adapter with zirconia ceramic split sleeves. Electric Ivory | PC | 1 | 10 | 1 | 15.62
07498365720 | NKDLCMZIG | NK,LC,DPLX,Adptr,Mod,IG,Cer,SM,EA | NK module supplied with one LC Sr./Jr. SFF duplex adapter with zirconia ceramic split sleeves. Intl Gray. | PC | 1 | 10 | 1 | 15.62
07498365696 | NKDLCMZIW | NK,LC,DPLX,Adptr,Mod,IW,Cer,SM,EA | NK module supplied with one LC Sr./Jr. SFF duplex adapter with zirconia ceramic split sleeves. Intl White | PC | 1 | 10 | 1 | 15.62
07498365719 | NKDLCMZWH | NK,LC,DPLX,Adptr,Mod,WH,Cer,SM,EA | NK module supplied with one LC Sr./Jr. SFF duplex adapter with zirconia ceramic split sleeves. White. | PC | 1 | 10 | 1 | 15.62
07498366680 | NKF2S | NK,2Pt,SG,SS,Vert.Faceplate,EA | NetKey stainless steel single gang faceplate accepts two keystone Modules, includes label and label cover. | PC | 1 | 10 | 1 | 8.23
07498366681 | NKF4S | NK,4Pt,SG,SS,Vert.Faceplate,EA | NetKey stainless steel single gang faceplate accepts four keystone Modules, includes label and label cover. | PC | 1 | 10 | 1 | 8.23
07498366690 | NKF6S | NK,6Pt,SG,SS,Vert.Faceplate,EA | NetKey stainless steel single gang faceplate accepts six keystone Modules, includes label and label cover. | PC | 1 | 10 | 1 | 8.23
07498346675 | NKFBL | NK, Type F Module,BL,EA | Keystone module supplied with 3.0 GHz industry standard F-Type coax bulkhead coupler, black. | PC | 1 | 1 | 1 | 2.72
07498328661 | NKFD1W12BUDLCZ | NK,eDrawerw/12DPLX,LCAdptrs,BU,EA | The NetKey® Fiber Drawer comes preloaded with 12 LC Duplex adapters for OS1/OS2 singlemode fiber. It features zirconia split sleeves. | PC | 1 | 1 | 1 | 434.27
07498328660 | NKFD1W12BUDSCZ | NK,eDrawerw/12DPLX,SC,Adptrs,BU,EA | The NetKey® Fiber Drawer comes preloaded with 12 SC Duplex adapters for OS1/OS2 singlemode fiber. It features zirconia split sleeves. | PC | 1 | 1 | 1 | 509.72
07498328655 | NKFD1W24BUDLCZ | NKeDrawerw/24DPLX,LCAdptrs,BU,EA | The NetKey® Fiber Drawer comes preloaded with 24 LC Duplex adapters for OS1/OS2 singlemode fiber for fast and easy cabling and installation. | PC | 1 | 1 | 1 | 612.73
07498328651 | NKFD1W6BUDSCZ | NK,eDrawerw/6DPLX,SC,Adptrs,BU,EA | NK Pre-loaded fiber drawer with 6 SC duplex adapters for OS1/OS2 single-mode fiber. | PC | 1 | 1 | 1 | 347.62
07498346676 | NKFEI | NK, Type F Module,EI,EA | Keystone module supplied with 3.0 GHz industry standard F-Type coax bulkhead coupler, electric ivory. | PC | 1 | 1 | 1 | 2.72
07498347516 | NKFIG | NK, Type F Module,IG,EA | Keystone module supplied with 3.0 GHz industry standard F-Type coax bulkhead coupler, international gray. | PC | 1 | 1 | 1 | 2.72
07498347527 | NKFIW | NK, Type F Module,IW,EA | Keystone module supplied with 3.0 GHz industry standard F-Type coax bulkhead coupler, off white. | PC | 1 | 1 | 1 | 2.72
07498386114 | NKFP12W | NK,Modular,PP,Flat,12P,Wall Mnt.EA | Keystone 12-port modular patch panel with faceplates in black, mounts to 89D bracket. | PC | 1 | 10 | 1 | 20.41
07498305594 | NKFP24KSRBSY | NK,Modular,PP,w/SRB,Flat,24P,1RU,EA | Keystone 24-port modular patch panel with faceplates in black includes a strain relief bar, (1 RU). | KT | 1 | 5 | 1 | 55.36
07498305593 | NKFP24Y | NK,Modular,PP,Flat,24P,1RU,EA | The NetKey® Faceplate Modular Patch Panel accepts up to 24 keystone modules for unshielded applications in 1 RU and mounts to 19 inch and 23 inch racks and cabinets. The panel offers front access, can be identified with adhesive labels, and is black. | PC | 1 | 10 | 1 | 40.86
07498305596 | NKFP48KSRBSY | NK,Modular,PP,w/SRB,Flat,48P,2RU,EA | Keystone 48-port modular patch panel with faceplates in black includes a strain relief bar, (2 RU). | KT | 1 | 5 | 1 | 125.94
07498305595 | NKFP48Y | NK,Modular,PP,Flat,48P,2RU,EA | The NetKey® Faceplate Modular Patch Panel accepts up to 48 keystone modules for unshielded applications in 2 RU and mounts to 19 inch and 23 inch racks and cabinets. The panel offers front access, can be identified with adhesive labels, and is black. | PC | 1 | 5 | 1 | 75.43
07498390988 | NKFP61BN1NNM001 | NK,1-Fiber,OM1,LC-P/T,900µm,1M | NetKey 1-fiber OM1 LC to pigtail with 900um buffered cable. | PC | 1 | 10 | 1 | 6.51
07498390990 | NKFP61BN2NNM001 | NK,1-Fiber,OM1,ST-P/T,900µm,1M | NetKey 1-fiber OM1 ST to pigtail with 900µm buffered cable. | PC | 1 | 10 | 1 | 7.16
07498390989 | NKFP61BN3NNM001 | NK,1-Fiber,OM1,SC-P/T,900µm,1M | NetKey 1-fiber OM1 SC to pigtail with 900µm buffered cable. | PC | 1 | 10 | 1 | 9.27
07498392582 | NKFP623L22SM001 | NK,2-Fiber,OM1,3mm,LSZH,PC,ST-ST,1M | NetKey 2-fiber OM1 ST to ST patch cord low smoke zero halogen (LSZH) rated with 3.0mm jacketed cable. | PC | 1 | 10 | 1 | 27.65
07498392583 | NKFP623L22SM002 | NK,2-Fiber,OM1,3mm,LSZH,PC,ST-ST,2M | NetKey 2-fiber OM1 ST to ST patch cord low smoke zero halogen (LSZH) rated with 3.0mm jacketed cable. | PC | 1 | 25 | 1 | 29.81
07498392585 | NKFP623L22SM003 | NK,2-Fiber,OM1,3mm,LSZH,PC,ST-ST,3M | NetKey 2-fiber OM1 ST to ST patch cord low smoke zero halogen (LSZH) rated with 3.0mm jacketed cable. | PC | 1 | 25 | 1 | 31.96
07498392589 | NKFP623L22SM004 | NK,2-Fiber,OM1,3mm,LSZH,PC,ST-ST,4M | NetKey 2-fiber OM1 ST to ST patch cord low smoke zero halogen (LSZH) rated with 3.0mm jacketed cable. | PC | 1 | 25 | 1 | 34.15
07498392786 | NKFP623L22SM005 | NK,2-Fiber,OM1,3mm,LSZH,PC,ST-ST,5M | NetKey 2-fiber OM1 ST to ST patch cord low smoke zero halogen (LSZH) rated with 3.0mm jacketed cable. | PC | 1 | 15 | 1 | 36.3
07498392787 | NKFP623L22SM010 | NK,2-Fiber,OM1,3mm,LSZH,PC,10M | NetKey 2-fiber OM1 ST to ST patch cord low smoke zero halogen (LSZH) rated with 3.0mm jacketed cable. | PC | 1 | 15 | 1 | 47.16
07498392883 | NKFP623L22SM015 | NK,2-Fiber,OM1,3mm,LSZH,PC,15M | NetKey 2-fiber OM1 ST to ST patch cord low smoke zero halogen (LSZH) rated with 3.0mm jacketed cable. | PC | 1 | 10 | 1 | 58.03
07498392884 | NKFP623L22SM020 | NK,2-Fiber,OM1,3mm,LSZH,PC,20M | NetKey 2-fiber OM1 ST to ST patch cord low smoke zero halogen (LSZH) rated with 3.0mm jacketed cable. | PC | 1 | 10 | 1 | 68.88
07498392563 | NKFP623LSSSM001 | NK,2-Fiber,OM1,3mm,LSZH,SC-SC,PC,1M | NetKey 2-fiber OM1 SC duplex to SC duplex patch cord, low smoke zero halogen (LSZH) rated with 3.0mm jacket. | PC | 1 | 10 | 1 | 23.78
07498392564 | NKFP623LSSSM002 | NK,2-Fiber,OM1,3mm,LSZH,SC-SC,PC,2M | NetKey 2-fiber OM1 SC duplex to SC duplex patch cord, low smoke zero halogen (LSZH) rated, with 3.0mm jacket. | PC | 1 | 25 | 1 | 25.95
07498392565 | NKFP623LSSSM003 | NK,2-Fiber,OM1,3mm,LSZH,SC-SC,PC,3M | NetKey 2-fiber OM1 SC duplex to SC duplex patch cord, low smoke zero halogen (LSZH) rated with 3.0mm jacket. | PC | 1 | 10 | 1 | 28.11
07498392566 | NKFP623LSSSM004 | NK,2-Fiber,OM1,3mm,LSZH,SC-SC,PC,4M | NetKey 2-fiber OM1 SC duplex to SC duplex patch cord, low smoke zero halogen (LSZH) rated with 3.0mm jacket. | PC | 1 | 25 | 1 | 30.29
07498392745 | NKFP623LSSSM005 | NK,2-Fiber,OM1,3mm,LSZH,SC-SC,PC,5M | NetKey 2-fiber OM1 SC duplex to SC duplex patch cord, low smoke zero halogen (LSZH) rated with 3.0mm jacket. | PC | 1 | 10 | 1 | 32.45
07498392747 | NKFP623LSSSM010 | NK,2-Fiber,OM1,3mm,LSZH,SC-SC,PC,10M | NetKey 2-fiber OM1 SC duplex to SC duplex patch cord, low smoke zero halogen (LSZH) rated with 3.0mm jacket. | PC | 1 | 10 | 1 | 43.32
07498392878 | NKFP623LSSSM015 | NK,2-Fiber,OM1,3mm,LSZH,SC-SC,PC,15M | NetKey 2-fiber OM1 SC duplex to SC duplex patch cord, low smoke zero halogen (LSZH) rated with 3.0mm jacket. | PC | 1 | 10 | 1 | 54.17
07498392879 | NKFP623LSSSM020 | NK,2-Fiber,OM1,3mm,LSZH,SC-SC,PC,20M | NetKey 2-fiber OM1 SC duplex to SC duplex patch cord, low smoke zero halogen (LSZH) rated with 3.0mm jacket. | PC | 1 | 10 | 1 | 65.01
07498392503 | NKFP623R22SM001 | NK,2-Fiber,OM1,3mm,Risr,PC,ST-ST,1M | NetKey 2-fiber OM1 ST to ST patch cord riser (OFNR) rated with 3.0mm jacketed cable. | PC | 1 | 10 | 1 | 27.49
07498392579 | NKFP623R22SM002 | NK,2-Fiber,OM1,3mm,Risr,PC,ST-ST,2M | NetKey 2-fiber OM1 ST to ST patch cord riser (OFNR) rated with 3.0mm jacketed cable. | PC | 1 | 10 | 1 | 29.52
07498392580 | NKFP623R22SM003 | NK,2-Fiber,OM1,3mm,Risr,PC,ST-ST,3M | NetKey 2-fiber OM1 ST to ST patch cord riser (OFNR) rated with 3.0mm jacketed cable. | PC | 1 | 10 | 1 | 31.54
07498392581 | NKFP623R22SM004 | NK,2-Fiber,OM1,3mm,Risr,PC,ST-ST,4M | NetKey 2-fiber OM1 ST to ST patch cord riser (OFNR) rated with 3.0mm jacketed cable. | PC | 1 | 25 | 1 | 33.58
07498392748 | NKFP623R22SM005 | NK,2-Fiber,OM1,3mm,Risr,PC,ST-ST,5M | NetKey 2-fiber OM1 ST to ST patch cord riser (OFNR) rated with 3.0mm jacketed cable. | PC | 1 | 15 | 1 | 35.61
07498392785 | NKFP623R22SM010 | NK,2-Fiber,OM1,3mm,Risr,PC,10M | NetKey 2-fiber OM1 ST to ST patch cord riser (OFNR) rated with 3.0mm jacketed cable. | PC | 1 | 15 | 1 | 45.75
07498392866 | NKFP623R22SM015 | NK,2-Fiber,OM1,3mm,Risr,PC,15M | NetKey 2-fiber OM1 ST to ST patch cord riser (OFNR) rated with 3.0mm jacketed cable. | PC | 1 | 10 | 1 | 55.89
07498392882 | NKFP623R22SM020 | NK,2-Fiber,OM1,3mm,Risr,PC,20M | NetKey 2-fiber OM1 ST to ST patch cord riser (OFNR) rated with 3.0mm jacketed cable. | PC | 1 | 10 | 1 | 66.03
07498393216 | NKFP623RSSSM001 | NK OM1 2 Fiber 3.0mm Riser Jacket Patch |  | PC | 1 | 10 | 1 | 21.25
07498392555 | NKFP623RSSSM002 | NK,2-Fiber,OM1,3mm,Risr,SC-SC,PC,2M | NetKey 2-fiber OM1 SC duplex to SC duplex patch cord, riser (OFNR) rated with 3.0mm jacket. | PC | 1 | 10 | 1 | 23.1
07498392558 | NKFP623RSSSM003 | NK,2-Fiber,OM1,3mm,Risr,SC-SC,PC,3M | NetKey 2-fiber OM1 SC duplex to SC duplex patch cord, riser (OFNR) rated with 3.0mm jacket. | PC | 1 | 10 | 1 | 24.92
07498392562 | NKFP623RSSSM004 | NK,2-Fiber,OM1,3mm,Risr,SC-SC,PC,4M | NetKey 2-fiber OM1 SC duplex to SC duplex patch cord, riser (OFNR) rated with 3.0mm jacket. | PC | 1 | 25 | 1 | 26.73
07498392743 | NKFP623RSSSM005 | NK,2-Fiber,OM1,3mm,Risr,SC-SC,PC,5M | NetKey 2-fiber OM1 SC duplex to SC duplex patch cord, riser (OFNR) rated with 3.0mm jacket. | PC | 1 | 10 | 1 | 28.58
07498392744 | NKFP623RSSSM010 | NK,2-Fiber,OM1,3mm,Risr,SC-SC,PC,10M | NetKey 2-fiber OM1 SC duplex to SC duplex patch cord, riser (OFNR) rated with 3.0mm jacket. | PC | 1 | 10 | 1 | 37.68
07498392809 | NKFP623RSSSM015 | NK,2-Fiber,OM1,3mm,Risr,SC-SC,PC,15M | NetKey 2-fiber OM1 SC duplex to SC duplex patch cord, riser (OFNR) rated with 3.0mm jacket. | PC | 1 | 10 | 1 | 46.82
07498392877 | NKFP623RSSSM020 | NK,2-Fiber,OM1,3mm,Risr,SC-SC,PC,20M | NetKey 2-fiber OM1 SC duplex to SC duplex patch cord, riser (OFNR) rated with 3.0mm jacket. | PC | 1 | 10 | 1 | 55.95
07498391307 | NKFP62ELLLSM001 | NK,2-Fiber,OM1,1.6mm,LSZH,PC,1M | NetKey 2-fiber OM1 LC duplex to LC duplex patch cord, low smoke zero halogen (LSZH) rated with 1.6mm jacket, 1m | PC | 1 | 10 | 1 | 24.93
07498391314 | NKFP62ELLLSM002 | NK,2-Fiber,OM1,1.6mm,LSZH,PC,2M | NetKey 2-fiber OM1 LC duplex to LC duplex patch cord, low smoke zero halogen (LSZH) rated with 1.6mm jacket, 2m | PC | 1 | 10 | 1 | 26.83
07498391316 | NKFP62ELLLSM003 | NK,2-Fiber,OM1,1.6mm,LSZH,PC,3M | NetKey 2-fiber OM1 LC duplex to LC duplex patch cord, low smoke zero halogen (LSZH) rated with 1.6mm jacket, 3m | PC | 1 | 10 | 1 | 28.71
07498391318 | NKFP62ELLLSM004 | NK,2-Fiber,OM1,1.6mm,LSZH,PC,4M | NetKey 2-fiber OM1 LC duplex to LC duplex patch cord, low smoke zero halogen (LSZH) rated with 1.6mm jacket, 4m | PC | 1 | 50 | 1 | 30.6
07498391969 | NKFP62ELLLSM005 | NK,2-Fiber,OM1,1.6mm,LSZH,PC,5M | NetKey 2-fiber OM1 LC duplex to LC duplex patch cord, low smoke zero halogen (LSZH) rated with 1.6mm jacket, 5m | PC | 1 | 30 | 1 | 32.5
07498391982 | NKFP62ELLLSM010 | NK,2-Fiber,OM1,1.6mm,LSZH,PC,10M | NetKey 2-fiber OM1 LC duplex to LC duplex patch cord, low smoke zero halogen (LSZH) rated with 1.6mm jacket, 10m | PC | 1 | 10 | 1 | 41.94
07498392926 | NKFP62ELLLSM015 | NK,2-Fiber,OM1,1.6mm,LSZH,PC,15M | NetKey 2-fiber OM1 LC duplex to LC duplex patch cord, low smoke zero halogen (LSZH) rated with 1.6mm jacket, 15m | PC | 1 | 10 | 1 | 51.37
07498392927 | NKFP62ELLLSM020 | NK,2-Fiber,OM1,1.6mm,LSZH,PC,20M | NetKey 2-fiber OM1 LC duplex to LC duplex patch cord, low smoke zero halogen (LSZH) rated with 1.6mm jacket, 20m | PC | 1 | 20 | 1 | 60.8
07498391327 | NKFP62ELLSSM001 | NK,2-Fiber,OM1,1.6mm,LSZH,PC,1M | NetKey 2-fiber OM1 LC to SC patch cord, low smoke zero halogen (LSZH) with 1.6mm jacketed cable. | PC | 1 | 10 | 1 | 24.2
07498391328 | NKFP62ELLSSM002 | NK,2-Fiber,OM1,1.6mm,LSZH,PC,2M | NetKey 2-fiber OM1 LC to SC patch cord, low smoke zero halogen (LSZH) with 1.6mm jacketed cable. | PC | 1 | 50 | 1 | 26.1
07498391329 | NKFP62ELLSSM003 | NK,2-Fiber,OM1,1.6mm,LSZH,PC,3M | NetKey 2-fiber OM1 LC to SC patch cord, low smoke zero halogen (LSZH) with 1.6mm jacketed cable. | PC | 1 | 10 | 1 | 27.99
07498391334 | NKFP62ELLSSM004 | NK,2-Fiber,OM1,1.6mm,LSZH,PC,4M | NetKey 2-fiber OM1 LC to SC patch cord, low smoke zero halogen (LSZH) with 1.6mm jacketed cable. | PC | 1 | 50 | 1 | 29.87
07498392095 | NKFP62ELLSSM005 | NK,2-Fiber,OM1,1.6mm,LSZH,PC,5M | NetKey 2-fiber OM1 LC to SC patch cord, low smoke zero halogen (LSZH) with 1.6mm jacketed cable. | PC | 1 | 10 | 1 | 31.77
07498392096 | NKFP62ELLSSM010 | NK,2-Fiber,OM1,1.6mm,LSZH,PC,10M | NetKey 2-fiber OM1 LC to SC patch cord, low smoke zero halogen (LSZH) with 1.6mm jacketed cable. | PC | 1 | 10 | 1 | 41.21
07498392693 | NKFP62ELLSSM015 | NK,2-Fiber,OM1,1.6mm,LSZH,PC,15M | NetKey 2-fiber OM1 LC to SC patch cord, low smoke zero halogen (LSZH) with 1.6mm jacketed cable. | PC | 1 | 10 | 1 | 50.64
07498392694 | NKFP62ELLSSM020 | NK,2-Fiber,OM1,1.6mm,LSZH,PC,20M | NetKey 2-fiber OM1 LC to SC patch cord, low smoke zero halogen (LSZH) with 1.6mm jacketed cable. | PC | 1 | 20 | 1 | 60.09
07498391298 | NKFP62ERLLSM001 | NK,2-Fiber,OM1,1.6mm,Risr,PC,1M | NetKey 2-fiber OM1 LC duplex to LC duplex patch cord, riser (OFNR) rated with 1.6mm jacket. | PC | 1 | 10 | 1 | 22.34
07498391300 | NKFP62ERLLSM002 | NK,2-Fiber,OM1,1.6mm,Risr,PC,2M | NetKey 2-fiber OM1 LC duplex to LC duplex patch cord, riser (OFNR) rated with 1.6mm jacket. | PC | 1 | 10 | 1 | 23.93
07498391301 | NKFP62ERLLSM003 | NK,2-Fiber,OM1,1.6mm,Risr,PC,3M | NetKey 2-fiber OM1 LC duplex to LC duplex patch cord, riser (OFNR) rated with 1.6mm jacket. | PC | 1 | 10 | 1 | 25.52
07498391304 | NKFP62ERLLSM004 | NK,2-Fiber,OM1,1.6mm,Risr,PC,4M | NetKey 2-fiber OM1 LC duplex to LC duplex patch cord, riser (OFNR) rated with 1.6mm jacket, 4m | PC | 1 | 10 | 1 | 27.1
07498391928 | NKFP62ERLLSM005 | NK,2-Fiber,OM1,1.6mm,Risr,PC,5M | NetKey 2-fiber OM1 LC duplex to LC duplex patch cord, riser (OFNR) rated with 1.6mm jacket, 5m | PC | 1 | 10 | 1 | 28.69
07498391956 | NKFP62ERLLSM010 | NK,2-Fiber,OM1,1.6mm,Risr,PC,10M | NetKey 2-fiber OM1 LC duplex to LC duplex patch cord, riser (OFNR) rated with 1.6mm jacket, 10m | PC | 1 | 10 | 1 | 36.63
07498392668 | NKFP62ERLLSM015 | NK,2-Fiber,OM1,1.6mm,Risr,PC,15M | NetKey 2-fiber OM1 LC duplex to LC duplex patch cord, riser (OFNR) rated with 1.6mm jacket, 15m | PC | 1 | 10 | 1 | 49.52
07498392928 | NKFP62ERLLSM020 | NK,2-Fiber,OM1,1.6mm,Risr,PC,20M | NetKey 2-fiber OM1 LC duplex to LC duplex patch cord, riser (OFNR) rated with 1.6mm jacket, 20m | PC | 1 | 20 | 1 | 58.32
07498391319 | NKFP62ERLSSM001 | NK,2-Fiber,OM1,1.6mm,Risr,PC,1M | NetKey 2-fiber OM1 LC to SC patch cord, riser (OFNR) rated with 1.6mm jacketed cable. | PC | 1 | 10 | 1 | 21.68
07498391320 | NKFP62ERLSSM002 | NK,2-Fiber,OM1,1.6mm,Risr,PC,2M | NetKey 2-fiber OM1 LC to SC patch cord, riser (OFNR) rated with 1.6mm jacketed cable. | PC | 1 | 10 | 1 | 23.26
07498391325 | NKFP62ERLSSM003 | NK OM1 2 Fiber 1.6mm Riser Jacket Patch |  | PC | 1 | 10 | 1 | 24.87
07498391326 | NKFP62ERLSSM004 | NK,2-Fiber,OM1,1.6mm,Risr,PC,4M | NetKey 2-fiber OM1 LC to SC patch cord, riser (OFNR) rated with 1.6mm jacketed cable. | PC | 1 | 50 | 1 | 26.45
07498391993 | NKFP62ERLSSM005 | NK,2-Fiber,OM1,1.6mm,Risr,PC,5M | NetKey 2-fiber OM1 LC to SC patch cord, riser (OFNR) rated with 1.6mm jacketed cable. | PC | 1 | 10 | 1 | 28.04
07498392094 | NKFP62ERLSSM010 | NK,2-Fiber,OM1,1.6mm,Risr,PC,10M | NetKey 2-fiber OM1 LC to SC patch cord, riser (OFNR) rated with 1.6mm jacketed cable. | PC | 1 | 30 | 1 | 35.96
07498392672 | NKFP62ERLSSM015 | NK,2-Fiber,OM1,1.6mm,Risr,PC,15M | NetKey 2-fiber OM1 LC to SC patch cord, riser (OFNR) rated with 1.6mm jacketed cable. | PC | 1 | 20 | 1 | 48.79
07498392689 | NKFP62ERLSSM020 | NK,2-Fiber,OM1,1.6mm,Risr,PC,20M | NetKey 2-fiber OM1 LC to SC patch cord, riser (OFNR) rated with 1.6mm jacketed cable. | PC | 1 | 20 | 1 | 57.61
61305602243 | NKFP91BN1NKM001 | NK,1-Fiber,OS2,LC-Pigtail,12 color,1m | The NetKey® 1 Fiber pigtail is OS2, LC to pigtail with 900µm buffered cable and is 1 meter in length. This kit contains 12 pigtails each with different color fiber. | PC | 1 | 20 | 1 | 122.62
61305673232 | NKFP91BN1NKM002 | NK 1-fiber OS2 LC to pigtail, 900µm tig | NetKey 1-fiber OS2 LC to pigtail with 900µm buffered cable, 2 meter (12-color pigtail set). | PC | 1 | 20 | 1 | 122.62
07498391288 | NKFP91BN1NNM001 | NK,1-Fiber,OS2,LC-P/T,900µm,1M | The NetKey® 1 Fiber pigtail is OS2, LC to pigtail with 900µm buffered cable and is 1 meter in length. | PC | 1 | 25 | 1 | 8.67
61305625379 | NKFP91BN1NNM002 | NK 1-fiber OS2 LC to pigtail, 900um buff | NetKey 1-fiber OS2 LC to pigtail with 900um buffered fiber. | PC | 1 | 25 | 1 | 9.15
07498391297 | NKFP91BN2NNM001 | NK,1-Fiber,OS2,ST-P/T,900µm,1M | NetKey 1-fiber OS2 ST to pigtail with 900µm buffered cable. | PC | 1 | 25 | 1 | 11.34
07498391292 | NKFP91BN3NNM001 | NK,1-Fiber,OS2,SC-P/T,900µm,1M | The NetKey® 1 Fiber Patch Cord is an OS2 patch cord with SC to Pigtail connectors. It has 900µm buffered cable and is 6 meters in length. | PC | 1 | 25 | 1 | 6.74
61305625378 | NKFP91BN3NNM002 | NK 1-fiber OS2 SC to pigtail, 900µm buf | NetKey 1-fiber OS2 SC to pigtail with 900µm buffered cable. | PC | 1 | 25 | 1 | 7.11
07498392929 | NKFP923L22SM001 | NK,2-Fiber,OS2,3mm,LSZH,PC,ST-ST,1M | NetKey 2-fiber OS2 ST to ST patch cord low smoke zero halogen (LSZH) rated with 3.0mm jacketed cable. | PC | 1 | 10 | 1 | 31.91
07498392930 | NKFP923L22SM002 | NK,2-Fiber,OS2,3mm,LSZH,PC,ST-ST,2M | NetKey 2-fiber OS2 ST to ST patch cord low smoke zero halogen (LSZH) rated with 3.0mm jacketed cable. | PC | 1 | 25 | 1 | 33.57
07498392931 | NKFP923L22SM003 | NK,2-Fiber,OS2,3mm,LSZH,PC,ST-ST,3M | NetKey 2-fiber OS2 ST to ST patch cord low smoke zero halogen (LSZH) rated with 3.0mm jacketed cable. | PC | 1 | 10 | 1 | 35.22
07498392932 | NKFP923L22SM004 | NK,2-Fiber,OS2,3mm,LSZH,PC,ST-ST,4M | NetKey 2-fiber OS2 ST to ST patch cord low smoke zero halogen (LSZH) rated with 3.0mm jacketed cable. | PC | 1 | 25 | 1 | 36.89
07498392843 | NKFP923L22SM005 | NK,2-Fiber,OS2,3mm,LSZH,PC,ST-ST,5M | NetKey 2-fiber OS2 ST to ST patch cord low smoke zero halogen (LSZH) rated with 3.0mm jacketed cable. | PC | 1 | 15 | 1 | 38.52
07498392849 | NKFP923L22SM010 | NK,2-Fiber,OS2,3mm,LSZH,PC,10M | NetKey 2-fiber OS2 ST to ST patch cord low smoke zero halogen (LSZH) rated with 3.0mm jacketed cable. | PC | 1 | 15 | 1 | 46.77
07498392919 | NKFP923L22SM015 | NK,2-Fiber,OS2,3mm,LSZH,PC,15M | NetKey 2-fiber OS2 ST to ST patch cord low smoke zero halogen (LSZH) rated with 3.0mm jacketed cable. | PC | 1 | 10 | 1 | 55.05
07498392920 | NKFP923L22SM020 | NK,2-Fiber,OS2,3mm,LSZH,PC,20M | NetKey 2-fiber OS2 ST to ST patch cord low smoke zero halogen (LSZH) rated with 3.0mm jacketed cable. | PC | 1 | 10 | 1 | 63.29
07498392660 | NKFP923LSSSM001 | NK,2-Fiber,OS2,3mm,LSZH,SC-SC,PC,1M | NetKey 2-fiber OS2 SC duplex to SC duplex patch cord, low smoke zero halogen (LSZH) rated with 3.0mm jacket. | PC | 1 | 10 | 1 | 27.72
07498392661 | NKFP923LSSSM002 | NK,2-Fiber,OS2,3mm,LSZH,SC-SC,PC,2M | The NetKey® 2 Fiber Patch Cord is an OS2 patch cord with SC Duplex connectors. It is Low Smoke Zero Halogen (LSZH) rated, with a 3mm jacket, and is 2 meters in length. | PC | 1 | 10 | 1 | 30.72
07498392662 | NKFP923LSSSM003 | NK,2-Fiber,OS2,3mm,LSZH,SC-SC,PC,3M | The NetKey® 2 Fiber Patch Cord is an OS2 patch cord with SC Duplex connectors. It is Low Smoke Zero Halogen (LSZH) rated, with a 3mm jacket, and is 3 meters in length. | PC | 1 | 10 | 1 | 33.71
07498392663 | NKFP923LSSSM004 | NK,2-Fiber,OS2,3mm,LSZH,SC-SC,PC,4M | NetKey 2-fiber OS2 SC duplex to SC duplex patch cord, low smoke zero halogen (LSZH) rated with 3.0mm jacket. | PC | 1 | 25 | 1 | 36.71
07498392833 | NKFP923LSSSM005 | NK,2-Fiber,OS2,3mm,LSZH,SC-SC,PC,5M | NetKey 2-fiber OS2 SC duplex to SC duplex patch cord, low smoke zero halogen (LSZH) rated with 3.0mm jacket. | PC | 1 | 10 | 1 | 39.71
07498392834 | NKFP923LSSSM010 | NK,2-Fiber,OS2,3mm,LSZH,SC-SC,PC,10M | NetKey 2-fiber OS2 SC duplex to SC duplex patch cord, low smoke zero halogen (LSZH) rated with 3.0mm jacket. | PC | 1 | 15 | 1 | 54.69
07498392978 | NKFP923LSSSM015 | NK,2-Fiber,OS2,3mm,LSZH,SC-SC,PC,15M | NetKey 2-fiber OS2 SC duplex to SC duplex patch cord, low smoke zero halogen (LSZH) rated with 3.0mm jacket. | PC | 1 | 10 | 1 | 69.68
07498392981 | NKFP923LSSSM020 | NK,2-Fiber,OS2,3mm,LSZH,SC-SC,PC,20M | NetKey 2-fiber OS2 SC duplex to SC duplex patch cord, low smoke zero halogen (LSZH) rated with 3.0mm jacket. | PC | 1 | 10 | 1 | 84.66
07498392655 | NKFP923R22SM001 | NK,2-Fiber,OS2,3mm,Risr,PC,ST-ST,1M | NetKey 2-fiber OS2 ST to ST patch cord riser (OFNR) rated with 3.0mm jacketed cable. | PC | 1 | 10 | 1 | 31.78
07498392969 | NKFP923R22SM002 | NK,2-Fiber,OS2,3mm,Risr,PC,ST-ST,2M | NetKey 2-fiber OS2 ST to ST patch cord riser (OFNR) rated with 3.0mm jacketed cable. | PC | 1 | 10 | 1 | 33.34
07498392970 | NKFP923R22SM003 | NK,2-Fiber,OS2,3mm,Risr,PC,ST-ST,3M | NetKey 2-fiber OS2 ST to ST patch cord riser (OFNR) rated with 3.0mm jacketed cable. | PC | 1 | 10 | 1 | 34.89
07498392971 | NKFP923R22SM004 | NK,2-Fiber,OS2,3mm,Risr,PC,ST-ST,4M | NetKey 2-fiber OS2 ST to ST patch cord riser (OFNR) rated with 3.0mm jacketed cable. | PC | 1 | 25 | 1 | 36.42
07498392757 | NKFP923R22SM005 | NK,2-Fiber,OS2,3mm,Risr,PC,ST-ST,5M | NetKey 2-fiber OS2 ST to ST patch cord riser (OFNR) rated with 3.0mm jacketed cable. | PC | 1 | 10 | 1 | 37.97
07498392835 | NKFP923R22SM010 | NK,2-Fiber,OS2,3mm,Risr,PC,10M | NetKey 2-fiber OS2 ST to ST patch cord riser (OFNR) rated with 3.0mm jacketed cable. | PC | 1 | 15 | 1 | 45.68
07498392876 | NKFP923R22SM015 | NK,2-Fiber,OS2,3mm,Risr,PC,15M | NetKey 2-fiber OS2 ST to ST patch cord riser (OFNR) rated with 3.0mm jacketed cable. | PC | 1 | 10 | 1 | 53.41
07498392918 | NKFP923R22SM020 | NK,2-Fiber,OS2,3mm,Risr,PC,20M | NetKey 2-fiber OS2 ST to ST patch cord riser (OFNR) rated with 3.0mm jacketed cable. | PC | 1 | 10 | 1 | 61.12
07498392616 | NKFP923RSSSM001 | NK,2-Fiber,OS2,3mm,Risr,SC-SC,PC,1M | NetKey 2-fiber OS2 SC duplex to SC duplex patch cord, riser (OFNR) rated with 3.0mm jacket. | PC | 1 | 10 | 1 | 23.65
07498392656 | NKFP923RSSSM002 | NK,2-Fiber,OS2,3mm,Risr,SC-SC,PC,2M | NetKey 2-fiber OS2 SC duplex to SC duplex patch cord, riser (OFNR) rated with 3.0mm jacket. | PC | 1 | 10 | 1 | 25.05
07498392657 | NKFP923RSSSM003 | NK,2-Fiber,OS2,3mm,Risr,SC-SC,PC,3M | NetKey 2-fiber OS2 SC duplex to SC duplex patch cord, riser (OFNR) rated with 3.0mm jacket. | PC | 1 | 10 | 1 | 26.44
07498392659 | NKFP923RSSSM004 | NK,2-Fiber,OS2,3mm,Risr,SC-SC,PC,4M | NetKey 2-fiber OS2 SC duplex to SC duplex patch cord, riser (OFNR) rated with 3.0mm jacket. | PC | 1 | 25 | 1 | 27.83
07498392756 | NKFP923RSSSM005 | NK,2-Fiber,OS2,3mm,Risr,SC-SC,PC,5M | NetKey 2-fiber OS2 SC duplex to SC duplex patch cord, riser (OFNR) rated with 3.0mm jacket. | PC | 1 | 10 | 1 | 29.21
07498392832 | NKFP923RSSSM010 | NK,2-Fiber,OS2,3mm,Risr,SC-SC,PC,10M | NetKey 2-fiber OS2 SC duplex to SC duplex patch cord, riser (OFNR) rated with 3.0mm jacket. | PC | 1 | 10 | 1 | 36.16
07498392875 | NKFP923RSSSM015 | NK,2-Fiber,OS2,3mm,Risr,SC-SC,PC,15M | NetKey 2-fiber OS2 SC duplex to SC duplex patch cord, riser (OFNR) rated with 3.0mm jacket. | PC | 1 | 10 | 1 | 47.9
07498392917 | NKFP923RSSSM020 | NK,2-Fiber,OS2,3mm,Risr,SC-SC,PC,20M | NetKey 2-fiber OS2 SC duplex to SC duplex patch cord, riser (OFNR) rated with 3.0mm jacket. | PC | 1 | 10 | 1 | 55.61
07498391575 | NKFP92ELLLSM001 | NK,2-Fiber,OS2,1.6mm,LSZH,LC-LC,PC,1M | The NetKey® 2 Fiber Patch Cord is an OS2 patch cord with LC Duplex connectors. It is Low Smoke Zero Halogen (LSZH) rated, with a 1.6mm jacket, and is 1 meter in length. | PC | 1 | 10 | 1 | 29.19
07498391577 | NKFP92ELLLSM002 | NK,2-Fiber,OS2,1.6mm,LSZH,LC-LC,PC,2M | The NetKey® 2 Fiber Patch Cord is an OS2 patch cord with LC Duplex connectors. It is Low Smoke Zero Halogen (LSZH) rated, with a 1.6mm jacket, and is 2 meters in length. | PC | 1 | 10 | 1 | 30.49
07498391595 | NKFP92ELLLSM003 | NK,2-Fiber,OS2,1.6mm,LSZH,LC-LC,PC,3M | The NetKey® 2 Fiber Patch Cord is an OS2 patch cord with LC Duplex connectors. It is Low Smoke Zero Halogen (LSZH) rated, with a 1.6mm jacket, and is 3 meters in length. | PC | 1 | 10 | 1 | 31.78
07498391628 | NKFP92ELLLSM004 | NK,2-Fiber,OS2,1.6mm,LSZH,LC-LC,PC,4M | NetKey 2-fiber OS2 LC duplex to LC duplex patch cord, low smoke zero halogen (LSZH) rated with 1.6mm jacket, 4m | PC | 1 | 10 | 1 | 33.11
07498392389 | NKFP92ELLLSM005 | NK,2-Fiber,OS2,1.6mm,LSZH,LC-LC,PC,5M | The NetKey® 2 Fiber Patch Cord is an OS2 patch cord with LC Duplex connectors. It is Low Smoke Zero Halogen (LSZH) rated, with a 1.6mm jacket, and is 5 meters in length. | PC | 1 | 10 | 1 | 34.39
61305602491 | NKFP92ELLLSM006 | NK,2-Fiber,OS2,1.6mm,LSZH,LC-LC,PC,6M | NetKey 2-fiber OS2 LC duplex to LC duplex patch cord, low smoke zero halogen (LSZH) rated with 1.6mm jacket, 6m. | PC | 1 | 10 | 1 | 35.69
61305602492 | NKFP92ELLLSM007 | NK,2-Fiber,OS2,1.6mm,LSZH,LC-LC,PC,7M | NetKey 2-fiber OS2 LC duplex to LC duplex patch cord, low smoke zero halogen (LSZH) rated with 1.6mm jacket, 7m. | PC | 1 | 10 | 1 | 37
61305602493 | NKFP92ELLLSM008 | NK,2-Fiber,OS2,1.6mm,LSZH,LC-LC,PC,8M | NetKey 2-fiber OS2 LC duplex to LC duplex patch cord, low smoke zero halogen (LSZH) rated with 1.6mm jacket, 8m. | PC | 1 | 10 | 1 | 38.28
61305602494 | NKFP92ELLLSM009 | NK,2-Fiber,OS2,1.6mm,LSZH,LC-LC,PC,9M | NetKey 2-fiber OS2 LC duplex to LC duplex patch cord, low smoke zero halogen (LSZH) rated with 1.6mm jacket, 5m. | PC | 1 | 10 | 1 | 39.59
07498392407 | NKFP92ELLLSM010 | NK,2-Fiber,OS2,1.6mm,LSZH,LC-LC,PC,10M | The NetKey® 2 Fiber Patch Cord is an OS2 patch cord with LC Duplex connectors. It is Low Smoke Zero Halogen (LSZH) rated, with a 1.6mm jacket, and is 10 meters in length. | PC | 1 | 10 | 1 | 40.89
61305602495 | NKFP92ELLLSM011 | NK,2-Fiber,OS2,1.6mm,LSZH,LC-LC,PC,11M | NetKey 2-fiber OS2 LC duplex to LC duplex patch cord, low smoke zero halogen (LSZH) rated with 1.6mm jacket, 11m. | PC | 1 | 1 | 1 | 42.18
61305602496 | NKFP92ELLLSM012 | NK,2-Fiber,OS2,1.6mm,LSZH,LC-LC,PC,12M | NetKey 2-fiber OS2 LC duplex to LC duplex patch cord, low smoke zero halogen (LSZH) rated with 1.6mm jacket, 12m. | PC | 1 | 1 | 1 | 43.46
61305602497 | NKFP92ELLLSM013 | NK,2-Fiber,OS2,1.6mm,LSZH,LC-LC,PC,13M | NetKey 2-fiber OS2 LC duplex to LC duplex patch cord, low smoke zero halogen (LSZH) rated with 1.6mm jacket, 13m. | PC | 1 | 1 | 1 | 44.76
61305602498 | NKFP92ELLLSM014 | NK,2-Fiber,OS2,1.6mm,LSZH,LC-LC,PC,14M | NetKey 2-fiber OS2 LC duplex to LC duplex patch cord, low smoke zero halogen (LSZH) rated with 1.6mm jacket, 14m. | PC | 1 | 1 | 1 | 46.06
07498392736 | NKFP92ELLLSM015 | NK,2-Fiber,OS2,1.6mm,LSZH,LC-LC,PC,15M | NetKey 2-fiber OS2 LC duplex to LC duplex patch cord, low smoke zero halogen (LSZH) rated with 1.6mm jacket, 15m | PC | 1 | 1 | 1 | 47.37
07498392737 | NKFP92ELLLSM020 | NK,2-Fiber,OS2,1.6mm,LSZH,LC-LC,PC,20M | NetKey 2-fiber OS2 LC duplex to LC duplex patch cord, low smoke zero halogen (LSZH) rated with 1.6mm jacket, 20m | PC | 1 | 1 | 1 | 53.85
61305602499 | NKFP92ELLLSM025 | NK,2-Fiber,OS2,1.6mm,LSZH,LC-LC,PC,25M | NetKey 2-fiber OS2 LC duplex to LC duplex patch cord, low smoke zero halogen (LSZH) rated with 1.6mm jacket, 25m. | PC | 1 | 1 | 1 | 60.33
61305602500 | NKFP92ELLLSM030 | NK,2-Fiber,OS2,1.6mm,LSZH,LC-LC,PC,30M | NetKey 2-fiber OS2 LC duplex to LC duplex patch cord, low smoke zero halogen (LSZH) rated with 1.6mm jacket, 30m. | PC | 1 | 1 | 1 | 66.81
61305602501 | NKFP92ELLLSM035 | NK,2-Fiber,OS2,1.6mm,LSZH,LC-LC,PC,35M | NetKey 2-fiber OS2 LC duplex to LC duplex patch cord, low smoke zero halogen (LSZH) rated with 1.6mm jacket, 35m. | PC | 1 | 1 | 1 | 73.31
61305602502 | NKFP92ELLLSM040 | NK,2-Fiber,OS2,1.6mm,LSZH,LC-LC,PC,40M | NetKey 2-fiber OS2 LC duplex to LC duplex patch cord, low smoke zero halogen (LSZH) rated with 1.6mm jacket, 40m. | PC | 1 | 1 | 1 | 79.77
61305602503 | NKFP92ELLLSM045 | NK,2-Fiber,OS2,1.6mm,LSZH,LC-LC,PC,45M | NetKey 2-fiber OS2 LC duplex to LC duplex patch cord, low smoke zero halogen (LSZH) rated with 1.6mm jacket, 45m. | PC | 1 | 1 | 1 | 86.28
61305602504 | NKFP92ELLLSM050 | NK,2-Fiber,OS2,1.6mm,LSZH,LC-LC,PC,50M | NetKey 2-fiber OS2 LC duplex to LC duplex patch cord, low smoke zero halogen (LSZH) rated with 1.6mm jacket, 50m. | PC | 1 | 1 | 1 | 92.75
07498391692 | NKFP92ELLSSM001 | NK,2-Fiber,OS2,1.6mm,LSZH,LC-SC,PC,1M | NetKey 2-fiber OS2 LC to SC patch cord low smoke zero halogen (LSZH) rated with 1.6mm jacketed cable. | PC | 1 | 10 | 1 | 27.7
07498391730 | NKFP92ELLSSM002 | NK,2-Fiber,OS2,1.6mm,LSZH,LC-SC,PC,2M | NetKey 2-fiber OS2 LC to SC patch cord low smoke zero halogen (LSZH) rated with 1.6mm jacketed cable. | PC | 1 | 10 | 1 | 29.55
07498391732 | NKFP92ELLSSM003 | NK,2-Fiber,OS2,1.6mm,LSZH,LC-SC,PC,3M | NetKey 2-fiber OS2 LC to SC patch cord low smoke zero halogen (LSZH) rated with 1.6mm jacketed cable. | PC | 1 | 10 | 1 | 31.44
07498391734 | NKFP92ELLSSM004 | NK,2-Fiber,OS2,1.6mm,LSZH,LC-SC,PC,4M | NetKey 2-fiber OS2 LC to SC patch cord low smoke zero halogen (LSZH) rated with 1.6mm jacketed cable. | PC | 1 | 50 | 1 | 33.29
07498392498 | NKFP92ELLSSM005 | NK,2-Fiber,OS2,1.6mm,LSZH,LC-SC,PC,5M | NetKey 2-fiber OS2 LC to SC patch cord low smoke zero halogen (LSZH) rated with 1.6mm jacketed cable. | PC | 1 | 10 | 1 | 35.19
61305602505 | NKFP92ELLSSM006 | NK,2-Fiber,OS2,1.6mm,LSZH,LC-SC,PC,6M | NetKey 2-fiber OS2 LC to SC patch cord low smoke zero halogen (LSZH) rated with 1.6mm jacketed cable, 6m. | PC | 1 | 10 | 1 | 37.05
61305602506 | NKFP92ELLSSM007 | NK,2-Fiber,OS2,1.6mm,LSZH,LC-SC,PC,7M | NetKey 2-fiber OS2 LC to SC patch cord low smoke zero halogen (LSZH) rated with 1.6mm jacketed cable, 7m. | PC | 1 | 30 | 1 | 38.9
61305602507 | NKFP92ELLSSM008 | NK,2-Fiber,OS2,1.6mm,LSZH,LC-SC,PC,8M | NetKey 2-fiber OS2 LC to SC patch cord low smoke zero halogen (LSZH) rated with 1.6mm jacketed cable, 8m. | PC | 1 | 30 | 1 | 40.79
61305602508 | NKFP92ELLSSM009 | NK,2-Fiber,OS2,1.6mm,LSZH,LC-SC,PC,9M | NetKey 2-fiber OS2 LC to SC patch cord low smoke zero halogen (LSZH) rated with 1.6mm jacketed cable, 9m. | PC | 1 | 30 | 1 | 42.65
07498392500 | NKFP92ELLSSM010 | NK,2-Fiber,OS2,1.6mm,LSZH,LC-SC,PC,10M | NetKey 2-fiber OS2 LC to SC patch cord low smoke zero halogen (LSZH) rated with 1.6mm jacketed cable. | PC | 1 | 10 | 1 | 44.55
61305602509 | NKFP92ELLSSM011 | NK,2-Fiber,OS2,1.6mm,LSZH,LC-SC,PC,11M | NetKey 2-fiber OS2 LC to SC patch cord low smoke zero halogen (LSZH) rated with 1.6mm jacketed cable, 11m. | PC | 1 | 1 | 1 | 46.4
61305602510 | NKFP92ELLSSM012 | NK,2-Fiber,OS2,1.6mm,LSZH,LC-SC,PC,12M | NetKey 2-fiber OS2 LC to SC patch cord low smoke zero halogen (LSZH) rated with 1.6mm jacketed cable, 12m. | PC | 1 | 1 | 1 | 48.26
61305602511 | NKFP92ELLSSM013 | NK,2-Fiber,OS2,1.6mm,LSZH,LC-SC,PC,13M | NetKey 2-fiber OS2 LC to SC patch cord low smoke zero halogen (LSZH) rated with 1.6mm jacketed cable, 13m. | PC | 1 | 1 | 1 | 50.14
61305602512 | NKFP92ELLSSM014 | NK,2-Fiber,OS2,1.6mm,LSZH,LC-SC,PC,14M | NetKey 2-fiber OS2 LC to SC patch cord low smoke zero halogen (LSZH) rated with 1.6mm jacketed cable, 14m. | PC | 1 | 1 | 1 | 52
07498392740 | NKFP92ELLSSM015 | NK,2-Fiber,OS2,1.6mm,LSZH,LC-SC,PC,15M | NetKey 2-fiber OS2 LC to SC patch cord low smoke zero halogen (LSZH) rated with 1.6mm jacketed cable. | PC | 1 | 1 | 1 | 53.9
07498392742 | NKFP92ELLSSM020 | NK,2-Fiber,OS2,1.6mm,LSZH,LC-SC,PC,20M | NetKey 2-fiber OS2 LC to SC patch cord low smoke zero halogen (LSZH) rated with 1.6mm jacketed cable. | PC | 1 | 1 | 1 | 63.24
61305602513 | NKFP92ELLSSM025 | NK,2-Fiber,OS2,1.6mm,LSZH,LC-SC,PC,25M | NetKey 2-fiber OS2 LC to SC patch cord low smoke zero halogen (LSZH) rated with 1.6mm jacketed cable, 25m. | PC | 1 | 1 | 1 | 72.59
61305602514 | NKFP92ELLSSM030 | NK,2-Fiber,OS2,1.6mm,LSZH,LC-SC,PC,30M | NetKey 2-fiber OS2 LC to SC patch cord low smoke zero halogen (LSZH) rated with 1.6mm jacketed cable, 30m. | PC | 1 | 1 | 1 | 81.96
61305602515 | NKFP92ELLSSM035 | NK,2-Fiber,OS2,1.6mm,LSZH,LC-SC,PC,35M | NetKey 2-fiber OS2 LC to SC patch cord low smoke zero halogen (LSZH) rated with 1.6mm jacketed cable, 35m. | PC | 1 | 1 | 1 | 91.3
61305602516 | NKFP92ELLSSM040 | NK,2-Fiber,OS2,1.6mm,LSZH,LC-SC,PC,40M | NetKey 2-fiber OS2 LC to SC patch cord low smoke zero halogen (LSZH) rated with 1.6mm jacketed cable, 40m. | PC | 1 | 10 | 1 | 100.65
61305602517 | NKFP92ELLSSM045 | NK,2-Fiber,OS2,1.6mm,LSZH,LC-SC,PC,45M | NetKey 2-fiber OS2 LC to SC patch cord low smoke zero halogen (LSZH) rated with 1.6mm jacketed cable, 45m. | PC | 1 | 10 | 1 | 110
61305602518 | NKFP92ELLSSM050 | NK,2-Fiber,OS2,1.6mm,LSZH,LC-SC,PC,50M | NetKey 2-fiber OS2 LC to SC patch cord low smoke zero halogen (LSZH) rated with 1.6mm jacketed cable, 50m. | PC | 1 | 10 | 1 | 119.36
07498391501 | NKFP92ERLLSM001 | NK,2-fiber,OS2,1.6mm,LC DUP-LC DUP-PC,1m | The NetKey® 2 Fiber Patch Cord is an OS2 patch cord with LC Duplex connectors. It is Riser (OFNR) rated, with a 1.6mm jacket, and is 1 meter in length. | PC | 1 | 10 | 1 | 26.2
07498391503 | NKFP92ERLLSM002 | NK,2-Fiber,OS2,1.6mm,Risr,PC,2M | The NetKey® 2 Fiber Patch Cord is an OS2 patch cord with LC Duplex connectors. It is Riser (OFNR) rated, with a 1.6mm jacket, and is 2 meters in length. | PC | 1 | 10 | 1 | 28.29
07498391570 | NKFP92ERLLSM003 | NK,2-Fiber,OS2,1.6mm,Risr,PC,3M | The NetKey® 2 Fiber Patch Cord is an OS2 patch cord with LC Duplex connectors. It is Riser (OFNR) rated, with a 1.6mm jacket, and is 3 meters in length. | PC | 1 | 10 | 1 | 29.87
07498391571 | NKFP92ERLLSM004 | NK,2-Fiber,OS2,1.6mm,Risr,PC,4M | NetKey 2-fiber OS2 LC duplex to LC duplex patch cord, riser (OFNR) rated with 1.6mm jacket, 4m | PC | 1 | 10 | 1 | 31.46
07498392363 | NKFP92ERLLSM005 | NK,2-Fiber,OS2,1.6mm,Risr,PC,5M | NetKey 2-fiber OS2 LC duplex to LC duplex patch cord, riser (OFNR) rated with 1.6mm jacket. | PC | 1 | 10 | 1 | 33.03
61305602467 | NKFP92ERLLSM006 | NK,2-Fibr,OS2,1.6mm,Risr,PC,6M,RL | NetKey 2-fiber OS2 LC duplex to LC duplex patch cord, riser (OFNR) rated with 1.6mm jacket, 6m. | PC | 1 | 10 | 1 | 33.99
61305602468 | NKFP92ERLLSM007 | NK,2-Fibr,OS2,1.6mm,Risr,PC,7M,RL | NetKey 2-fiber OS2 LC duplex to LC duplex patch cord, riser (OFNR) rated with 1.6mm jacket, 7m. | PC | 1 | 10 | 1 | 35.54
61305602469 | NKFP92ERLLSM008 | NK,2-Fibr,OS2,1.6mm,Risr,PC,8M,RL | NetKey 2-fiber OS2 LC duplex to LC duplex patch cord, riser (OFNR) rated with 1.6mm jacket, 8m. | PC | 1 | 10 | 1 | 36.61
61305602470 | NKFP92ERLLSM009 | NK,2-Fibr,OS2,1.6mm,Risr,PC,9M,RL | NetKey 2-fiber OS2 LC duplex to LC duplex patch cord, riser (OFNR) rated with 1.6mm jacket, 9m. | PC | 1 | 10 | 1 | 37.89
07498392377 | NKFP92ERLLSM010 | NK,2-Fiber,OS2,1.6mm,Risr,PC,10M | NetKey 2-fiber OS2 LC duplex to LC duplex patch cord, riser (OFNR) rated with 1.6mm jacket, 10m | PC | 1 | 10 | 1 | 40.99
61305602471 | NKFP92ERLLSM011 | NK,2-Fibr,OS2,1.6mm,Risr,PC,11M,RL | NetKey 2-fiber OS2 LC duplex to LC duplex patch cord, riser (OFNR) rated with 1.6mm jacket, 11m. | PC | 1 | 1 | 1 | 46.56
61305602472 | NKFP92ERLLSM012 | NK,2-Fibr,OS2,1.6mm,Risr,PC,12M,RL | NetKey 2-fiber OS2 LC duplex to LC duplex patch cord, riser (OFNR) rated with 1.6mm jacket, 12m. | PC | 1 | 1 | 1 | 47.42
61305602473 | NKFP92ERLLSM013 | NK,2-Fibr,OS2,1.6mm,Risr,PC,13M,RL | NetKey 2-fiber OS2 LC duplex to LC duplex patch cord, riser (OFNR) rated with 1.6mm jacket, 13m. | PC | 1 | 20 | 1 | 48.28
61305602474 | NKFP92ERLLSM014 | NK,2-Fibr,OS2,1.6mm,Risr,PC,14M,RL | NetKey 2-fiber OS2 LC duplex to LC duplex patch cord, riser (OFNR) rated with 1.6mm jacket, 14m. | PC | 1 | 1 | 1 | 50.38
07498392734 | NKFP92ERLLSM015 | NK,2-Fiber,OS2,1.6mm,Risr,PC,15M | NetKey 2-fiber OS2 LC duplex to LC duplex patch cord, riser (OFNR) rated with 1.6mm jacket, 15m | PC | 1 | 1 | 1 | 54.35
07498392735 | NKFP92ERLLSM020 | NK,2-Fiber,OS2,1.6mm,Risr,PC,20M | NetKey 2-fiber OS2 LC duplex to LC duplex patch cord, riser (OFNR) rated with 1.6mm jacket, 20m | PC | 1 | 1 | 1 | 63.18
61305602475 | NKFP92ERLLSM025 | NK,2-Fibr,OS2,1.6mm,Risr,PC,25M,RL | NetKey 2-fiber OS2 LC duplex to LC duplex patch cord, riser (OFNR) rated with 1.6mm jacket, 25m. | PC | 1 | 1 | 1 | 60.33
61305602476 | NKFP92ERLLSM030 | NK,2-Fibr,OS2,1.6mm,Risr,PC,30M,RL | NetKey 2-fiber OS2 LC duplex to LC duplex patch cord, riser (OFNR) rated with 1.6mm jacket, 30m. | PC | 1 | 1 | 1 | 66.81
61305602477 | NKFP92ERLLSM035 | NK,2-Fibr,OS2,1.6mm,Risr,PC,35M,RL | NetKey 2-fiber OS2 LC duplex to LC duplex patch cord, riser (OFNR) rated with 1.6mm jacket, 35m. | PC | 1 | 10 | 1 | 73.31
61305602478 | NKFP92ERLLSM040 | NK,2-Fibr,OS2,1.6mm,Risr,PC,40M,RL | NetKey 2-fiber OS2 LC duplex to LC duplex patch cord, riser (OFNR) rated with 1.6mm jacket, 40m. | PC | 1 | 1 | 1 | 79.77
61305602519 | NKFP92ERLLSM045 | NK,2-fiber,OS2,1.6mm,Riser,LC-LC,45m | NetKey 2-fiber OS2 LC duplex to LC duplex patch cord, riser (OFNR) rated with 1.6mm jacket, 45m. | PC | 1 | 10 | 1 | 90.95
61305602479 | NKFP92ERLLSM050 | NK,2-Fibr,OS2,1.6mm,Risr,PC,50M,RL | NetKey 2-fiber OS2 LC duplex to LC duplex patch cord, riser (OFNR) rated with 1.6mm jacket, 50m. | PC | 1 | 1 | 1 | 92.75
07498391642 | NKFP92ERLSSM001 | NK,2-Fiber,OS2,1.6mm,Riser,LC-SC,PC,1M | NetKey 2-fiber OS2 LC to SC patch cord riser (OFNR) rated with 1.6mm jacketed cable. | PC | 1 | 10 | 1 | 24.77
07498391664 | NKFP92ERLSSM002 | NK,2-Fiber,OS2,1.6mm,Risr,PC,2M | NetKey 2-fiber OS2 LC to SC patch cord riser (OFNR) rated with 1.6mm jacketed cable. | PC | 1 | 10 | 1 | 25.86
07498391667 | NKFP92ERLSSM003 | NK,2-Fiber,OS2,1.6mm,Risr,PC,3M | NetKey 2-fiber OS2 LC to SC patch cord riser (OFNR) rated with 1.6mm jacketed cable. | PC | 1 | 10 | 1 | 26.96
07498391668 | NKFP92ERLSSM004 | NK,2-Fiber,OS2,1.6mm,Risr,PC,4M | NetKey 2-fiber OS2 LC to SC patch cord riser (OFNR) rated with 1.6mm jacketed cable. | PC | 1 | 10 | 1 | 28.06
07498392409 | NKFP92ERLSSM005 | NK,2-Fiber,OS2,1.6mm,Risr,PC,5M | NetKey 2-fiber OS2 LC to SC patch cord riser (OFNR) rated with 1.6mm jacketed cable. | PC | 1 | 10 | 1 | 29.13
61305602480 | NKFP92ERLSSM006 | NK,2-Fibr,OS2,1.6mm,Risr,PC,LC-SC,6M,RL | NetKey 2-fiber OS2 LC to SC patch cord, riser (OFNR) rated with 1.6mm jacketed cable, 6m. | PC | 1 | 10 | 1 | 31.56
61305602481 | NKFP92ERLSSM007 | NK,2-Fibr,OS2,1.6mm,Risr,PC,LC-SC,7M,RL | NetKey 2-fiber OS2 LC to SC patch cord, riser (OFNR) rated with 1.6mm jacketed cable, 7m. | PC | 1 | 10 | 1 | 32.24
61305602482 | NKFP92ERLSSM008 | NK,2-Fibr,OS2,1.6mm,Risr,PC,LC-SC,8M,RL | NetKey 2-fiber OS2 LC to SC patch cord, riser (OFNR) rated with 1.6mm jacketed cable, 8m. | PC | 1 | 10 | 1 | 32.89
61305602483 | NKFP92ERLSSM009 | NK,2-Fibr,OS2,1.6mm,Risr,PC,LC-SC,9M,RL | NetKey 2-fiber OS2 LC to SC patch cord, riser (OFNR) rated with 1.6mm jacketed cable, 9m. | PC | 1 | 30 | 1 | 33.57
07498392470 | NKFP92ERLSSM010 | NK,2-Fiber,OS2,1.6mm,Risr,PC,10M | NetKey 2-fiber OS2 LC to SC patch cord riser (OFNR) rated with 1.6mm jacketed cable. | PC | 1 | 10 | 1 | 34.59
61305602484 | NKFP92ERLSSM011 | NK,2-Fibr,OS2,1.6mm,Risr,PC,LC-SC,11M,RL | NetKey 2-fiber OS2 LC to SC patch cord, riser (OFNR) rated with 1.6mm jacketed cable, 11m. | PC | 1 | 25 | 1 | 39.4
61305602520 | NKFP92ERLSSM012 | NK,OS2,2Fbr,1.6mm,Risr,PC,LC-SC12MA,EA | NetKey 2-fiber OS2 LC to SC patch cord, riser (OFNR) rated with 1.6mm jacketed cable, 12m. | PC | 1 | 25 | 1 | 40.13
61305602521 | NKFP92ERLSSM013 | NK OS2 2 Fiber 1.6mm Riser Jacket Patch |  | PC | 1 | 20 | 1 | 40.86
61305602522 | NKFP92ERLSSM014 | NK,OS2,2Fbr,1.6mm,Risr,PC,LC-SC14MA,EA | NetKey 2-fiber OS2 LC to SC patch cord, riser (OFNR) rated with 1.6mm jacketed cable, 14m. | PC | 1 | 20 | 1 | 41.62
07498392738 | NKFP92ERLSSM015 | NK,2-Fiber,OS2,1.6mm,Risr,PC,15M | NetKey 2-fiber OS2 LC to SC patch cord riser (OFNR) rated with 1.6mm jacketed cable. | PC | 1 | 1 | 1 | 44.5
07498392739 | NKFP92ERLSSM020 | NK,2-Fiber,OS2,1.6mm,Risr,PC,20M | NetKey 2-fiber OS2 LC to SC patch cord riser (OFNR) rated with 1.6mm jacketed cable. | PC | 1 | 1 | 1 | 50.56
61305602485 | NKFP92ERLSSM025 | NK,2-Fibr,OS2,1.6mm,Risr,PC,LC-SC,25M,RL | NetKey 2-fiber OS2 LC to SC patch cord, riser (OFNR) rated with 1.6mm jacketed cable, 25m. | PC | 1 | 1 | 1 | 62.48
61305602486 | NKFP92ERLSSM030 | NK,2-Fibr,OS2,1.6mm,Risr,PC,LC-SC,30M,RL | NetKey 2-fiber OS2 LC to SC patch cord, riser (OFNR) rated with 1.6mm jacketed cable, 30m. | PC | 1 | 1 | 1 | 67.31
61305602487 | NKFP92ERLSSM035 | NK,2-Fibr,OS2,1.6mm,Risr,PC,LC-SC,35M,RL | NetKey 2-fiber OS2 LC to SC patch cord, riser (OFNR) rated with 1.6mm jacketed cable, 35m. | PC | 1 | 10 | 1 | 72.11
61305602488 | NKFP92ERLSSM040 | NK,2-Fibr,OS2,1.6mm,Risr,PC,LC-SC,40M,RL | NetKey 2-fiber OS2 LC to SC patch cord, riser (OFNR) rated with 1.6mm jacketed cable, 40m. | PC | 1 | 10 | 1 | 76.95
61305602489 | NKFP92ERLSSM045 | NK,2-Fibr,OS2,1.6mm,Risr,PC,LC-SC,45M,RL | NetKey 2-fiber OS2 LC to SC patch cord, riser (OFNR) rated with 1.6mm jacketed cable, 45m. | PC | 1 | 10 | 1 | 81.73
61305602490 | NKFP92ERLSSM050 | NK,2-Fibr,OS2,1.6mm,Risr,PC,LC-SC,50M,RL | NetKey 2-fiber OS2 LC to SC patch cord, riser (OFNR) rated with 1.6mm jacketed cable, 50m. | PC | 1 | 10 | 1 | 86.52
07498372851 | NKFPA24 | NK,Modular,FP,PP,Angled,24P,1RU,EA | Keystone 24-port modular angled patch panel with faceplates in black, (1 RU). | PC | 1 | 5 | 1 | 68.49
07498372894 | NKFPA48 | NK,Modular,FP,PP,Angled,48P,2RU,EA | Keystone 48-port modular angled patch panel with faceplates in black, (2 RU). | PC | 1 | 2 | 1 | 126.44
61305680418 | NKFPAL24 | NK modular faceplate with label patch pa | Modular patch panels consist of a metal panel with molded snap-in faceplates which can be front releasable. The patch panels shall accept all NetKey® Modules and shall mount to standard 19" racks. These patch panels are available in 24 standard density an | PC | 1 | 1 | 1 | 71.91
61305678652 | NKFPL24 | NK Modular Patch Panel, faceplate with l | NetKey Modular Patch Panel, Faceplate with Label, Flat, 24 Port, 1 RU | PC | 1 | 10 | 1 | 39.54
61305678653 | NKFPL48 | NK Modular Patch Panel, faceplate with l | NetKey Modular Patch Panel, Faceplate with Label, Flat, 48 Port, 2 RU | PC | 1 | 10 | 1 | 73
61305602242 | NKFPX1BN1NKM001 | NK,1-Fiber,OM3,LC-Pigtail,12 color,1m | The NetKey® 1 Fiber Patch Cord is an OM3 patch cord with LC to pigtail connector. It is 1 meter in length and has a 12-color pigtail set. | PC | 1 | 10 | 1 | 100.05
61305673233 | NKFPX1BN1NKM002 | NK 1-fiber OM3 LC to pigtail, 900µm tig | NetKey 1-fiber OM3 LC to pigtail with 900µm buffered cable, 2 meter (12-color pigtail set). | PC | 1 | 20 | 1 | 100.05
07498390998 | NKFPX1BN1NNM001 | NK,1-Fiber,OM3,LCP/T,900µm,1M | The NetKey® 1 Fiber pigtail is OM3, LC to pigtail with 900µm buffered cable and is 1 meter in length. | PC | 1 | 50 | 1 | 7.26
61305625384 | NKFPX1BN1NNM002 | NK 1-fiber OM3 LC Pigtail, 900um Buffere | NetKey 1-fiber OM3 LC pigtail with 900µm buffered fiber. | PC | 1 | 10 | 1 | 7.4
07498391283 | NKFPX1BN2NNM001 | NK,1-Fiber,OM3,ST-P/T,900µm,1M | NetKey 1-fiber OM3 ST to pigtail, 900µm buffered cable. | PC | 1 | 10 | 1 | 10.95
07498391274 | NKFPX1BN3NNM001 | NK,1-Fiber,OM3,SC-P/T,900µm,1M | The NetKey® 1 Fiber pigtail is OM3, SC to pigtail with 900µm buffered cable and is 1 meter in length. | PC | 1 | 10 | 1 | 6.74
61305625380 | NKFPX1BN3NNM002 | NK 1-fiber OM3 SC to pigtail, 900µm buf | NetKey 1-fiber OM3 SC to pigtail, 900µm buffered cable. | PC | 1 | 10 | 1 | 6.89
07498392972 | NKFPX23L22SM001 | NK,2-Fiber,OM3,3mm,LSZH,PC,ST-ST,1M | NetKey 2-fiber OM3 ST to ST patch cord low smoke zero halogen (LSZH) rated with 3.0mm jacketed cable. | PC | 1 | 10 | 1 | 29.81
07498392974 | NKFPX23L22SM002 | NK,2-Fiber,OM3,3mm,LSZH,PC,ST-ST,2M | NetKey 2-fiber OM3 ST to ST patch cord low smoke zero halogen (LSZH) rated with 3.0mm jacketed cable. | PC | 1 | 10 | 1 | 32.12
07498392975 | NKFPX23L22SM003 | NK,2-Fiber,OM3,3mm,LSZH,PC,ST-ST,3M | NetKey 2-fiber OM3 ST to ST patch cord low smoke zero halogen (LSZH) rated with 3.0mm jacketed cable. | PC | 1 | 10 | 1 | 34.44
07498392976 | NKFPX23L22SM004 | NK,2-Fiber,OM3,3mm,LSZH,PC,ST-ST,4M | NetKey 2-fiber OM3 ST to ST patch cord low smoke zero halogen (LSZH) rated with 3.0mm jacketed cable. | PC | 1 | 25 | 1 | 36.76
07498392822 | NKFPX23L22SM005 | NK,2-Fiber,OM3,3mm,LSZH,PC,ST-ST,5M | NetKey 2-fiber OM3 ST to ST patch cord low smoke zero halogen (LSZH) rated with 3.0mm jacketed cable. | PC | 1 | 15 | 1 | 39.07
07498392831 | NKFPX23L22SM010 | NK,2-Fiber,OM3,3mm,LSZH,PC,10M | NetKey 2-fiber OM3 ST to ST patch cord low smoke zero halogen (LSZH) rated with 3.0mm jacketed cable. | PC | 1 | 15 | 1 | 50.63
07498392909 | NKFPX23L22SM015 | NK,2-Fiber,OM3,3mm,LSZH,PC,15M | NetKey 2-fiber OM3 ST to ST patch cord low smoke zero halogen (LSZH) rated with 3.0mm jacketed cable. | PC | 1 | 10 | 1 | 62.19
07498392914 | NKFPX23L22SM020 | NK,2-Fiber,OM3,3mm,LSZH,PC,20M | NetKey 2-fiber OM3 ST to ST patch cord low smoke zero halogen (LSZH) rated with 3.0mm jacketed cable. | PC | 1 | 10 | 1 | 73.76
07498392601 | NKFPX23LSSSM001 | NK,2-Fiber,OM3,3mm,LSZH,SC-SC,PC,1M | NetKey 2-fiber OM3 SC duplex to SC duplex patch cord, low smoke zero halogen (LSZH) rated with 3.0mm jacket. | PC | 1 | 10 | 1 | 24.8
07498392605 | NKFPX23LSSSM002 | NK,2-Fiber,OM3,3mm,LSZH,SC-SC,PC,2M | NetKey 2-fiber OM3 SC duplex to SC duplex patch cord, low smoke zero halogen (LSZH) rated with 3.0mm jacket. | PC | 1 | 10 | 1 | 27.12
07498393211 | NKFPX23LSSSM003 | NK OM3 2 Fiber 3.0mm LSZH Jacket Patch C |  | PC | 1 | 10 | 1 | 29.44
07498392607 | NKFPX23LSSSM004 | NK,2-Fiber,OM3,3mm,LSZH,SC-SC,PC,4M | NetKey 2-fiber OM3 SC duplex to SC duplex patch cord, low smoke zero halogen (LSZH) rated with 3.0mm jacket. | PC | 1 | 10 | 1 | 31.75
07498392815 | NKFPX23LSSSM005 | NK,2-Fiber,OM3,3mm,LSZH,SC-SC,PC,5M | NetKey 2-fiber OM3 SC duplex to SC duplex patch cord, low smoke zero halogen (LSZH) rated with 3.0mm jacket. | PC | 1 | 15 | 1 | 34.07
07498392820 | NKFPX23LSSSM010 | NK,2-Fiber,OM3,3mm,LSZH,SC-SC,PC,10M | NetKey 2-fiber OM3 SC duplex to SC duplex patch cord, low smoke zero halogen (LSZH) rated with 3.0mm jacket. | PC | 1 | 10 | 1 | 45.64
07498392899 | NKFPX23LSSSM015 | NK,2-Fiber,OM3,3mm,LSZH,SC-SC,PC,15M | NetKey 2-fiber OM3 SC duplex to SC duplex patch cord, low smoke zero halogen (LSZH) rated with 3.0mm jacket. | PC | 1 | 1 | 1 | 57.22
07498392905 | NKFPX23LSSSM020 | NK,2-Fiber,OM3,3mm,LSZH,SC-SC,PC,20M | NetKey 2-fiber OM3 SC duplex to SC duplex patch cord, low smoke zero halogen (LSZH) rated with 3.0mm jacket. | PC | 1 | 1 | 1 | 68.79
07498392615 | NKFPX23R22SM001 | NK,2-Fiber,OM3,3mm,Risr,PC,ST-ST,1M | NetKey 2-fiber OM3 ST to ST patch cord riser (OFNR) rated with 3.0mm jacketed cable. | PC | 1 | 10 | 1 | 29.68
07498392666 | NKFPX23R22SM002 | NK,2-Fiber,OM3,3mm,Risr,PC,ST-ST,2M | NetKey 2-fiber OM3 ST to ST patch cord riser (OFNR) rated with 3.0mm jacketed cable. | PC | 1 | 10 | 1 | 31.85
07498392667 | NKFPX23R22SM003 | NK,2-Fiber,OM3,3mm,Risr,PC,ST-ST,3M | NetKey 2-fiber OM3 ST to ST patch cord riser (OFNR) rated with 3.0mm jacketed cable. | PC | 1 | 10 | 1 | 34
07498392977 | NKFPX23R22SM004 | NK,2-Fiber,OM3,3mm,Risr,PC,ST-ST,4M | NetKey 2-fiber OM3 ST to ST patch cord riser (OFNR) rated with 3.0mm jacketed cable. | PC | 1 | 25 | 1 | 36.16
07498392754 | NKFPX23R22SM005 | NK,2-Fiber,OM3,3mm,Risr,PC,ST-ST,5M | NetKey 2-fiber OM3 ST to ST patch cord riser (OFNR) rated with 3.0mm jacketed cable. | PC | 1 | 10 | 1 | 38.33
07498392821 | NKFPX23R22SM010 | NK,2-Fiber,OM3,3mm,Risr,PC,10M | NetKey 2-fiber OM3 ST to ST patch cord riser (OFNR) rated with 3.0mm jacketed cable. | PC | 1 | 10 | 1 | 49.13
07498392873 | NKFPX23R22SM015 | NK,2-Fiber,OM3,3mm,Risr,PC,15M | NetKey 2-fiber OM3 ST to ST patch cord riser (OFNR) rated with 3.0mm jacketed cable. | PC | 1 | 1 | 1 | 59.92
07498392907 | NKFPX23R22SM020 | NK,2-Fiber,OM3,3mm,Risr,PC,20M | NetKey 2-fiber OM3 ST to ST patch cord riser (OFNR) rated with 3.0mm jacketed cable. | PC | 1 | 1 | 1 | 70.73
07498392590 | NKFPX23RSSSM001 | NK,2-Fiber,OM3,3mm,Risr,SC-SC,PC,1M | NetKey 2-fiber OM3 SC duplex to SC duplex patch cord, riser (OFNR) rated with 3.0mm jacket. | PC | 1 | 10 | 1 | 23.62
07498392591 | NKFPX23RSSSM002 | NK,2-Fiber,OM3,3mm,Risr,SC-SC,PC,2M | NetKey 2-fiber OM3 SC duplex to SC duplex patch cord, riser (OFNR) rated with 3.0mm jacket. | PC | 1 | 10 | 1 | 25.5
07498392599 | NKFPX23RSSSM003 | NK,2-Fiber,OM3,3mm,Risr,SC-SC,PC,3M | NetKey 2-fiber OM3 SC duplex to SC duplex patch cord, riser (OFNR) rated with 3.0mm jacket. | PC | 1 | 10 | 1 | 27.36
07498392600 | NKFPX23RSSSM004 | NK,2-Fiber,OM3,3mm,Risr,SC-SC,PC,4M | NetKey 2-fiber OM3 SC duplex to SC duplex patch cord, riser (OFNR) rated with 3.0mm jacket. | PC | 1 | 25 | 1 | 31.14
07498392752 | NKFPX23RSSSM005 | NK,2-Fiber,OM3,3mm,Risr,SC-SC,PC,5M | NetKey 2-fiber OM3 SC duplex to SC duplex patch cord, riser (OFNR) rated with 3.0mm jacket. | PC | 1 | 10 | 1 | 31.12
07498392814 | NKFPX23RSSSM010 | NK,2-Fiber,OM3,3mm,Risr,SC-SC,PC,10M | NetKey 2-fiber OM3 SC duplex to SC duplex patch cord, riser (OFNR) rated with 3.0mm jacket. | PC | 1 | 10 | 1 | 40.48
07498392872 | NKFPX23RSSSM015 | NK,2-Fiber,OM3,3mm,Risr,SC-SC,PC,15M | NetKey 2-fiber OM3 SC duplex to SC duplex patch cord, riser (OFNR) rated with 3.0mm jacket. | PC | 1 | 1 | 1 | 54.9
07498392897 | NKFPX23RSSSM020 | NK,2-Fiber,OM3,3mm,Risr,SC-SC,PC,20M | NetKey 2-fiber OM3 SC duplex to SC duplex patch cord, riser (OFNR) rated with 3.0mm jacket. | PC | 1 | 10 | 1 | 65.71
07498391419 | NKFPX2ELLLSM001 | NK,2-Fiber,OM3,1.6mm,LSZH,PC,1M | The NetKey® 2 Fiber Patch Cord is an OM3 patch cord with LC Duplex connectors. It is Low Smoke Zero Halogen (LSZH) rated and is 1 meter in length with a 1.6mm jacket. | PC | 1 | 10 | 1 | 23.62
07498391435 | NKFPX2ELLLSM002 | NK,2-Fiber,OM3,1.6mm,LSZH,PC,2M | The NetKey® 2 Fiber Patch Cord is an OM3 patch cord with LC Duplex connectors. It is Low Smoke Zero Halogen (LSZH) rated and is 2 meters in length with a 1.6mm jacket. | PC | 1 | 10 | 1 | 25.5
07498391436 | NKFPX2ELLLSM003 | NK,2-Fiber,OM3,1.6mm,LSZH,PC,3M | The NetKey® 2 Fiber Patch Cord is an OM3 patch cord with LC Duplex connectors. It is Low Smoke Zero Halogen (LSZH) rated and is 3 meters in length with a 1.6mm jacket. | PC | 1 | 10 | 1 | 27.35
07498391460 | NKFPX2ELLLSM004 | NK,2-Fiber,OM3,1.6mm,LSZH,PC,4M | NetKey 2-fiber OM3 LC duplex to LC duplex patch cord, low smoke zero halogen (LSZH) rated with 1.6mm jacket, 4 meters. | PC | 1 | 10 | 1 | 29.21
07498392243 | NKFPX2ELLLSM005 | NK,2-Fiber,OM3,1.6mm,LSZH,PC,5M | The NetKey® 2 Fiber Patch Cord is an OM3 patch cord with LC Duplex connectors. It is Low Smoke Zero Halogen (LSZH) rated and is 5 meters in length with a 1.6mm jacket. | PC | 1 | 10 | 1 | 31.09
61305602439 | NKFPX2ELLLSM006 | NK 2-fiber OM3 1.6mm LSZH Jacket Patch C |  | PC | 1 | 10 | 1 | 32.95
61305602440 | NKFPX2ELLLSM007 | NK 2-fiber OM3 1.6mm LSZH Jacket Patch C |  | PC | 1 | 30 | 1 | 34.81
61305602441 | NKFPX2ELLLSM008 | NK 2-fiber OM3 1.6mm LSZH Jacket Patch C |  | PC | 1 | 10 | 1 | 36.68
61305602442 | NKFPX2ELLLSM009 | NK,2-Fibr,OM3,1.6mmLSZH,JcktPC,9M,RL | NetKey 2-fiber OM3 LC duplex to LC duplex patch cord, low smoke zero halogen (LSZH) rated with 1.6mm jacket, 9 meters. | PC | 1 | 10 | 1 | 38.51
07498392260 | NKFPX2ELLLSM010 | NK,2-Fiber,OM3,1.6mm,LSZH,PC,10M | NetKey 2-fiber OM3 LC duplex to LC duplex patch cord, low smoke zero halogen (LSZH) rated with 1.6mm jacket. | PC | 1 | 10 | 1 | 40.39
61305602443 | NKFPX2ELLLSM011 | NK,2-Fibr,OM3,1.6mmLSZH,JcktPC,11M,RL | NetKey 2-fiber OM3 LC duplex to LC duplex patch cord, low smoke zero halogen (LSZH) rated with 1.6mm jacket, 11 meters. | PC | 1 | 25 | 1 | 42.25
61305602444 | NKFPX2ELLLSM012 | NK,2-Fibr,OM3,1.6mmLSZH,JcktPC,12M,RL | NetKey 2-fiber OM3 LC duplex to LC duplex patch cord, low smoke zero halogen (LSZH) rated with 1.6mm jacket, 12 meters. | PC | 1 | 25 | 1 | 44.13
61305602445 | NKFPX2ELLLSM013 | NK 2-fiber OM3 1.6mm LSZH Jacket Patch C |  | PC | 1 | 20 | 1 | 45.98
61305602446 | NKFPX2ELLLSM014 | NK,2-Fibr,OM3,1.6mmLSZH,JcktPC,14M,RL | NetKey 2-fiber OM3 LC duplex to LC duplex patch cord, low smoke zero halogen (LSZH) rated with 1.6mm jacket, 14 meters. | PC | 1 | 20 | 1 | 47.85
07498392699 | NKFPX2ELLLSM015 | NK,2-Fiber,OM3,1.6mm,LSZH,PC,15M | NetKey 2-fiber OM3 LC duplex to LC duplex patch cord, low smoke zero halogen (LSZH) rated with 1.6mm jacket. | PC | 1 | 1 | 1 | 49.72
07498392701 | NKFPX2ELLLSM020 | NK,2-Fiber,OM3,1.6mm,LSZH,PC,20M | NetKey 2-fiber OM3 LC duplex to LC duplex patch cord, low smoke zero halogen (LSZH) rated with 1.6mm jacket, 20 meters. | PC | 1 | 10 | 1 | 59.02
61305602447 | NKFPX2ELLLSM025 | NK,2-Fibr,OM3,1.6mmLSZH,JcktPC,25M,RL | NetKey 2-fiber OM3 LC duplex to LC duplex patch cord, low smoke zero halogen (LSZH) rated with 1.6mm jacket, 82 ft. | PC | 1 | 10 | 1 | 68.35
61305602448 | NKFPX2ELLLSM030 | NK 2-fiber OM3 1.6mm LSZH Jacket Patch C |  | PC | 1 | 10 | 1 | 77.65
61305602449 | NKFPX2ELLLSM035 | NK 2-fiber OM3 1.6mm LSZH Jacket Patch C |  | PC | 1 | 10 | 1 | 86.96
61305602450 | NKFPX2ELLLSM040 | NK 2-fiber OM3 1.6mm LSZH Jacket Patch C |  | PC | 1 | 10 | 1 | 96.29
61305602451 | NKFPX2ELLLSM045 | NK 2-fiber OM3 1.6mm LSZH Jacket Patch C |  | PC | 1 | 10 | 1 | 105.61
61305602452 | NKFPX2ELLLSM050 | NK 2-fiber OM3 1.6mm LSZH Jacket Patch C |  | PC | 1 | 10 | 1 | 114.91
07498391471 | NKFPX2ELLSSM001 | NK,2-Fiber,OM3,1.6mm,LSZH,PC,1M | NetKey 2-fiber OM3 LC to SC patch cord low smoke zero halogen (LSZH) rated with1.6mm jacketed cable. | PC | 1 | 10 | 1 | 25.42
07498391472 | NKFPX2ELLSSM002 | NK,2-Fiber,OM3,1.6mm,LSZH,PC,2M | NetKey 2-fiber OM3 LC to SC patch cord low smoke zero halogen (LSZH) rated with 1.6mm jacketed cable. | PC | 1 | 10 | 1 | 27.28
07498391473 | NKFPX2ELLSSM003 | NK,2-Fiber,OM3,1.6mm,LSZH,PC,3M | NetKey 2-fiber OM3 LC to SC patch cord low smoke zero halogen (LSZH) rated with 1.6mm jacketed cable. | PC | 1 | 10 | 1 | 29.14
07498391474 | NKFPX2ELLSSM004 | NK,2-Fiber,OM3,1.6mm,LSZH,PC,4M | NetKey 2-fiber OM3 LC to SC patch cord low smoke zero halogen (LSZH) rated with 1.6mm jacketed cable. | PC | 1 | 10 | 1 | 31.02
07498392277 | NKFPX2ELLSSM005 | NK,2-Fiber,OM3,1.6mm,LSZH,PC,5M | NetKey 2-fiber OM3 LC to SC patch cord low smoke zero halogen (LSZH) rated with 1.6mm jacketed cable. | PC | 1 | 10 | 1 | 32.87
61305602453 | NKFPX2ELLSSM006 | NK,2-fiber,1.6mm,OM3,LSZH,LC-SC,6m | NetKey 2-fiber OM3 LC to SC patch cord low smoke zero halogen (LSZH) rated with 1.6mm jacketed cable, 6 meters. | PC | 1 | 30 | 1 | 34.73
61305602454 | NKFPX2ELLSSM007 | NK,2-Fibr,OM3,1.6mmLSZH,JcktPC,7M,RL | NetKey 2-fiber OM3 LC to SC patch cord low smoke zero halogen (LSZH) rated with 1.6mm jacketed cable, 7 meters. | PC | 1 | 30 | 1 | 36.61
61305602455 | NKFPX2ELLSSM008 | NK 2-fiber OM3 1.6mm LSZH Jacket Patch C |  | PC | 1 | 30 | 1 | 38.48
61305602456 | NKFPX2ELLSSM009 | NK 2-fiber OM3 1.6mm LSZH Jacket Patch C |  | PC | 1 | 30 | 1 | 40.34
07498392297 | NKFPX2ELLSSM010 | NK,2-Fiber,OM3,1.6mm,LSZH,PC,10M | NetKey 2-fiber OM3 LC to SC patch cord low smoke zero halogen (LSZH) rated with 1.6mm jacketed cable. | PC | 1 | 10 | 1 | 42.2
61305602457 | NKFPX2ELLSSM011 | NK 2-fiber OM3 1.6mm LSZH Jacket Patch C |  | PC | 1 | 25 | 1 | 44.08
61305602458 | NKFPX2ELLSSM012 | NK 2-fiber OM3 1.6mm LSZH Jacket Patch C |  | PC | 1 | 25 | 1 | 45.93
61305602459 | NKFPX2ELLSSM013 | NK 2-fiber OM3 1.6mm LSZH Jacket Patch C |  | PC | 1 | 20 | 1 | 47.79
61305602460 | NKFPX2ELLSSM014 | NK 2-fiber OM3 1.6mm LSZH Jacket Patch C |  | PC | 1 | 20 | 1 | 49.67
07498392732 | NKFPX2ELLSSM015 | NK,2-Fiber,OM3,1.6mm,LSZH,PC,15M | NetKey 2-fiber OM3 LC to SC patch cord low smoke zero halogen (LSZH) rated with 1.6mm jacketed cable. | PC | 1 | 20 | 1 | 51.53
07498392733 | NKFPX2ELLSSM020 | NK,2-Fiber,OM3,1.6mm,LSZH,PC,20M | NetKey 2-fiber OM3 LC to SC patch cord low smoke zero halogen (LSZH) rated with 1.6mm jacketed cable. | PC | 1 | 20 | 1 | 62.01
61305602461 | NKFPX2ELLSSM025 | NK 2-fiber OM3 1.6mm LSZH Jacket Patch C |  | PC | 1 | 10 | 1 | 72.09
61305602462 | NKFPX2ELLSSM030 | NK 2-fiber OM3 1.6mm LSZH Jacket Patch C |  | PC | 1 | 10 | 1 | 81.94
61305602463 | NKFPX2ELLSSM035 | NK 2-fiber OM3 1.6mm LSZH Jacket Patch C |  | PC | 1 | 10 | 1 | 91.81
61305602464 | NKFPX2ELLSSM040 | NK 2-fiber OM3 1.6mm LSZH Jacket Patch C |  | PC | 1 | 10 | 1 | 101.64
61305602465 | NKFPX2ELLSSM045 | NK 2-fiber OM3 1.6mm LSZH Jacket Patch C |  | PC | 1 | 10 | 1 | 111.5
61305602466 | NKFPX2ELLSSM050 | NK 2-fiber OM3 1.6mm LSZH Jacket Patch C |  | PC | 1 | 10 | 1 | 121.34
07498391367 | NKFPX2ERLLSM001 | NK,2-Fiber,OM3,1.6mm,Risr,PC,1M | The NetKey® 2 Fiber Patch Cord is an OM3 patch cord with LC Duplex connectors. It is Riser (OFNR) rated and is 1 meter in length with a 1.6mm jacket. | PC | 1 | 10 | 1 | 23.31
07498391406 | NKFPX2ERLLSM002 | NK,2-Fiber,OM3,1.6mm,Risr,PC,2M | The NetKey® 2 Fiber Patch Cord is an OM3 patch cord with LC Duplex connectors. It is Riser (OFNR) rated, with a 1.6mm jacket, and is 2 meters in length. | PC | 1 | 10 | 1 | 24.9
07498391415 | NKFPX2ERLLSM003 | NK,2-Fiber,OM3,1.6mm,Risr,PC,3M | The NetKey® 2 Fiber Patch Cord is an OM3 patch cord with LC Duplex connectors. It is Riser (OFNR) rated and is 3 meters in length with a 1.6mm jacket. | PC | 1 | 10 | 1 | 26.49
07498391417 | NKFPX2ERLLSM004 | NK,2-Fiber,OM3,1.6mm,Risr,PC,4M | NetKey 2-fiber OM3 LC duplex to LC duplex patch cord, riser (OFNR) rated with 1.6mm jacket. | PC | 1 | 10 | 1 | 28.07
07498392140 | NKFPX2ERLLSM005 | NK,2-Fiber,OM3,1.6mm,Risr,PC,5M | The NetKey® 2 Fiber Patch Cord is an OM3 patch cord with LC Duplex connectors. It is Riser (OFNR) rated and is 5 meters in length with a 1.6mm jacket. | PC | 1 | 10 | 1 | 29.65
61305602414 | NKFPX2ERLLSM006 | NK,2-Fibr,OM3,1.6mm,Risr,PC,6M,RL | NetKey 2-fiber OM3 LC duplex to LC duplex patch cord, riser (OFNR) rated with 1.6mm jacket, 6 meters. | PC | 1 | 10 | 1 | 31.25
07498376026 | NKFPX2ERLLSM007 | NK 2-fiber OM3 1.6mm Riser Jacket Patch |  | PC | 1 | 10 | 1 | 32.85
61305602415 | NKFPX2ERLLSM008 | NK 2-fiber OM3 1.6mm Riser Jacket Patch |  | PC | 1 | 10 | 1 | 34.44
61305602416 | NKFPX2ERLLSM009 | NK 2-fiber OM3 1.6mm Riser Jacket Patch |  | PC | 1 | 10 | 1 | 36.03
07498392202 | NKFPX2ERLLSM010 | NK,2-Fiber,OM3,1.6mm,Risr,PC,10M | The NetKey® 2 Fiber Patch Cord is an OM3 patch cord with LC Duplex connectors. It is Riser (OFNR) rated and is 10 meters in length with a 1.6mm jacket. | PC | 1 | 10 | 1 | 37.6
61305602423 | NKFPX2ERLLSM011 | NK 2-fiber OM3 1.6mm Riser Jacket Patch |  | PC | 1 | 25 | 1 | 39.2
61305602424 | NKFPX2ERLLSM012 | NK 2-fiber OM3 1.6mm Riser Jacket Patch | NK 2-fiber OM3 1.6mm Riser Jacket Patch Cord LC Duplex to LC Duplex - 12m | PC | 1 | 1 | 1 | 40.79
61305602417 | NKFPX2ERLLSM013 | NK,2-F,OM3,1.6mm,Riser,LC DUP-LC DUP,13m | NetKey 2-fiber OM3 LC duplex to LC duplex patch cord, riser (OFNR) rated with 1.6mm jacket, 13 meters. | PC | 1 | 20 | 1 | 42.38
61305602418 | NKFPX2ERLLSM014 | NK 2-fiber OM3 1.6mm Riser Jacket Patch |  | PC | 1 | 20 | 1 | 43.95
07498392695 | NKFPX2ERLLSM015 | NK,2-Fiber,OM3,1.6mm,Risr,PC,15M | NetKey 2-fiber OM3 LC duplex to LC duplex patch cord, riser (OFNR) rated with 1.6mm jacket, 15 meters. | PC | 1 | 1 | 1 | 45.54
07498392696 | NKFPX2ERLLSM020 | NK,2-Fiber,OM3,1.6mm,Risr,PC,20M | NetKey 2-fiber OM3 LC duplex to LC duplex patch cord, riser (OFNR) rated with 1.6mm jacket. | PC | 1 | 1 | 1 | 53.49
61305602419 | NKFPX2ERLLSM025 | NK 2-fiber OM3 1.6mm Riser Jacket Patch |  | PC | 1 | 1 | 1 | 61.41
07498376027 | NKFPX2ERLLSM030 | NK 2-fiber OM3 1.6mm Riser Jacket Patch |  | PC | 1 | 1 | 1 | 69.37
61305602420 | NKFPX2ERLLSM035 | NK 2-fiber OM3 1.6mm Riser Jacket Patch |  | PC | 1 | 1 | 1 | 77.31
07498376070 | NKFPX2ERLLSM040 | NK 2-fiber OM3 1.6mm Riser Jacket Patch |  | PC | 1 | 1 | 1 | 85.24
61305602421 | NKFPX2ERLLSM045 | NK,2-Fibr,OM3,1.6mm,Risr,PC,45M,RL | NetKey 2-fiber OM3 LC duplex to LC duplex patch cord, riser (OFNR) rated with 1.6mm jacket, 45 meters. | PC | 1 | 10 | 1 | 93.17
61305602422 | NKFPX2ERLLSM050 | NK 2-fiber OM3 1.6mm Riser Jacket Patch |  | PC | 1 | 1 | 1 | 101.12
07498391403 | NKFPX2ERLSSM001 | NK,2-Fiber,OM3,1.6mm,Riser,LC-SC,PC,1M | NetKey 2-fiber OM3 LC to SC patch cord riser (OFNR) rated with 1.6mm jacketed cable, 1m. | PC | 1 | 10 | 1 | 24.48
07498391461 | NKFPX2ERLSSM002 | NK,2-Fiber,OM3,1.6mm,Riser,LC-SC,PC,2M | NetKey 2-fiber OM3 LC to SC patch cord riser (OFNR) rated with 1.6mm jacketed cable, 2m. | PC | 1 | 10 | 1 | 26.11
07498391462 | NKFPX2ERLSSM003 | NK,2-Fiber,OM3,1.6mm,Riser,LC-SC,PC,3M | NetKey 2-fiber OM3 LC to SC patch cord riser (OFNR) rated with 1.6mm jacketed cable, 3m. | PC | 1 | 10 | 1 | 27.75
07498391463 | NKFPX2ERLSSM004 | NK,2-Fiber,OM3,1.6mm,Riser,LC-SC,PC,4M | NetKey 2-fiber OM3 LC to SC patch cord riser (OFNR) rated with 1.6mm jacketed cable, 4m. | PC | 1 | 50 | 1 | 29.39
07498392274 | NKFPX2ERLSSM005 | NK,2-Fiber,OM3,1.6mm,Riser,LC-SC,PC,5M | NetKey 2-fiber OM3 LC to SC patch cord riser (OFNR) rated with 1.6mm jacketed cable, 5m. | PC | 1 | 10 | 1 | 31.02
61305602425 | NKFPX2ERLSSM006 | NK,2-Fiber,OM3,1.6mm,Riser,LC-SC,PC,6M | NetKey 2-fiber OM3 LC to SC patch cord riser (OFNR) rated with 1.6mm jacketed cable, 6m. | PC | 1 | 30 | 1 | 32.66
61305602426 | NKFPX2ERLSSM007 | NK,2-Fiber,OM3,1.6mm,Riser,LC-SC,PC,7M | NetKey 2-fiber OM3 LC to SC patch cord riser (OFNR) rated with 1.6mm jacketed cable, 7m. | PC | 1 | 10 | 1 | 34.26
61305602427 | NKFPX2ERLSSM008 | NK,2-Fiber,OM3,1.6mm,Riser,LC-SC,PC,8M | NetKey 2-fiber OM3 LC to SC patch cord riser (OFNR) rated with 1.6mm jacketed cable, 8m. | PC | 1 | 10 | 1 | 35.9
61305602428 | NKFPX2ERLSSM009 | NK 2-fiber OM3 1.6mm Riser Jacket Patch |  | PC | 1 | 30 | 1 | 37.54
07498392275 | NKFPX2ERLSSM010 | NK,2-Fiber,OM3,1.6mm,Riser,LC-SC,PC,10M | NetKey 2-fiber OM3 LC to SC patch cord riser (OFNR) rated with 1.6mm jacketed cable, 10m. | PC | 1 | 10 | 1 | 39.17
61305602429 | NKFPX2ERLSSM011 | NK,2-Fiber,OM3,1.6mm,Riser,LC-SC,PC,11M | NetKey 2-fiber OM3 LC to SC patch cord riser (OFNR) rated with 1.6mm jacketed cable, 11m. | PC | 1 | 25 | 1 | 40.81
61305602430 | NKFPX2ERLSSM012 | NK,2-Fiber,OM3,1.6mm,Riser,LC-SC,PC,12M | NetKey 2-fiber OM3 LC to LC patch cord riser (OFNR) rated with 1.6mm jacketed cable, 12m. | PC | 1 | 25 | 1 | 42.44
61305602431 | NKFPX2ERLSSM013 | NK,2-Fiber,OM3,1.6mm,Riser,LC-SC,PC,13M | NetKey 2-fiber OM3 LC to SC patch cord riser (OFNR) rated with 1.6mm jacketed cable, 13m. | PC | 1 | 20 | 1 | 44.08
61305602432 | NKFPX2ERLSSM014 | NK,2-Fiber,OM3,1.6mm,Riser,LC-SC,PC,14M | NetKey 2-fiber OM3 LC to SC patch cord riser (OFNR) rated with 1.6mm jacketed cable, 14m. | PC | 1 | 20 | 1 | 45.72
07498392702 | NKFPX2ERLSSM015 | NK,2-Fiber,OM3,1.6mm,Riser,LC-SC,PC,15M | NetKey 2-fiber OM3 LC to SC patch cord riser (OFNR) rated with 1.6mm jacketed cable, 15m. | PC | 1 | 20 | 1 | 47.34
07498392706 | NKFPX2ERLSSM020 | NK,2-Fiber,OM3,1.6mm,Riser,LC-SC,PC,20M | NetKey 2-fiber OM3 LC to SC patch cord riser (OFNR) rated with 1.6mm jacketed cable, 20m. | PC | 1 | 20 | 1 | 55.5
61305602433 | NKFPX2ERLSSM025 | NK,2-Fiber,OM3,1.6mm,Riser,LC-SC,PC,25M | NetKey 2-fiber OM3 LC to SC patch cord riser (OFNR) rated with 1.6mm jacketed cable, 25m. | PC | 1 | 1 | 1 | 63.65
61305602434 | NKFPX2ERLSSM030 | NK,2-Fiber,OM3,1.6mm,Riser,LC-SC,PC,30M | NetKey 2-fiber OM3 LC to SC patch cord riser (OFNR) rated with 1.6mm jacketed cable, 30m. | PC | 1 | 10 | 1 | 71.83
61305602435 | NKFPX2ERLSSM035 | NK,2-Fiber,OM3,1.6mm,Riser,LC-SC,PC,35M | NetKey 2-fiber OM3 LC to SC patch cord riser (OFNR) rated with 1.6mm jacketed cable, 35m. | PC | 1 | 1 | 1 | 79.98
61305602436 | NKFPX2ERLSSM040 | NK,2-Fiber,OM3,1.6mm,Riser,LC-SC,PC,40M | NetKey 2-fiber OM3 LC to SC patch cord riser (OFNR) rated with 1.6mm jacketed cable, 40m. | PC | 1 | 10 | 1 | 88.14
61305602437 | NKFPX2ERLSSM045 | NK,2-Fiber,OM3,1.6mm,Riser,LC-SC,PC,45M | NetKey 2-fiber OM3 LC to SC patch cord riser (OFNR) rated with 1.6mm jacketed cable, 45m. | PC | 1 | 10 | 1 | 96.31
61305602438 | NKFPX2ERLSSM050 | NK,2-Fiber,OM3,1.6mm,Riser,LC-SC,PC,50M | NetKey 2-fiber OM3 LC to SC patch cord riser (OFNR) rated with 1.6mm jacketed cable, 50m. | PC | 1 | 1 | 1 | 104.46
61305625605 | NKFPZ1BN1NKM001 | 1-Fiber,OM4,LC to Pigtail,900um,12-C,1M | The NetKey® 1 Fiber Patch Cord is an OM4 patch cord with LC to pigtail connector. It is 1 meter in length and has a 12 color pigtail set. | PC | 1 | 10 | 1 | 93.15
61305673234 | NKFPZ1BN1NKM002 | NK 1-fiber OM4 LC to pigtail, 900µm tig | NetKey 1-fiber OM4 LC to pigtail with 900µm buffered cable, 2 meter (12-color pigtail set). | PC | 1 | 20 | 1 | 93.15
61305625603 | NKFPZ1BN1NNM001 | 1-Fiber,OM4.LC to Pigtail,900um,AQ,1M | The NetKey® 1 Fiber Patch Cord is an OM4 patch cord with LC to pigtail connector. It is 1 meter in length and features 900µm buffered cable. | PC | 1 | 50 | 1 | 7.76
61305625604 | NKFPZ1BN1NNM002 | 1-Fiber,OM4.LC to Pigtail,900um,AQ,2M | NetKey 1-fiber OM4 LC to pigtail, 900µm buffered cable, 2m. | PC | 1 | 10 | 1 | 8.55
61305625591 | NKFPZ22LLLSM001 | 2-Fiber,OM4,LCDuplex,LSZH,2.0mm,AQ,1M | The NetKey® 2 Fiber Patch Cord is an OM4 patch cord with LC Duplex connectors. It is Low Smoke Zero Halogen (LSZH) rated and is 1 meter in length with a 2mm jacket. | PC | 1 | 10 | 1 | 27.09
61305625592 | NKFPZ22LLLSM002 | 2-Fiber,OM4,LCDuplex,LSZH,2.0mm,AQ,2M | The NetKey® 2 Fiber Patch Cord is an OM4 patch cord with LC Duplex connectors. It is Low Smoke Zero Halogen (LSZH) rated, with a 2mm jacket, and is 2 meters in length. | PC | 1 | 10 | 1 | 29.21
61305625593 | NKFPZ22LLLSM003 | 2-Fiber,OM4,LCDuplex,LSZH,2.0mm,AQ,3M | The NetKey® 2 Fiber Patch Cord is an OM4 patch cord with LC Duplex connectors. It is Low Smoke Zero Halogen (LSZH) rated and is 3 meters in length with a 2mm jacket. | PC | 1 | 10 | 1 | 31.35
61305625594 | NKFPZ22LLLSM004 | 2-Fiber,OM4,LCDuplex,LSZH,2.0mm,AQ,4M | The NetKey® 2 Fiber Patch Cord is an OM4 patch cord with LC Duplex connectors. It is Low Smoke Zero Halogen (LSZH) rated and is 4 meters in length with a 2mm jacket. | PC | 1 | 10 | 1 | 33.5
61305625595 | NKFPZ22LLLSM005 | 2-Fiber,OM4,LCDuplex,LSZH,2.0mm,AQ,5M | The NetKey® 2 Fiber Patch Cord is an OM4 patch cord with LC Duplex connectors. It is Low Smoke Zero Halogen (LSZH) rated, with a 2mm jacket, and is 5 meters in length. | PC | 1 | 10 | 1 | 35.62
61305625596 | NKFPZ22LLLSM006 | 2-Fiber,OM4,LCDuplex,LSZH,2.0mm,AQ,6M | The NetKey® 2 Fiber Patch Cord is an OM4 patch cord with LC Duplex connectors. It is Low Smoke Zero Halogen (LSZH) rated, with a 2mm jacket, and is 6 meters in length. | PC | 1 | 30 | 1 | 37.76
61305625597 | NKFPZ22LLLSM007 | NK 2-fiber OM4 2.0mm LSZH Jacket Patch C |  | PC | 1 | 10 | 1 | 39.9
61305625598 | NKFPZ22LLLSM008 | 2-Fiber,OM4,LCDuplex,LSZH,2.0mm,AQ,8M | NetKey 2-fiber OM4 LC duplex to LC duplex patch cord, LSZH (low smoke zero halogen) rated, with 2.0mm jacketed cable, 8m. | PC | 1 | 10 | 1 | 42.02
61305625599 | NKFPZ22LLLSM009 | 2-Fiber,OM4,LCDuplex,LSZH,2.0mm,AQ,9M | NetKey 2-fiber OM4 LC duplex to LC duplex patch cord, LSZH (low smoke zero halogen) rated, with 2.0mm jacketed cable, 9m. | PC | 1 | 30 | 1 | 44.16
61305625600 | NKFPZ22LLLSM010 | 2-Fiber,OM4,LCDuplex,LSZH,2.0mm,AQ,10M | The NetKey® 2 Fiber Patch Cord is an OM4 patch cord with LC Duplex connectors. It is Low Smoke Zero Halogen (LSZH) rated and is 10 meters in length with a 2mm jacket. | PC | 1 | 10 | 1 | 46.3
61305625601 | NKFPZ22LLLSM015 | 2-Fiber,OM4,LCDuplex,LSZH,2.0mm,AQ,15M | NetKey 2-fiber OM4 LC duplex to LC duplex patch cord, LSZH (low smoke zero halogen) rated, with 2.0mm jacketed cable, 15m. | PC | 1 | 1 | 1 | 56.96
61305625602 | NKFPZ22LLLSM020 | 2-Fiber,OM4,LCDuplex,LSZH,2.0mm,AQ,20M | NetKey 2-fiber OM4 LC duplex to LC duplex patch cord, LSZH (low smoke zero halogen) rated, with 2.0mm jacketed cable, 20m. | PC | 1 | 1 | 1 | 67.65
61305657442 | NKFPZ22LLLSM050 | NK 2-fiber OM4 2.0mm LSZH Jacket Patch C |  | PC | 1 | 1 | 1 | 131.69
61305625579 | NKFPZ22RLLSM001 | 2-Fiber,OM4,LCDuplex,OFNR,2.0mm,AQ,1M | NetKey 2-fiber OM4 LC duplex to LC duplex patch cord, OFNR (riser) rated, with 2.0mm jacketed cable, 1m. | PC | 1 | 10 | 1 | 26.5
61305625580 | NKFPZ22RLLSM002 | 2-Fiber,OM4,LCDuplex,OFNR,2.0mm,AQ,2M | NetKey 2-fiber OM4 LC duplex to LC duplex patch cord, OFNR (riser) rated, with 2.0mm jacketed cable, 2m. | PC | 1 | 10 | 1 | 28.3
61305625581 | NKFPZ22RLLSM003 | NK 2-fiber OM4 2.0mm Riser Jacket Patch | The NetKey® 2 Fiber Patch Cord is an OM4 patch cord with LC Duplex connectors. It is Riser (OFNR) rated and is 3 meters in length with a 2mm jacket. | PC | 1 | 10 | 1 | 30.1
61305625582 | NKFPZ22RLLSM004 | 2-Fiber,OM4,LCDuplex,OFNR,2.0mm,AQ,4M | The NetKey® 2 Fiber Patch Cord is an OM4 patch cord with LC Duplex connectors. It is Riser (OFNR) rated and is 4 meters in length with a 2mm jacket. | PC | 1 | 50 | 1 | 31.91
61305625583 | NKFPZ22RLLSM005 | 2-Fiber,OM4,LCDuplex,OFNR,2.0mm,AQ,5M | The NetKey® 2 Fiber Patch Cord is an OM4 patch cord with LC Duplex connectors. It is Riser (OFNR) rated and is 5 meters in length with a 2mm jacket. | PC | 1 | 10 | 1 | 33.71
61305625584 | NKFPZ22RLLSM006 | 2-Fiber,OM4,LCDuplex,OFNR,2.0mm,AQ,6M | The NetKey® 2 Fiber Patch Cord is an OM4 patch cord with LC Duplex connectors. It is Riser (OFNR) rated and is 6 meters in length with a 2mm jacket. | PC | 1 | 10 | 1 | 35.49
61305625585 | NKFPZ22RLLSM007 | NK 2-fiber OM4 2.0mm Riser Jacket Patch |  | PC | 1 | 10 | 1 | 37.34
61305625586 | NKFPZ22RLLSM008 | 2-Fiber,OM4,LCDuplex,OFNR,2.0mm,AQ,8M | NetKey 2-fiber OM4 LC duplex to LC duplex patch cord, OFNR (riser) rated, with 2.0mm jacketed cable, 8m. | PC | 1 | 10 | 1 | 39.14
61305625587 | NKFPZ22RLLSM009 | 2-Fiber,OM4,LCDuplex,OFNR,2.0mm,AQ,9M | NetKey 2-fiber OM4 LC duplex to LC duplex patch cord, OFNR (riser) rated, with 2.0mm jacketed cable, 9m. | PC | 1 | 30 | 1 | 40.94
61305625588 | NKFPZ22RLLSM010 | 2-Fiber,OM4,LCDuplex,OFNR,2.0mm,AQ,10M | The NetKey® 2 Fiber Patch Cord is an OM4 patch cord with LC Duplex connectors. It is Riser (OFNR) rated and is 10 meters in length with a 2mm jacket. | PC | 1 | 10 | 1 | 42.74
61305625589 | NKFPZ22RLLSM015 | 2-Fiber,OM4,LCDuplex,OFNR,2.0mm,AQ,15M | NetKey 2-fiber OM4 LC duplex to LC duplex patch cord, OFNR (riser) rated, with 2.0mm jacketed cable, 15m. | PC | 1 | 1 | 1 | 51.76
61305625590 | NKFPZ22RLLSM020 | 2-Fiber,OM4,LCDuplex,OFNR,2.0mm,AQ,20M | NetKey 2-fiber OM4 LC duplex to LC duplex patch cord, OFNR (riser) rated, with 2.0mm jacketed cable, 20m. | PC | 1 | 1 | 1 | 60.78
07498347532 | NKFWH | NK, Type F Module,WH,EA | Keystone module supplied with 3.0 GHz industry standard F-Type coax bulkhead coupler, white. | PC | 1 | 1 | 1 | 2.72
07498320656 | NKHDMIBL | NK,HDMI 1.4 Female Coupler,BL,EA | NetKey® HDMI 2.0 Type A female to female category 2 coupler module. Black. | PC | 1 | 1 | 1 | 41.47
07498320650 | NKHDMIEI | NK,HDMI 1.4 Female Coupler,EI,EA | NetKey® HDMI 2.0 Type A female to female category 2 coupler module. Electric Ivory. | PC | 1 | 1 | 1 | 41.47
07498320655 | NKHDMIIG | NK,HDMI 1.4 Female Coupler,IG,EA | NetKey® HDMI 2.0 Type A female to female category 2 coupler module. International Gray. | PC | 1 | 1 | 1 | 41.47
07498320644 | NKHDMIIW | NK,HDMI 1.4 Female Coupler,IW,EA | NetKey® HDMI 2.0 Type A female to female category 2 coupler module. Off White. | PC | 1 | 1 | 1 | 41.47
07498320651 | NKHDMIWH | NK,HDMI 1.4 Female Coupler,WH,EA | NetKey® HDMI 2.0 Type A female to female category 2 coupler module. White. | PC | 1 | 1 | 1 | 41.47
07498337737 | NKHF2MIW-X | NK,2Pt,1/3 flat insert,IW,PK10 | Two module space, 1/3-size flat modular insert. Accepts two NetKey® Modules, Off White. | PC | 1 | 10 | 10 | 1.44
07498337739 | NKHF2MWH-X | NK,2Pt,1/3 flat insert,WH,PK10 | Two module space, 1/3-size flat modular insert. Accepts two NetKey® Modules, White. | PC | 1 | 10 | 10 | 1.44
07498353995 | NKHS2BL-X | NK,2Pt,1/2sloped insert,BL,PK10 | Two module space, 1/2-size sloped modular insert. Accepts two NetKey® Modules. | PC | 1 | 10 | 10 | 1.2
07498353758 | NKHS2IW-X | NK,2Pt,1/2sloped insert,IW,PK10 | Two module space, 1/2-size sloped modular insert. Accepts two NetKey® Modules, Off White. | PC | 1 | 10 | 10 | 1.2
07498377041 | NKHS2SBL-X | NK,2Pt,1/2Slope,Shutterd,BL,PK10 | Two module space, 1/2-size sloped shuttered modular insert. Accepts two NetKey® Modules, Black. | PC | 1 | 10 | 10 | 5.56
07498377037 | NKHS2SIW-X | NK,2Pt,1/2Slope,Shutterd,IW,PK10 | Two module space, 1/2-size sloped shuttered modular insert. Accepts two NetKey® Modules, Off White. | PC | 1 | 10 | 10 | 5.56
07498377039 | NKHS2SWH-X | NK,2Pt,1/2Slope,Shutterd,WH,PK10 | Two module space, 1/2-size sloped shuttered modular insert. Accepts two NetKey® Modules, White. | PC | 1 | 10 | 10 | 5.56
07498353767 | NKHS2WH-X | NK,2Pt,1/2sloped insert,WH,PK10 | Two module space, 1/2-size sloped modular insert. Accepts two NetKey® Modules, White. | PC | 1 | 10 | 10 | 1.2
07498309711 | NKP5E88MBL | NK,Cat5e,PunchDown,JackMod,BL,EA | Category 5e, 8-position, 8-wire, keystone punchdown jack module. Black. | PC | 1 | 10 | 1 | 6.24
07498312517 | NKP5E88MBL-Q | NK,Cat5e,PunchDown,JackMod,BL,PK25 | Convenience pack of 25, Category 5e, 8-position, 8-wire, keystone punchdown jack modules, Black. | PC | 1 | 25 | 25 | 5.91
07498309712 | NKP5E88MBU | NK,Cat5e,PunchDown,JackMod,BU,EA | Category 5e, 8-position, 8-wire, keystone punchdown jack module. Blue. | PC | 1 | 10 | 1 | 6.24
07498312519 | NKP5E88MBU-Q | NK,Cat5e,PunchDown,JackMod,BU,PK25 | Convenience pack of 25, Category 5e, 8-position, 8-wire, keystone punchdown jack modules, Blue. | PC | 1 | 25 | 25 | 5.91
07498310693 | NKP5E88MEI | NK,Cat5e,PunchDown,JackMod,EI,EA | Category 5e, 8-position, 8-wire, keystone punchdown jack module. Electric Ivory. | PC | 1 | 10 | 1 | 6.24
07498312514 | NKP5E88MEI-Q | NK,Cat5e,PunchDown,JackMod,El,PK25 | Convenience pack of 25, Category 5e, 8-position, 8-wire, keystone punchdown jack modules, Electric Ivory. | PC | 1 | 25 | 25 | 5.91
07498310694 | NKP5E88MGR | NK,Cat5e,PunchDown,JackMod,GR,EA | Category 5e, 8-position, 8-wire, keystone punchdown jack module. Green. | PC | 1 | 10 | 1 | 6.24
07498312522 | NKP5E88MGR-Q | NK,Cat5e,PunchDown,JackMod,GR,PK25 | Convenience pack of 25, Category 5e, 8-position, 8-wire, keystone punchdown jack modules, Green. | PC | 1 | 25 | 25 | 5.91
07498310695 | NKP5E88MIG | NK,Cat5e,PunchDown,JackMod,IG,EA | Category 5e, 8-position, 8-wire, keystone punchdown jack module. International Gray. | PC | 1 | 10 | 1 | 6.24
07498312516 | NKP5E88MIG-Q | NK,Cat5e,PunchDown,JackMod,IG,PK25 | Convenience pack of 25, Category 5e, 8-position, 8-wire, keystone punchdown jack modules, International Gray. | PC | 1 | 25 | 25 | 5.91
07498309714 | NKP5E88MIW | NK,Cat5e,PunchDown,JackMod,IW,EA | Category 5e, 8-position, 8-wire, keystone punchdown jack module. Off White. | PC | 1 | 10 | 1 | 6.24
07498312512 | NKP5E88MIW-Q | NK,Cat5e,PunchDown,JackMod,IW,PK25 | Convenience pack of 25, Category 5e, 8-position, 8-wire, keystone punchdown jack modules, Off White. | PC | 1 | 25 | 25 | 5.91
07498310692 | NKP5E88MOR | NK,Cat5e,PunchDown,JackMod,OR,EA | Category 5e, 8-position, 8 wire, keystone punchdown jack module. Orange. | PC | 1 | 10 | 1 | 6.24
07498312518 | NKP5E88MOR-Q | NK,Cat5e,PunchDown,JackMod,OR,PK25 | Category 5e, 8-position, 8 wire, keystone punchdown jack module. Orange. 25pc. | PC | 1 | 25 | 25 | 5.91
07498310691 | NKP5E88MRD | NK,Cat5e,PunchDown,JackMod,RD,EA | Category 5e, 8-position, 8-wire, keystone punchdown jack module. Red. | PC | 1 | 10 | 1 | 6.24
07498312520 | NKP5E88MRD-Q | NK,Cat5e,PunchDown,JackMod,RD,PK25 | Convenience pack of 25, Category 5e, 8-position, 8-wire, keystone punchdown jack modules, Red. | PC | 1 | 25 | 25 | 5.91
07498310698 | NKP5E88MVL | NK,Cat5e,PunchDown,JackMod,VL,EA | Category 5e, 8-position, 8-wire, keystone punchdown jack module. Violet. | PC | 1 | 10 | 1 | 6.24
07498309713 | NKP5E88MWH | NK,Cat5e,PunchDown,JackMod,WH,EA | Category 5e, 8-position, 8-wire, keystone punchdown jack module. White. | PC | 1 | 10 | 1 | 6.24
07498312515 | NKP5E88MWH-Q | NK,Cat5e,PunchDown,JackMod,WH,PK25 | Convenience pack of 25, Category 5e, 8-position, 8-wire, keystone punchdown jack modules, White. | PC | 1 | 25 | 25 | 5.91
07498310697 | NKP5E88MYL | NK,Cat5e,PunchDown,JackMod,YL,EA | Category 5e, 8-position, 8-wire, keystone punchdown jack module. Yellow. | PC | 1 | 10 | 1 | 6.24
07498312523 | NKP5E88MYL-Q | NK,Cat5e,PunchDown,JackMod,YL,PK25 | Convenience pack of 25, Category 5e, 8-position, 8-wire, keystone punchdown jack modules, Yellow. | PC | 1 | 25 | 25 | 5.91
61305679839 | NKPP24FMWH | NK Modular Patch Panel, Flat, Flush Moun | NetKey Modular Patch Panel, Flat, Flush Mount, 24 Port, White | PC | 1 | 1 | 1 | 39.04
07498305601 | NKPP24FMY | NK Modular Patch Panel, Flat, Flush Moun | The NetKey® Flush Mount Modular Patch Panel accepts up to 24 keystone modules for unshielded applications in 1 RU and mounts to 19 inch and 23 inch racks and cabinets. The panel mounts flush with the rack, can be identified with adhesive labels, and is bl | PC | 1 | 10 | 1 | 39.04
61305679841 | NKPP48FMWH | NK Modular Patch Panel, Flat, Flush Moun | NetKey Modular Patch Panel, Flat, Flush Mount, 48 Port, White | PC | 1 | 1 | 1 | 69.89
07498305602 | NKPP48FMY | NK Modular Patch Panel, Flat, Flush Moun | The NetKey® Flush Mount Modular Patch Panel accepts up to 48 keystone modules for unshielded applications in 2 RU and mounts to 19 inch and 23 inch racks and cabinets. The panel mounts flush with the rack, can be identified with adhesive labels, and is bl | PC | 1 | 5 | 1 | 69.89
61305679842 | NKPP48HDWH | NK 48 Port High Density Patch Panel, Whi | NetKey 48 Port High Density Patch Panel, Flat, White | PC | 1 | 1 | 1 | 117.11
07498305603 | NKPP48HDY | NK,High Density,PP,48P,EA | The NetKey High Density Modular Patch Panel accepts up to 48 keystone modules for unshielded applications in 1 RU and mounts to 19 inch and 23 inch racks and cabinets. The panel is black. | PC | 1 | 5 | 1 | 117.11
61305679840 | NKPPA24FMWH | NK Modular Patch Panel, Angled, Flush Mo | NetKey Modular Patch Panel, Angled, Flush Mount, 24 Port, White | PC | 1 | 1 | 1 | 74.8
07498305604 | NKPPA24FMY | NK,Modular,PP,Angled,24P,1RU,EA | The NetKey® Flush Mount Angled Modular Patch Panel accepts up to 24 keystone modules for unshielded applications in 1 RU and mounts to 19 inch and 23 inch racks and cabinets. The panel mounts flush with the rack, can be identified with adhesive labels, an | PC | 1 | 5 | 1 | 74.8
61305679843 | NKPPA48FMWH | NK Modular Patch Panel, Angled, Flush Mo | NetKey Modular Patch Panel, Angled, Flush Mount, 48 Port, White | PC | 1 | 1 | 1 | 125.6
07498305605 | NKPPA48FMY | NK,Modular,PP,Angled,48P,2RU,EA | The NetKey® Flush Mount Angled Modular Patch Panel accepts up to 48 keystone modules for unshielded applications in 2 RU and mounts to 19 inch and 23 inch racks and cabinets. The panel mounts flush with the rack, can be identified with adhesive labels, an | PC | 1 | 2 | 1 | 125.6
61305679844 | NKPPA48HDWH | NK 48 Port High Density Angled Patch Pan | NetKey 48 Port High Density Angled Patch Panel, Angled, White | PC | 1 | 1 | 1 | 201.01
07498305606 | NKPPA48HDY | NK,High Density,PP,Angled,48PT,EA | The NetKey High Density Angled Modular Patch Panel accepts up to 48 keystone modules for unshielded applications in 1 RU and mounts to 19 inch and 23 inch racks and cabinets. The patch panel is black. | PC | 1 | 5 | 1 | 213.08
07498305607 | NKRSMBBLY | NK,RCA Module,ST,BL Insert,IW,EA | Keystone module supplied with RCA solder type connector with black insert. | PC | 1 | 1 | 1 | 5.09
07498305608 | NKRSMBEIY | NK,RCA Module,ST,BL Insert,EI,EA | Module supplied with one RCA solder type connector with black insert. Electric Ivory. | PC | 1 | 1 | 1 | 5.09
07498305609 | NKRSMBIGY | NK,RCA Module,ST,BL Insert,IG,EA | Module supplied with one RCA solder type connector with black insert. | PC | 1 | 1 | 1 | 5.09
07498305610 | NKRSMBIWY | NK,RCA Module,ST,BL Insert,IW,EA | Module supplied with one RCA solder type connector with black insert. | PC | 1 | 1 | 1 | 5.09
07498305611 | NKRSMBWHY | NK,RCA Module,ST,BL Insert,WH,EA | Module supplied with one RCA solder type connector with black insert. White. | PC | 1 | 1 | 1 | 5.09
07498305612 | NKRSMRBLY | NK,RCA Module,ST,RD Insert,BL,EA | Keystone module supplied with RCA solder type connector with red insert. | PC | 1 | 1 | 1 | 5.09
07498305613 | NKRSMREIY | NK,RCA Module,ST,RD Insert,EI,EA | Keystone module supplied with RCA solder type connector with red insert. Electric Ivory. | PC | 1 | 1 | 1 | 5.09
07498305614 | NKRSMRIGY | NK,RCA Module,ST,RD Insert,IG,EA | Keystone module supplied with RCA solder type connector with red insert. | PC | 1 | 1 | 1 | 5.09
07498305615 | NKRSMRIWY | NK,RCA Module,ST,RD Insert,IW,EA | Keystone module supplied with RCA solder type connector with red insert. Off White. | PC | 1 | 1 | 1 | 5.09
07498305616 | NKRSMRWHY | NK,RCA Module,ST,RD Insert,WH,EA | Keystone module supplied with RCA solder type connector with red insert. White. | PC | 1 | 1 | 1 | 5.09
07498305617 | NKRSMWBLY | NK,RCA Module,ST,WH Insert,BL,EA | Keystone module supplied with RCA solder type connector with white insert. | PC | 1 | 1 | 1 | 5.09
07498305618 | NKRSMWEIY | NK,RCA Module,ST,WH Insert,EI,EA | Keystone module supplied with RCA solder type connector with white insert. | PC | 1 | 1 | 1 | 5.09
07498305619 | NKRSMWIGY | NK,RCA Module,ST,WH Insert,IG,EA | Keystone module supplied with RCA solder type connector with white insert. | PC | 1 | 1 | 1 | 5.09
07498305620 | NKRSMWIWY | NK,RCA Module,ST,WH Insert,IW,EA | Keystone module supplied with RCA solder type connector with white insert. | PC | 1 | 1 | 1 | 5.09
07498305621 | NKRSMWWHY | NK,RCA Module,ST,WH Insert,WH,EA | Keystone module supplied with RCA solder type connector with white insert. | PC | 1 | 1 | 1 | 5.09
07498305622 | NKRSMYBLY | NK,RCA Module,ST,YL Insert,BL,EA | Keystone module supplied with RCA solder type connector with yellow insert. | PC | 1 | 1 | 1 | 5.09
07498305625 | NKRSMYIWY | NK,RCA Module,ST,YL Insert,IW,EA | Keystone module supplied with RCA solder type connector with yellow insert. | PC | 1 | 1 | 1 | 5.09
07498305626 | NKRSMYWHY | NK,RCA Module,ST,YL Insert,WH,EA | Keystone module supplied with RCA solder type connector with yellow insert. | PC | 1 | 1 | 1 | 5.09
07498365727 | NKSCMZBL | NK,FiberOpticAdapterModule,SC,ZC,BL,EA | NK module supplied with one SC singlemode simplex adapter with zirconia ceramic split sleeve. Black. | PC | 1 | 10 | 1 | 9.15
07498365723 | NKSCMZEI | NK,FiberOpticAdapterModule,ST,ZC,EI,EA | NK module supplied with one SC singlemode simplex adapter with zirconia ceramic split sleeve. Electric Ivory. | PC | 1 | 10 | 1 | 9.15
07498365726 | NKSCMZIG | NK,FiberOpticAdapterModule,ZC,IG,EA | NK module supplied with one SC singlemode simplex adapter with zirconia ceramic split sleeve. Intl Gray. | PC | 1 | 10 | 1 | 9.15
07498365722 | NKSCMZIW | NK,FiberOpticAdapterModule,SC,ZC,IW,EA | NK module supplied with one SC singlemode simplex adapter with zirconia ceramic split sleeve. Intl White. | PC | 1 | 10 | 1 | 9.15
07498365724 | NKSCMZWH | NK,FiberOpticAdapterModule,SC,ZC,WH,EA | NK module supplied with one SC singlemode simplex adapter with zirconia ceramic split sleeve. White. | PC | 1 | 10 | 1 | 9.15
07498398703 | NKSPB | NK Punchdown Base,EA | Base used to assist in terminating Category 6 punchdown and A/V punchdown modules. | PC | 1 | 50 | 1 | 3.61
07498320630 | NKUSBAABL | NK,USB 2.0 Female Coupler,BL,EA | NetKey® USB 2.0 female A to female A coupler module. Black. | PC | 1 | 1 | 1 | 36.05
07498320625 | NKUSBAAEI | NK,USB 2.0 Female Coupler,EI,EA | NetKey® USB 2.0 female A to female A coupler module. Electric Ivory. | PC | 1 | 1 | 1 | 36.05
07498320629 | NKUSBAAIG | NK,USB 2.0 Female Coupler,IG,EA | NetKey® USB 2.0 female A to female A coupler module. International Gray. | PC | 1 | 1 | 1 | 36.05
07498320624 | NKUSBAAIW | NK,USB 2.0 Female Coupler,IW,EA | NetKey® USB 2.0 female A to female A coupler module. Off White. | PC | 1 | 1 | 1 | 36.05
07498320626 | NKUSBAAWH | NK,USB 2.0 Female Coupler,WH,EA | NetKey® USB 2.0 female A to female A coupler module. White. | PC | 1 | 1 | 1 | 36.05
07498301011 | FD1W12EIDLC | PreLoadFbrDrwr12DPLX,LC1RU,EA | Pre-loaded with 12 LC duplex adapters for 62.5/125µm (OM1) or 50/125µm (OM2) multimode fiber. Dimensions: 1.74"H x 17.5"W x 12.0"D (44.2mm x 444.5mm x 304.8mm) | PC | 1 | 1 | 1 | 521.56
07498301008 | FD1W12EIDSC | PreLoadFbrDrwr12DPLXSC1RU,EA | Pre-loaded with 12 SC duplex adapters for 62.5/125µm (OM1) or 50/125µm (OM2) multimode fiber. Dimensions: 1.74"H x 17.5"W x 12.0"D (44.2mm x 444.5mm x 304.8mm) | PC | 1 | 2 | 1 | 427.36
07498301010 | FD1W24EIDLC | PreLoadFbrDrwrW/24DPLX,LC1RU,EA | Pre-loaded with 24 LC duplex adapters for 62.5/125µm (OM1) or 50/125µm (OM2) multimode fiber. Dimensions: 1.74"H x 17.5"W x 12.0"D (44.2mm x 444.5mm x 304.8mm) | PC | 1 | 1 | 1 | 412.86
07498349011 | FD1W24EIDSC | PreLoad-FiberDrwrw/24DPLXmmOM1,EA | Pre-loaded with 24 SC duplex electric ivory adapters (phos bronze sleeve) for OM1 (62.5/125µm) multimode fiber. Dimensions: 1.73"H x 17.5"W x 12.0"D(43.9mm x 444.5mm x 308.2mm) | PC | 1 | 1 | 1 | 697.96
07498365334 | NK2106MFIG | NK,2Pt,106Duplex,ModFrame,IG,EA | NetKey duplex adapter, mounts behind standard 106 NEMA faceplates, accepts two keystone Modules, International Gray. | PC | 1 | 1 | 1 | 2.04
07498390923 | NK4RMFEI | NK,4Pt,ModuleFrame,ScrewMt,EI,EA | NetKey rectangular adapter, mounts behind standard GFCI faceplates, accepts four keystone modules, Electric Ivory | PC | 1 | 1 | 1 | 3.26
07498339920 | NK4VSFBL | NK,4Pt,SG,SlopeVert,w/Label,BL,EA | NetKey single gang, sloped vertical faceplate , accepts four keystone module, includes label and label cover. Black. | PC | 1 | 1 | 1 | 2.58
07498365372 | NKDLCMBL | NK,LC,DPLX,Adptr,Mod,BL,MM,EA | NK module supplied with one LC Sr./Jr. SFF multimode duplex adapter with phosphor bronze split sleeves. Black. | PC | 1 | 1 | 1 | 13.27
07498365339 | NKDLCMIW | NK,LC,DPLX,Adptr,Mod,IW,MM,EA | NK module supplied with one LC Sr./Jr. SFF multimode duplex adapter with phosphor bronze split sleeves. Intl White. | PC | 1 | 1 | 1 | 13.27
07498328665 | NKFD1W12AQDLC | NK,eDrawerw/12DPLX,LCAdptrs,AQ,EA | The NetKey® Fiber Drawer comes preloaded with 12 LC Duplex adapters for 50µm (OM3/OM4) multimode fiber. It features zirconia split sleeves. | PC | 1 | 2 | 1 | 379.66
61305677632 | NKFD1W12AQDLCZ | NK eDrawer with 12 Duplex LC Adapters , | The NetKey® Fiber Drawer comes preloaded with 12 LC Duplex adapters for OM3/OM4 multimode fiber. It features zirconia split sleeves. | PC | 1 | 1 | 1 | 379.66
07498328664 | NKFD1W12AQDSC | NK,eDrawerw/12DPLX,SC,Adptrs,AQ,EA | The NetKey® Fiber Drawer comes preloaded with 12 SC Duplex adapters for 50µm (OM3/OM4) multimode fiber. It features zirconia split sleeves. | PC | 1 | 2 | 1 | 440.61
07498328663 | NKFD1W12BLDLC | NK,eDrawerw/12DPLX,LCAdptrs,BL,EA | NK Pre-loaded fiber drawer with 12 LC duplex adapters for 50µm (OM2) multimode fiber. | PC | 1 | 2 | 1 | 370.28
07498328662 | NKFD1W12BLDSC | NK,eDrawerw/12DPLX,SC,Adptrs,BL,EA | NK Pre-loaded fiber drawer with 12 SC duplex adapters for 50µm (OM2) multimode fiber. | PC | 1 | 2 | 1 | 396.77
07498328658 | NKFD1W12EIDSC | NK,PreLoadFbrDrwr12DPLXSC1RU,EA | NK Pre-loaded fiber drawer with 12 SC duplex adapters for 62.5/125µm (OM1) multimode fiber. | PC | 1 | 2 | 1 | 396.77
07498328657 | NKFD1W24AQDLC | NK,eDrawerw/24DPLX,LCAdptrs,AQ,EA | The NetKey® Fiber Drawer comes preloaded with 24 LC Duplex adapters for OM3/OM4 multimode fiber for fast and easy cabling and installation. | PC | 1 | 2 | 1 | 573.76
07498328656 | NKFD1W24BLDLC | NK,eDrawerw/24DPLX,LCAdptrs,BL,EA | NK Pre-loaded fiber drawer with 24 LC duplex adapters for 50µm (OM2) multimode fiber. | PC | 1 | 2 | 1 | 555.51
07498328654 | NKFD1W24EIDLC | NK,PreLoadFbrDrwrW/24DPLX,LC1RU,EA | NK Pre-loaded fiber drawer with 24 LC duplex adapters for 62.5/125µm (OM1) multimode fiber. | PC | 1 | 2 | 1 | 555.51
07498328653 | NKFD1W6AQDSC | NK,eDrawerw/6DPLX,SC,Adptrs,AQ,EA | NK Pre-loaded fiber drawer with 6 SC duplex adapters for 50µm (OM3/OM4) multimode fiber. | PC | 1 | 2 | 1 | 313.1
07498328652 | NKFD1W6BLDSC | NK,eDrawerw/6DPLX,SC,Adptrs,BL,EA | NK Pre-loaded fiber drawer with 6 SC duplex adapters for 50µm (OM2) multimode fiber. | PC | 1 | 2 | 1 | 291.16
07498328569 | NKFD1W6EIDSC | NK,PreLoadFbrDrwrw/6SC,DPLXAdptrs,EA | NK Pre-loaded fiber drawer with 6 SC duplex adapters for 62.5/125µm (OM1) multimode fiber. | PC | 1 | 2 | 1 | 291.16
07498391335 | NKFP52ERLLSM001 | NK,2-Fiber,OM2,1.6mm,Risr,PC,1M | NetKey 2-fiber OM2 LC duplex to LC duplex patch cord, riser (OFNR) rated with 1.6mm jacket, 1m | PC | 1 | 1 | 1 | 24.83
07498386081 | NKSTMBL | NK,FiberOpticAdapterModule,ST,PB,BL,EA | NK module supplied with one ST multimode simplex adapter with phosphor bronze split sleeve. Black. | PC | 1 | 10 | 1 | 12.86
07498386078 | NKSTMEI | NK,FiberOpticAdapterModule,ST,PB,EI,EA | NK module supplied with one ST multimode simplex adapter with phosphor bronze split sleeve. Electric Ivory. | PC | 1 | 10 | 1 | 12.86
07498386079 | NKSTMIG | NK,FiberOpticAdapterModule,ST,PB,IG,EA | NK module supplied with one ST multimode simplex adapter with phosphor bronze split sleeve. Intl Gray. | PC | 1 | 10 | 1 | 12.86
07498386075 | NKSTMIW | NK,FiberOpticAdapterModule,ST,PB,IW,EA | NK module supplied with one ST multimode simplex adapter with phosphor bronze split sleeve. Intl White. | PC | 1 | 10 | 1 | 12.86
07498386080 | NKSTMWH | NK,FiberOpticAdapterModule,ST,PB,WH,EA | NK module supplied with one ST multimode simplex adapter with phosphor bronze split sleeve. White. | PC | 1 | 10 | 1 | 12.86

## Electrical
PANDUIT USA |  |  | Effective Date: | 2021-12-01
Authorized - Electrical |  |  | COST BOOK: | SA-ELPS21B
Last Updated: | 2021-10-20 |  | Supersedes: | SA-ELPS21A, eff 1-Jul-2021
For Search: type Catalog Number (Part Number) in cell B8
Results found in row 11
| BT4LH-L |  |  | 30% | 25% | 20% | 15%
|  |  |  | #REF! | #REF! | #REF! | #REF!
UPC NUMBER | Catalog Number | Description | Long Description | Prc. UOM | Numeric Prc. UOM | MOQ | Minimum Order Increment | List
| BT4LH-L | CTie,MBarb,14.9L,LH,Nyl,Nat,PK50 | The BT4LH-L Dome-Top® barb ty, features a unique patented design with its round smooth edges. Paired with the stainless-steel locking barb, these cable ties provide consistent performance, reliability and infinite adjustability through the entire bundle r | C | 100 | 500 | 50
UPC NUMBER | Catalog Number | Description | Long Description | Prc. UOM | Numeric Prc. UOM | MOQ | Minimum Order Increment | List
61305676564 | 1481-03017 | Crimp Die Adapter for Table Top Machines |  | PC | 1 | 1 | 1 | 2962.2
61305671722 | A1-12R-C | Battery Cable Lug, 1 AWG, 1/2" Stud | Battery Cable Lug, 1 AWG, 1/2" Stud | C | 100 | 100 | 100 | 303.51
61305671748 | A1-14R-C | Battery Cable Lug, 1 AWG, 1/4" Stud | Battery Cable Lug, 1 AWG, 1/4" Stud | C | 100 | 100 | 100 | 293.14
61305671750 | A1-38R-C | Battery Cable Lug, 1 AWG, 3/8" Stud | Battery Cable Lug, 1 AWG, 3/8" Stud | C | 100 | 100 | 100 | 305.16
61305671749 | A1-56R-C | Battery Cable Lug, 1 AWG, 5/16" Stud | Battery Cable Lug, 1 AWG, 5/16" Stud | C | 100 | 100 | 100 | 294.35
61305671753 | A1/0-12R-C | Battery Cable Lug, 1/0 AWG, 1/2" Stud | Battery Cable Lug, 1/0 AWG, 1/2" Stud | C | 100 | 100 | 100 | 407.41
61305671752 | A1/0-38R-C | Battery Cable Lug, 1/0 AWG, 3/8" Stud | Battery Cable Lug, 1/0 AWG, 3/8" Stud | C | 100 | 100 | 100 | 409.2
61305679312 | A1/0-38RF-C | Battery Cable Lug, 1/0 AWG, 3/8" Stud, 9 | The A1/0-38RF-C Copper Compression Battery Cable Lug, 1/0 AWG, 3/8" Stud with a 90 degree bend are tin plated to meet ASTM Class C specification for corrosion resistance. Manufactured with a standard barrel without an inspection window preventing contamin | C | 100 | 100 | 100 | 547.66
61305679321 | A1/0-38RH-C | Battery Cable Lug, 1/0 AWG, 3/8" Stud, 4 | The A1/0-38RH-C Copper Compression Battery Cable Lug, 1/0 AWG, 3/8" Stud with a 45 degree bend are tin plated to meet ASTM Class C specification for corrosion resistance. Manufactured with a standard barrel without an inspection window preventing contamin | C | 100 | 100 | 100 | 584.47
61305671751 | A1/0-56R-C | Battery Cable Lug, 1/0 AWG, 5/16" Stud | Battery Cable Lug, 1/0 AWG, 5/16" Stud | C | 100 | 100 | 100 | 398.38
07498358095 | A1C12-A-C8 | CordClipAdh,A1C,.12"Bdl,GRY,PK100 | Adhesive backed "A1C" clip, 0.12" (3.2mm) bundle, light gray. | C | 100 | 500 | 100 | 41.12
07498358096 | A1C25-A-C8 | CordClipAdh,A1C,.25"Bdl,GRY,PK100 | Adhesive backed "A1C" clip, 0.25" (6.4mm) bundle, light gray. | C | 100 | 500 | 100 | 50.68
07498358097 | A1C38-A-C8 | CordClipAdh,A1C,.38"Bdl,GRY,PK100 | Adhesive backed "A1C" clip, 0.38" (9.7mm) bundle, light gray. | C | 100 | 500 | 100 | 54.34
07498358098 | A1C50-A-C8 | CordClipAdh,.50"Bdl,GRY,PK100 | Adhesive backed "A1C" clip, 0.50" (12.7mm) bundle, light gray. | C | 100 | 500 | 100 | 60.02
61305671721 | A2-12R-C | Battery Cable Lug, 2 AWG, 1/2" Stud | Battery Cable Lug, 2 AWG, 1/2" Stud | C | 100 | 100 | 100 | 256.31
61305671745 | A2-14R-C | Battery Cable Lug, 2 AWG, 1/4" Stud | Battery Cable Lug, 2 AWG, 1/4" Stud | C | 100 | 100 | 100 | 245.57
61305679318 | A2-14RH-C | Battery Cable Lug, 2 AWG, 1/4" Stud, 45 | The A2-14RH-C Copper Compression Battery Cable Lug, 2 AWG, 1/4" Stud with a 45 degree bend are tin plated to meet ASTM Class C specification for corrosion resistance. Manufactured with a standard barrel without an inspection window preventing contaminents | C | 100 | 100 | 100 | 350.13
61305671747 | A2-38R-C | Battery Cable Lug, 2 AWG, 3/8" Stud | Battery Cable Lug, 2 AWG, 3/8" Stud | C | 100 | 100 | 100 | 245.72
61305679311 | A2-38RF-C | Battery Cable Lug, 2 AWG, 3/8" Stud, 90 | The A2-38RF-C Copper Compression Battery Cable Lug, 1/0 AWG, 3/8" Stud with a 90 degree bend are tin plated to meet ASTM Class C specification for corrosion resistance. Manufactured with a standard barrel without an inspection window preventing contaminen | C | 100 | 100 | 100 | 328.12
61305679320 | A2-38RH-C | Battery Cable Lug, 2 AWG, 3/8" Stud, 45 | The A2-56RF-C Copper Compression Battery Cable Lug, 2 AWG, 3/8" Stud with a 45 degree bend are tin plated to meet ASTM Class C specification for corrosion resistance. Manufactured with a standard barrel without an inspection window preventing contaminents | C | 100 | 100 | 100 | 350.13
61305671746 | A2-56R-C | Battery Cable Lug, 2 AWG, 5/16" Stud | Battery Cable Lug, 2 AWG, 5/16" Stud | C | 100 | 100 | 100 | 236.22
61305679331 | A2-56RF-C | Battery Cable Lug, 2 AWG, 5/16" Stud, 90 | The A2-56RF-C Copper Compression Battery Cable Lug, 2/0 AWG, 1/2" Stud with a 90 degree bend are tin plated to meet ASTM Class C specification for corrosion resistance. Manufactured with a standard barrel without an inspection window preventing contaminen | C | 100 | 100 | 100 | 315.78
61305679319 | A2-56RH-C | Battery Cable Lug, 2 AWG, 5/16" Stud, 45 | The A2-56RH-C Copper Compression Battery Cable Lug, 2 AWG, 5/16" Stud with a 45 degree bend are tin plated to meet ASTM Class C specification for corrosion resistance. Manufactured with a standard barrel without an inspection window preventing contaminent | C | 100 | 100 | 100 | 336.99
61305671755 | A2/0-12R-C | Battery Cable Lug, 2/0 AWG, 1/2" Stud | Battery Cable Lug, 2/0 AWG, 1/2" Stud | C | 100 | 100 | 100 | 529.36
61305679313 | A2/0-12RF-C | Battery Cable Lug, 2/0 AWG, 1/2" Stud, 9 | The A2/0-12RF-C Copper Compression Battery Cable Lug, 2/0 AWG, 1/2" Stud with a 90 degree bend are tin plated to meet ASTM Class C specification for corrosion resistance. Manufactured with a standard barrel without an inspection window preventing contamin | C | 100 | 100 | 100 | 709.27
61305671754 | A2/0-38R-C | Battery Cable Lug, 2/0 AWG, 3/8" Stud | Battery Cable Lug, 2/0 AWG, 3/8" Stud | C | 100 | 100 | 100 | 482.56
61305679323 | A2/0-38RH-C | Battery Cable Lug, 2/0 AWG, 3/8" Stud, 4 | The A2-56RF-C Copper Compression Battery Cable Lug, 2/0 AWG, 3/8" Stud with a 45 degree bend are tin plated to meet ASTM Class C specification for corrosion resistance. Manufactured with a standard barrel without an inspection window preventing contaminen | C | 100 | 100 | 100 | 646.32
61305666748 | A2/0-56RC-C | Battery Cable Lug, 2/0 AWG, 5/16" Stud | Battery Cable Lug, 2/0 AWG, 5/16" Stud | C | 100 | 100 | 100 | 476.85
61305679322 | A2/0-56RH-C | Battery Cable Lug, 2/0 AWG, 5/16" Stud, | The A2/0-56RH-C Copper Compression Battery Cable Lug, 2/0 AWG, 5/16" Stud with a 45 degree bend are tin plated to meet ASTM Class C specification for corrosion resistance. Manufactured with a standard barrel without an inspection window preventing contami | C | 100 | 100 | 100 | 638.93
07498358090 | A2C12-A-C8 | CordClipAdh,A2C,.12"Bdl,GRY,PK100 | Adhesive backed "A2C" clip, 0.12" (3.2mm) bundle, light gray. | C | 100 | 500 | 100 | 47.83
07498358091 | A2C25-A-C8 | CordClipAdh,A2C,.25"Bdl,GRY,PK100 | Adhesive backed "A2C" clip, 0.25" (6.4mm) bundle, light gray. | C | 100 | 500 | 100 | 59.25
07498358092 | A2C38-A-C8 | CordClipAdh,A2C,.38"Bdl,Gry,PK100 | Adhesive backed "A2C" clip, 0.38" (9.7mm) bundle, light gray. | C | 100 | 500 | 100 | 62.32
07498358093 | A2C50-A-C8 | CorClipAdh,.50"Bdl,GRY,PK100 | Adhesive backed "A2C" clip, 0.50 (12.7mm) bundle, light gray. | C | 100 | 500 | 100 | 67.33
61305671724 | A3/0-12R-C | Battery Cable Lug, 3/0 AWG, 1/2" Stud | The A3/0-12R-C Copper Compression Battery Cable Lug, 3/0 AWG, 1/2" Stud are tin plated to meet ASTM Class C specification for corrosion resistance. Manufactured with a standard barrel without an inspection window preventing contaminents from entering. Fl | C | 100 | 100 | 100 | 505.02
61305671723 | A3/0-38R-C | Battery Cable Lug, 3/0 AWG, 3/8" Stud | The A3/0-38R-C Copper Compression Battery Cable Lug, 3/0 AWG, 3/8" Stud are tin plated to meet ASTM Class C specification for corrosion resistance. Manufactured with a standard barrel without an inspection window preventing contaminents from entering. Fl | C | 100 | 100 | 100 | 494.75
61305671756 | A3/0-56R-C | Battery Cable Lug, 3/0 AWG, 5/16" Stud | The A3/0-56R-C Copper Compression Battery Cable Lug, 3/0 AWG, 5/16" Stud are tin plated to meet ASTM Class C specification for corrosion resistance. Manufactured with a standard barrel without an inspection window preventing contaminents from entering. F | C | 100 | 100 | 100 | 528
61305666845 | A4-14R-C | Battery Cable Lug, 4 AWG, 1/4" Stud | Battery Cable Lug, 4 AWG, 1/4" Stud | C | 100 | 100 | 100 | 130.98
61305671744 | A4-38R-C | Battery Cable Lug, 4 AWG, 3/8" Stud | Battery Cable Lug, 4 AWG, 3/8" Stud | C | 100 | 100 | 100 | 139.48
61305671743 | A4-56R-C | Battery Cable Lug, 4 AWG, 5/16" Stud | Battery Cable Lug, 4 AWG, 5/16" Stud | C | 100 | 100 | 100 | 133.97
61305671759 | A4/0-12R-C | Battery Cable Lug, 4/0 AWG, 1/2" Stud | Battery Cable Lug, 4/0 AWG, 1/2" Stud | C | 100 | 100 | 100 | 663.62
61305679316 | A4/0-12RF-C | Battery Cable Lug, 4/0 AWG, 1/2" Stud, 9 | The A4/0-12RF-C Copper Compression Battery Cable Lug, 4/0 AWG, 1/2" Stud with a 90 degree bend are tin plated to meet ASTM Class C specification for corrosion resistance. Manufactured with a standard barrel without an inspection window preventing contamin | C | 100 | 100 | 100 | 888.11
61305679325 | A4/0-12RH-C | Battery Cable Lug, 4/0 AWG, 1/2" Stud, 4 | The A4/0-12RH-C Copper Compression Battery Cable Lug, 4/0 AWG, 1/2" Stud with a 45 degree bend are tin plated to meet ASTM Class C specification for corrosion resistance. Manufactured with a standard barrel without an inspection window preventing contamin | C | 100 | 100 | 100 | 947.76
61305671758 | A4/0-38R-C | Battery Cable Lug, 4/0 AWG, 3/8" Stud | Battery Cable Lug, 4/0 AWG, 3/8" Stud | C | 100 | 100 | 100 | 613.37
61305679315 | A4/0-38RF-C | Battery Cable Lug, 4/0 AWG, 3/8" Stud, 9 | The A4/0-38RF-C Copper Compression Battery Cable Lug, 4/0 AWG, 3/8" Stud with a 90 degree bend are tin plated to meet ASTM Class C specification for corrosion resistance. Manufactured with a standard barrel without an inspection window preventing contamin | C | 100 | 100 | 100 | 821.74
61305679324 | A4/0-38RH-C | Battery Cable Lug, 4/0 AWG, 3/8" Stud, 4 | The A4/0-38RH-C Copper Compression Battery Cable Lug, 4/0 AWG, 3/8" Stud with a 45 degree bend are tin plated to meet ASTM Class C specification for corrosion resistance. Manufactured with a standard barrel without an inspection window preventing contamin | C | 100 | 100 | 100 | 876.93
61305671757 | A4/0-56R-C | Battery Cable Lug, 4/0 AWG, 5/16" Stud | Battery Cable Lug, 4/0 AWG, 5/16" Stud | C | 100 | 100 | 100 | 597.49
61305679314 | A4/0-56RF-C | Battery Cable Lug, 4/0 AWG, 5/16" Stud, | The A4/0-56RF-C Copper Compression Battery Cable Lug, 4/0 AWG, 5/16" Stud with a 90 degree bend are tin plated to meet ASTM Class C specification for corrosion resistance. Manufactured with a standard barrel without an inspection window preventing contami | C | 100 | 100 | 100 | 799.3
61305666841 | A6-10R-C | Battery Cable Lug, 6 AWG, #10 Stud | Battery Cable Lug, 6 AWG, #10 Stud | C | 100 | 100 | 100 | 114.65
61305666839 | A6-14R-C | Battery Cable Lug, 6 AWG, 1/4" Stud | Battery Cable Lug, 6 AWG, 1/4" Stud | C | 100 | 100 | 100 | 111.72
61305679317 | A6-14RH-C | Battery Cable Lug, 6 AWG, 1/4" Stud, 45 | The A6-14RH-C Copper CompressionBattery Cable Lug, 6 AWG, 1/4" Stud with a 45 degree bend are tin plated to meet ASTM Class C specification for corrosion resistance. Manufactured with a standard barrel without an inspection window preventing contaminents | C | 100 | 100 | 100 | 159.57
61305671742 | A6-38R-C | Battery Cable Lug, 6 AWG, 3/8" Stud | Battery Cable Lug, 6 AWG, 3/8" Stud | C | 100 | 100 | 100 | 125.72
61305671741 | A6-56R-C | Battery Cable Lug, 6 AWG, 5/16" Stud | Battery Cable Lug, 6 AWG, 5/16" Stud | C | 100 | 100 | 100 | 115.43
61305610793 | A8-10R-C | Battery Cable Lug, 8 AWG, #10 Stud | Battery Cable Lug, 8 AWG, #10 Stud | C | 100 | 100 | 100 | 135.59
61305610794 | A8-14R-C | Battery Cable Lug, 8 AWG, 1/4" Stud | Battery Cable Lug, 8 AWG, 1/4" Stud | C | 100 | 100 | 100 | 122.43
61305610796 | A8-38R-C | Battery Cable Lug, 8 AWG, 3/8" Stud | Battery Cable Lug, 8 AWG, 3/8" Stud | C | 100 | 100 | 100 | 118.92
61305610795 | A8-56R-C | Battery Cable Lug, 8 AWG, 5/16" Stud | Battery Cable Lug, 8 AWG, 5/16" Stud | C | 100 | 100 | 100 | 132.11
07498311593 | ABDCM30-A-C | Dynamic Cable Manager,1.2 in, WHT, PK100 | The dynamic cable manager for panel strain relief in white is mounted with rubber adhesive tape. It is 1.12" long x 1.12" wide (28.4 x 28.4 mm) and made of nylon 6.6, which increases mechanical strength, heat and wear resistance, and stiffness. The cable | C | 100 | 500 | 100 | 153.11
07498319913 | ABDCM30-AV-C | Dynamic Cable Manager,VHBAdh,1.12",PK100 | The dynamic cable manager for panel strain relief in white is mounted with high bond acrylic-based adhesive tape. It is 1.12" long x 1.12" wide (28.4 x 28.4 mm) and made of nylon 6.6, which increases mechanical strength, heat and wear resistance, and stif | C | 100 | 500 | 100 | 183.72
07498328105 | ABM100-A-C | 4-Way Cable Tie Mount, Adh,WH,100 PK | Panduit’s ABM100-A-C 4-way rubber-based adhesive backed cable tie mounts have been designed for fast installation and long-term performance and reliability. They are made of Nylon 6.6. These mounts can be used with miniature, intermediate, and standard ca | C | 100 | 500 | 100 | 114.45
07498338441 | ABM100-A-C15 | 4-Way Cable Tie Mount, Adh,IVY,100 PK | The 4-way adhesive backed cable tie mount in ivory is applied with rubber adhesive tape. It is 1" long x 1" wide (25.4 x 25.4 mm) and made of nylon 6.6, which increases mechanical strength, heat and wear resistance, and stiffness. It is used with miniatur | C | 100 | 500 | 100 | 136.87
07498328106 | ABM100-A-D | 4-Way Cable Tie Mount, Adhesive,WH,500PK | Panduit’s ABM100-A-D 4-way rubber-based adhesive backed cable tie mounts have been designed for fast installation and long-term performance and reliability. They are made of Nylon 6.6. These mounts can be used with miniature, intermediate, and standard ca | M | 1000 | 1000 | 500 | 630.99
07498353202 | ABM100-A-D20 | 4-Way Cable Tie Mount, Adhesive,BL,500PK | Panduit’s ABM100-A-D20 4-way rubber-based adhesive backed cable tie mounts have been designed for fast installation and long-term performance and reliability. They are made of Nylon 6.6. These mounts can be used with miniature, intermediate, and standard | M | 1000 | 1000 | 500 | 828.49
07498353609 | ABM100-AT-C | Cable Tie Mount, HiTemp, Adhesive, PK100 | Panduit’s ABM100-AT-C 4-way adhesive cable tie mounts are applied with acrylic adhesive tape and made of Nylon 6.6. They have been designed for fast installation and long-term performance and reliability. These mounts can be used with miniature, intermedi | C | 100 | 500 | 100 | 119.46
07498328107 | ABM100-AT-C0 | Cable Tie Mount,HiTemp,Outdoor,BL,PK100 | Panduit’s ABM100-AT-C0 4-way acrylic-based adhesive backed cable tie mounts have been designed for fast installation and long-term performance and reliability. They are made of Weather Resistant Nylon 6.6. These mounts can be used with miniature, intermed | C | 100 | 500 | 100 | 136.57
07498353610 | ABM100-AT-D | Cable Tie Mount,HiTemp,Indoor,BL,PK500 | The 4-way adhesive backed cable tie mount in white is mounted with acrylic adhesive tape. It is 1" long x 1" wide (25.4 x 25.4 mm) and made of nylon 6.6, which increases mechanical strength, heat and wear resistance, and stiffness. It is used with cable m | M | 1000 | 1000 | 500 | 781.09
07498328108 | ABM100-AT-D0 | Cable Tie Mount,HiTemp,Indoor,WH,PK500 | Panduit’s ABM100-AT-D0 4-way acrylic-based adhesive backed cable tie mounts have been designed for fast installation and long-term performance and reliability. They are made of Weather Resistant Nylon 6.6. These mounts can be used with miniature, intermed | M | 1000 | 1000 | 500 | 838.97
61305680458 | ABM100-AV-C | Cable Tie Mount, VHB Adh., 1.0" x 1.0" ( | Panduit ABM100-AV-C 4-way high bond acrylic-based adhesive backed cable tie mounts provide double the static load that the other Panduit mounts of this size provide. Made of Nylon 6.6, these 1" x 1" (25.4mm x 25.4mm) can be used with miniature, intermedia | C | 100 | 100 | 100 | 166.93
61305680508 | ABM100-AV-C0 | Cable Tie Mount, VHB Adh., 1.0" x 1.0" ( | Panduit ABM100-AV-C0 4-way high bond acrylic-based adhesive backed cable tie mounts provide double the static load that the other Panduit mounts of this size provide. Made of Nylon 6.6, these 1" x 1" (25.4mm x 25.4mm) can be used with miniature, intermedi | C | 100 | 100 | 100 | 176.94
07498338445 | ABM100-S6-C | CableTieMnt,#6 Screw,1x1in,WH,PK100 | The cable tie mount in white is mounted with a #6 (M3) screw or user supplied adhesive. It is 1" long x 1" wide (25.4 x 25.4 mm), made of nylon 6.6, which increases mechanical strength, heat and wear resistance, and stiffness. It is used with miniature, i | C | 100 | 500 | 100 | 94.36
07498328109 | ABM100-S6-C69 | CableTieMnt,#6 Screw,1x1in,FR,NT,PK100 | Panduit’s ABM100-S6-C69 4-Way Cable Tie Mounts allow cable tie entry from all four sides. They can easily be applied with user supplied adhesive or size #6 (M3) screws. These mounts are for indoor use and can be used with miniature, intermediate and stand | C | 100 | 500 | 100 | 161.69
07498338446 | ABM100-S6-D | CableTieMnt,#6 Screw,1x1in,WH,PK500 | The cable tie mount in white is mounted with a #6 (M3) screw or user supplied adhesive. It is 1" long x 1" wide (25.4 x 25.4 mm), made of nylon 6.6, which increases mechanical strength, heat and wear resistance, and stiffness. It is used with cable ties M | M | 1000 | 1000 | 500 | 695.19
07498328110 | ABM100-S6-D69 | CableTieMnt,#6 Screw,1x1in,FR,NT,PK500 | The cable tie mount in natural is mounted with a #6 (M3) screw or user supplied adhesive. It is 1" long x 1" wide (25.4 x 25.4 mm), made of flame-retardant nylon 6.6, which increases mechanical strength, heat and wear resistance, and stiffness. It is used | M | 1000 | 1000 | 500 | 1101.21
07498328111 | ABM112-A-C | Cable Tie Mount, Adh,1.12", White, PK100 | Panduit’s ABM112-A-C 4-way rubber-based adhesive backed cable tie mounts have been designed for fast installation and long-term performance and reliability. They are made of Nylon 6.6. These mounts can be used with miniature, intermediate, and standard ca | C | 100 | 500 | 100 | 114.4
07498328112 | ABM112-A-D | 4-Way Cable Tie Mount,Adh,1.12",WH,PK500 | Panduit’s ABM112-A-D 4-way rubber-based adhesive backed cable tie mounts have been designed for fast installation and long-term performance and reliability. They are made of Nylon 6.6. These mounts can be used with miniature, intermediate, and standard ca | M | 1000 | 1000 | 500 | 630.84
07498364271 | ABM112-A-D20 | Cable Tie Mount, Adh., 1.12"x1.12" (28.5 | Panduit’s ABM112-A-D20 4-way rubber-based adhesive backed cable tie mounts have been designed for fast installation and long-term performance and reliability. They are made of Nylon 6.6. These mounts can be used with miniature, intermediate, and standard | M | 1000 | 1000 | 500 | 751.03
07498364264 | ABM112-AT-C | Cable Tie Mount,HiTemp, 0.50",WH,PK100 | Panduit’s ABM112-AT-C 4-way adhesive cable tie mounts are applied with acrylic adhesive tape and made of Nylon 6.6. They have been designed for fast installation and long-term performance and reliability. These mounts can be used with miniature cable ties | C | 100 | 500 | 100 | 122.43
07498328113 | ABM112-AT-C0 | CableTieMt,1.12",WHR,HiTemp,OUT,BL,PK100 | Panduit’s ABM112-AT-C0 4-way acrylic-based adhesive backed cable tie mounts have been designed for fast installation and long-term performance and reliability. They are made of Weather Resistant Nylon 6.6. These mounts can be used with miniature, intermed | C | 100 | 500 | 100 | 136.66
07498364265 | ABM112-AT-D | CableTieMt,1.12",HiTemp,IND,WH,PK500 | Panduit’s ABM112-AT-D 4-way acrylic-based adhesive backed cable tie mounts have been designed for fast installation and long-term performance and reliability. They are made of Nylon 6.6. These mounts can be used with miniature, intermediate, and standard | M | 1000 | 1000 | 500 | 780.54
07498328114 | ABM112-AT-D0 | CableTieMnt,1.12x1.12in,HT,WRBL,PK500 | Panduit’s ABM112-AT-D0 4-way acrylic-based adhesive backed cable tie mounts have been designed for fast installation and long-term performance and reliability. They are made of Weather Resistant Nylon 6.6. These mounts can be used with miniature, intermed | M | 1000 | 1000 | 500 | 838.47
61305680502 | ABM112-AV-C | Cable Tie Mount, VHB Adh., 1.12" x 1.12" | Panduit ABM112-AV-C 4-way high bond acrylic-based adhesive backed cable tie mounts provide double the static load that the other Panduit mounts of this size provide. Made of Nylon 6.6, these 1.12" x 1.12" (28.6mm x 28.6mm) can be used with miniature, inte | C | 100 | 100 | 100 | 171.28
61305680550 | ABM112-AV-C0 | Cable Tie Mount, VHB Adh., 1.12" x 1.12" | Panduit ABM112-AV-C0 4-way high bond acrylic-based adhesive backed cable tie mounts provide double the static load that the other Panduit mounts of this size provide. Made of Nylon 6.6, these 1.12" x 1.12" (28.6mm x 28.6mm) can be used with miniature, int | C | 100 | 100 | 100 | 181.28
07498364274 | ABM112-S6-C | CblTieMnt, #6Screw,1.12x1.12in,WH,PK100 | The cable tie mount in white uses #6 (M3) screws or user supplied adhesive. It measures 1.12" long x 1.12" wide (28.5 x 28.5 mm). It is used with miniature, intermediate, and standard cable ties. It is made of nylon 6.6, which increases mechanical strengt | C | 100 | 500 | 100 | 80.68
07498364275 | ABM112-S6-C69 | CblTieMnt,#6Screw,1.12x1.12in,FR,PK100 | The cable tie mount in natural uses #6 (M3) screws or user supplied adhesive. It measures 1.12" long x 1.12" wide (28.5 x 28.5 mm). It is used with miniature, intermediate, and standard cable ties. It is made of flame-retardant nylon 6.6, which increases | C | 100 | 500 | 100 | 155.48
07498364276 | ABM112-S6-D | CblTieMnt, #6Screw,1.12x1.12in,WH,PK500 | Panduit’s ABM112-S6-D 4-Way Cable Tie Mounts allow cable tie entry from all four sides. They can easily be applied with user supplied adhesive or size #6 (M3) screws. These mounts are for indoor use and can be used with miniature, intermediate and standa | M | 1000 | 1000 | 500 | 667.77
07498364277 | ABM112-S6-D0 | CableTieMnt,1.12inx1.12in,WRBL,PK500 | The cable tie mount in black uses #6 (M3) screws or user supplied adhesive. It measures 1.12" long x 1.12" wide (28.5 x 28.5 mm). It is used with miniature, intermediate, and standard cable ties. It is made of weather-resistant nylon 6.6, which increases | M | 1000 | 1000 | 500 | 719.9
07498358062 | ABM1M-A-C | Cable Tie Mount,Adh,.50inx.50in,WH,PK100 | Panduit’s ABM1M-A-C 4-way adhesive cable tie mounts are applied with acrylic adhesive tape and made of Nylon 6.6. They have been designed for fast installation and long-term performance and reliability. These mounts can be used with miniature cable ties a | C | 100 | 500 | 100 | 59.65
07498358063 | ABM1M-A-M | CableTieMount,Adh,.50inx.50in,WH,PK 1000 | Panduit’s ABM1M-A-M 4-way rubber-based adhesive backed cable tie mounts have been designed for fast installation and long-term performance and reliability. They are made of Nylon 6.6. These mounts are for use with miniature cable ties and are intended for | M | 1000 | 1000 | 1000 | 433.13
07498358064 | ABM1M-AT-C | CableTieMount,Hi Temp,.50x.50in,WH,PK100 | Panduit’s ABM1M-AT-C 4-way adhesive cable tie mounts are applied with acrylic adhesive tape and made of Nylon 6.6. They have been designed for fast installation and long-term performance and reliability. These mounts can be used with miniature cable ties | C | 100 | 500 | 100 | 62.01
07498358067 | ABM1M-AT-M | CableTieMnt,HiTmp,.50x.50in,WH,PK1000 | Panduit’s ABM1M-AT-M 4-way adhesive cable tie mounts are applied with acrylic adhesive tape and made of Nylon 6.6. They have been designed for fast installation and long-term performance and reliability. These mounts can be used with miniature, intermedia | M | 1000 | 1000 | 1000 | 473.23
07498345151 | ABM1M-AT-M0 | CableTieMnt,HiTmp,.50x.50in,WRBL,PK1000 | Panduit’s ABM1M-AT-M0 4-way acrylic-based adhesive backed cable tie mounts have been designed for fast installation and long-term performance and reliability. They are made of Weather Resistant Nylon 6.6. These mounts can be used with miniature cable ties | M | 1000 | 1000 | 1000 | 496.01
07498310025 | ABM1M-M0 | CblTieMnt, w/o adh,.50x.50in,WRBL,PK1000 | The 4-way adhesive backed cable tie mount in black is mounted with user supplied adhesive. It is 0.50" long x 0.50" wide (12.7 x 12.7 mm) and made of weather-resistant nylon 6.6, which increases mechanical strength, heat and wear resistance, and stiffness | M | 1000 | 1000 | 1000 | 407.01
07498358033 | ABM2S-A-C | Cable Tie Mount,Adh,1inxi1in,WH,PK100 | Panduit’s ABM2S-A-C 4-way rubber-based adhesive backed cable tie mounts have been designed for fast installation and long-term performance and reliability. They are made of ABS plastic. These mounts can be used with miniature, intermediate, and standard c | C | 100 | 500 | 100 | 114.46
07498383899 | ABM2S-A-C0 | CableTieMount,Adh,1inx1in,WRBL,PK100 | Panduit’s ABM2S-A-C0 4-way rubber-based adhesive backed cable tie mounts have been designed for fast installation and long-term performance and reliability. They are made of Weather Resistant ABS plastic. These mounts can be used with miniature, intermedi | C | 100 | 500 | 100 | 145.41
07498358028 | ABM2S-A-C14 | CableTieMount,Adh,1inx1in,GRY,PK100 | The 4-way adhesive backed cable tie mount in gray is mounted with rubber adhesive tape. It is 1" long x 1" wide (25.4 x 25.4 mm) and made of ABS plastic. It is used with miniature, intermediate, and standard cable ties. It is designed for indoor environme | C | 100 | 500 | 100 | 138.19
07498358029 | ABM2S-A-C15 | CableTieMount,Adh,1inx1in,IV,PK100 | The 4-way adhesive backed cable tie mount in ivory is mounted with rubber adhesive tape. It is 1" long x 1" wide (25.4 x 25.4 mm) and made of ABS plastic. It is used with miniature, intermediate, and standard cable ties. It is designed for indoor environm | C | 100 | 500 | 100 | 138.19
07498309574 | ABM2S-A-C20 | CableTieMount,Adh,1inx1in,BL,PK100 | Panduit’s ABM2S-A-C20 4-way rubber-based adhesive backed cable tie mounts have been designed for fast installation and long-term performance and reliability. They are made of ABS plastic. These mounts can be used with miniature, intermediate, and standard | C | 100 | 500 | 100 | 124.18
07498358030 | ABM2S-A-D | Cable Tie Mount, Adh,1inx1in, WH, PK 500 | Panduit’s ABM2S-A-D 4-way rubber-based adhesive backed cable tie mounts have been designed for fast installation and long-term performance and reliability. They are made of ABS plastic. These mounts can be used with miniature, intermediate, and standard c | M | 1000 | 1000 | 500 | 631.04
07498358031 | ABM2S-A-D14 | CableTieMount,Adh,1inx1in,GRY,PK500 | Panduit’s ABM2S-A-D14 4-way rubber-based adhesive backed cable tie mounts have been designed for fast installation and long-term performance and reliability. They are made of ABS plastic. These mounts can be used with miniature, intermediate, and standard | M | 1000 | 1000 | 500 | 886.5
07498358873 | ABM2S-A-D20 | CableTieMount,Adh,1inx1in,BL,PK500 | The 4-way adhesive backed cable tie mount in black is mounted with rubber adhesive tape. It is 1" long x 1" wide (25.4 x 25.4 mm) and made of ABS plastic. It is used with miniature, intermediate, and standard cable ties. It is designed for indoor environm | M | 1000 | 1000 | 500 | 718.9
07498358496 | ABM2S-AT-C | CableTieMount,HiTmp,Adh,1x1in,WH,PK100 | Panduit’s ABM2S-AT-C 4-way adhesive cable tie mounts are applied with acrylic adhesive tape and made of Nylon 6.6. They have been designed for fast installation and long-term performance and reliability. These mounts can be used with miniature, intermedia | C | 100 | 500 | 100 | 119.46
07498358034 | ABM2S-AT-C0 | CableTieMount,HiTmp,Adh,1inch,WRBL,PK100 | Panduit’s ABM2S-AT-C0 4-way acrylic-based adhesive backed cable tie mounts have been designed for fast installation and long-term performance and reliability. They are made of weather resistant ABS plastic. These mounts can be used with miniature, interme | C | 100 | 500 | 100 | 136.57
07498358497 | ABM2S-AT-D | CableTieMount,HiTmp,Adh,1x1in,WH,PK500 | Panduit’s ABM2S-AT-D 4-way acrylic-based adhesive backed cable tie mounts have been designed for fast installation and long-term performance and reliability. They are made of ABS plastic. These mounts can be used with miniature, intermediate, and standard | M | 1000 | 1000 | 500 | 758.35
07498358875 | ABM2S-AT-D0 | CableTieMount,HiTmp,Adh,1x1in,WRBL,PK500 | Panduit’s ABM2S-AT-D0 4-way acrylic-based adhesive backed cable tie mounts have been designed for fast installation and long-term performance and reliability. They are made of weather resistant ABS plastic. These mounts can be used with miniature, interme | M | 1000 | 1000 | 500 | 814.59
07498335021 | ABM2S-AT-X0 | CableTieMount,HiTmp,Adh,2x2in,WRBL,PK10 | The 4-way adhesive backed cable tie mount in black is mounted with acrylic adhesive tape. It is 1" long x 1" wide (25.4 x 25.4 mm) and made of weather-resistant ABS plastic. It is used with miniature, intermediate, and standard cable ties. It is designed | C | 100 | 100 | 10 | 191.85
07498358056 | ABM2S-S6-D | CableTieMount,#6 Screw,1x1in,WH,PK500 | Panduit’s ABM2S-S6-D 4-Way Cable Tie Mounts allow cable tie entry from all four sides. They can easily be applied with user supplied adhesive or size #6 (M3) screws. They are made of ABS Plastic and designed for indoor use. Used with miniature, intermedia | M | 1000 | 1000 | 500 | 638.02
07498308962 | ABM2S-S6-D0 | CableTieMt,#6 Screw,1x1in,WRBL,PK500 | The cable tie mount in black uses #6 (M3) screws or user supplied adhesive. It is 1.0" long x 1.0" wide (25.4 x 25.4 mm) and made of weather-resistant ABS plastic. It is used with miniature, intermediate, and standard cable ties. It is designed for indoor | M | 1000 | 1000 | 500 | 872.14
07498358472 | ABM3H-A-L | CableTieMount,Adh,1.5x1.5in,WH,PK50 | Panduit’s ABM3H-A-L 4-way rubber-based adhesive backed cable tie mounts have been designed for fast installation and long-term performance and reliability. They are made of Nylon 6.6 and can be used with miniature, intermediate, standard, light-heavy, hea | C | 100 | 500 | 50 | 182.71
07498374609 | ABM3H-A-L20 | CableTieMount,Adh,1.5x1.5in,BL,PK50 | Panduit’s ABM3H-A-L20 4-way rubber-based adhesive backed cable tie mounts have been designed for fast installation and long-term performance and reliability. They are made of Nylon 6.6 and can be used with miniature, intermediate, standard, light-heavy, h | C | 100 | 500 | 50 | 234.64
07498358473 | ABM3H-A-T | CableTieMount,Adh,1.5x1.5in,WH,PK200 | Panduit’s ABM3H-A-T 4-way rubber-based adhesive backed cable tie mounts have been designed for fast installation and long-term performance and reliability. They are made of Nylon 6.6 and can be used with miniature, intermediate, standard, light-heavy, hea | M | 1000 | 200 | 200 | 1271.05
07498358481 | ABM3H-AT-L | CableTieMnt,HiTmp,1.5x1.5in,WH,PK50 | The 4-way adhesive backed cable tie mount in white is mounted with acrylic adhesive tape. It is 1.5" long x 1.5" wide (38.1 x 38.1 mm) and made of nylon 6.6, which increases mechanical strength, heat and wear resistance, and stiffness. It is used with min | C | 100 | 500 | 50 | 200.4
07498332544 | ABM3H-AT-L0 | CableTieMnt,HiTmp,1.5x1.5in,WRBL,PK50 | The 4-way adhesive backed cable tie mount in black is mounted with acrylic adhesive tape. It is 1.5" long x 1.5" wide (38.1 x 38.1 mm) and made of weather-resistant nylon 6.6, which increases mechanical strength, heat and wear resistance, and stiffness. I | C | 100 | 500 | 50 | 204.09
07498358478 | ABM3H-AT-T | CableTieMnt,HiTmp,1.5x1.5in,WH,PK200 | The 4-way adhesive backed cable tie mount in white is mounted with acrylic adhesive tape. It is 1.5" long x 1.5" wide (38.1 x 38.1 mm) and made of nylon 6.6, which increases mechanical strength, heat and wear resistance, and stiffness. It is used with min | M | 1000 | 200 | 200 | 1391.51
07498339314 | ABM3H-AT-T0 | CableTieMnt,HiTmp,1.5x1.5in,WRBL,PK200 | Panduit’s ABM3H-AT-T0 4-way acrylic-based adhesive backed cable tie mounts have been designed for fast installation and long-term performance and reliability. They are made of Weather Resistant Nylon 6.6 and can be used with miniature, intermediate, stand | M | 1000 | 200 | 200 | 1349.29
61305680994 | ABM3H-AV-L | Cable Tie Mount, VHB Adh., 1.5" x 1.5" ( | Panduit ABM3H-AV-L 4-way high bond acrylic-based adhesive backed cable tie mounts provide double the static load that the other Panduit mounts of this size provide. Made of Nylon 6.6, these 1.5" x 1.5" (38.1mm x 38.1mm) can be used with miniature, interme | C | 100 | 50 | 50 | 253.04
61305680995 | ABM3H-AV-L0 | Cable Tie Mount, VHB Adh., 1.5" x 1.5" ( | Panduit ABM3H-AV-L0 4-way high bond acrylic-based adhesive backed cable tie mounts provide double the static load that the other Panduit mounts of this size provide. Made of Nylon 6.6, these 1.5" x 1.5" (38.1mm x 38.1mm) can be used with miniature, interm | C | 100 | 50 | 50 | 260.4
07498358474 | ABM3H-S6-T | CblTieMnt,#6Screw,1.5x1.5in.,WH,PK200 | The cable tie mount in white uses #6 (M3) screws or user supplied adhesive. It is 1.5" long x 1.5" wide (38.1 x 38.1 mm), made of nylon 6.6, which increases mechanical strength, heat and wear resistance, and stiffness. It is used with miniature, intermedi | M | 1000 | 400 | 200 | 1228.84
07498358476 | ABM4H-A-L | CableTieMount,Adh,2x2in,WH,PK50 | Panduit’s ABM4H-A-L 4-way rubber-based adhesive backed cable tie mounts have been designed for fast installation and long-term performance and reliability. They are made of Nylon 6.6 and can be used with miniature, intermediate, standard, light-heavy, hea | C | 100 | 500 | 50 | 204.86
07498358475 | ABM4H-A-T | CableTieMount,Adh,2x2in,WH,PK200 | Panduit’s ABM4H-A-T 4-way rubber-based adhesive backed cable tie mounts have been designed for fast installation and long-term performance. They are made of Nylon 6.6. These mounts can be used with miniature, intermediate, standard, light-heavy, heavy, an | M | 1000 | 200 | 200 | 1665.98
07498358479 | ABM4H-AT-L | CableTieMount,HiTemp,Adh,2x2in,WH,PK50 | Panduit’s ABM4H-AT-L 4-way acrylic-based adhesive backed cable tie mounts have been designed for fast installation and long-term performance and reliability. They are made of Nylon 6.6 and can be used with miniature, intermediate, standard, light-heavy, h | C | 100 | 500 | 50 | 243.5
07498358480 | ABM4H-AT-T | CableTieMount,HiTemp,Adh,2",WH,PK200 | The 4-way adhesive backed cable tie mount in white is mounted with acrylic adhesive tape. It is 2.0" long x 2.0" wide (50.8 x 50.8 mm) and made of nylon 6.6, which increases mechanical strength, heat and wear resistance, and stiffness. It is used with min | M | 1000 | 200 | 200 | 1859.8
07498339315 | ABM4H-AT-T0 | CableTieMount,HiTemp,Adh,2",BL,PK200 | Panduit’s ABM4H-AT-T0 4-way acrylic-based adhesive backed cable tie mounts have been designed for fast installation and long-term performance and reliability. They are made of Weather Resistant Nylon 6.6. and can be used with miniature, intermediate, stan | M | 1000 | 200 | 200 | 1933.18
07498358477 | ABM4H-S6-T | CableTieMount,#6 Screw,2",WH,PK200 | The cable tie mount in white uses #6 (M3) screws or user supplied adhesive. It measures 2.0" long x 2.0" wide (50.8 x 50.8 mm). It is used with miniature, intermediate, standard, light-heavy, heavy, and hook and loop mount cable ties. It is made of nylon | M | 1000 | 200 | 200 | 1614.47
07498358500 | ABMM-A-C | CableTieMount, Adh,.75inx.75in,WHT,PK100 | Panduit’s ABMM-A-C rubber-based adhesive back cable tie mounts have been designed for fast installation and long-term performance. These mounts can be used with miniature and intermediate cables ties. Made of ABS plastic and intended for use in indoor env | C | 100 | 500 | 100 | 84.95
07498344045 | ABMM-A-C20 | CableTieMount, Adh,.75inx.75in,BL,PK100 | Panduit’s ABMM-A-C20 4-way rubber-based adhesive backed cable tie mounts have been designed for fast installation and long-term performance and reliability. They are made of Weather Resistant ABS plastic. These mounts can be used with miniature and interm | C | 100 | 500 | 100 | 99.83
07498358501 | ABMM-A-D | CableTieMount,Adh,.75x.75in,WH,PK500 | Panduit’s ABMM-A-D rubber-based adhesive back cable tie mounts have been designed for fast installation and long-term performance. These mounts can be used with miniature and intermediate cables ties. Made of ABS plastic and intended for use in indoor env | M | 1000 | 1000 | 500 | 554.51
07498358494 | ABMM-AT-C | CableTieMnt,HiTmp,.75x.75in,WH,PK100 | Panduit’s ABMM-AT-C 4-way adhesive cable tie mounts are applied with acrylic adhesive tape and made of Nylon 6.6. They have been designed for fast installation and long-term performance and reliability. These mounts can be used with miniature and intermed | C | 100 | 500 | 100 | 91.08
07498358492 | ABMM-AT-C0 | CableTieMnt,HiTmp,.75x.75in,WRBL,PK100 | Panduit’s ABMM-AT-C0 4-way acrylic-based adhesive backed cable tie mounts have been designed for fast installation and long-term performance and reliability. They are made of weather resistant ABS plastic. These mounts can be used with miniature and inter | C | 100 | 500 | 100 | 104.19
07498358495 | ABMM-AT-D | CableTieMnt,HiTmp,.75x.75in,WH,PK500 | Panduit’s ABMM-AT-D 4-way acrylic-based adhesive backed cable tie mounts have been designed for fast installation and long-term performance and reliability. They are made of ABS plastic. These mount can be used with miniature and intermediate cable ties a | M | 1000 | 1000 | 500 | 637.64
07498358493 | ABMM-AT-D0 | CableTieMnt,HiTmp,.75x.75in,WRBL,PK500 | Panduit’s ABMM-AT-D0 4-way acrylic-based adhesive backed cable tie mounts have been designed for fast installation and long-term performance and reliability. They are made of Weather Resistant ABS plastic. These mounts can be used with miniature and inter | M | 1000 | 1000 | 500 | 681.01
61305680807 | ABMM-AV-C | Cable Tie Mount, VHB Adh., .75" x .75" ( | Panduit ABMM-AV-C 4-way high bond acrylic-based adhesive backed cable tie mounts provide double the static load that the other Panduit mounts of this size provide. Made of ABS, these 0.75" x 0.75" (19.1mm x 19.1mm) can be used with miniature or intermedia | C | 100 | 100 | 100 | 126.12
61305680849 | ABMM-AV-C0 | Cable Tie Mount, VHB Adh., .75" x .75" ( | Panduit ABMM-AV-C0 4-way high bond acrylic-based adhesive backed cable tie mounts provide double the static load that the other Panduit mounts of this size provide. Made of ABS, these 0.75" x 0.75" (19.1mm x 19.1mm) can be used with miniature or intermedi | C | 100 | 100 | 100 | 136.29
07498358516 | ABMM-D | CableTieMount,Non Adh,.75x.75in,WH,PK500 | Panduit’s ABMM-D D 4-way rubber-based adhesive backed cable tie mounts have been designed for fast installation and long-term performance and reliability. They are made of ABS plastic. These mounts can be used with miniature and intermediate cable ties an | M | 1000 | 1000 | 500 | 509.5
07498334216 | ABMQS-A-C | MutiBrdgeCblTieMnt, Adh.,5.13L,WH,PK100 | Panduit’s ABMQS-A-C multiple bridge adhesive backed cable tie mounts have 4-way cable tie entry making part orientation fast and easy. They are made of ABS plastic, are mounted with rubber adhesive tape and have a hole spacing of 2.5" (63.5 mm). The mount | M | 1000 | 200 | 100 | 3294.19
07498358002 | ABMS-A-C | 2WayCblTieMt,Adh,1.1x1.1in,WH,PK100 | Panduit’s ABMS-A-C 2-way rubber-based adhesive backed cable tie mounts have been designed for fast installation and long-term performance and reliability. They are made of Nylon 6.6., and can be used with miniature, intermediate, and standard cable ties. | C | 100 | 500 | 100 | 128.12
07498358004 | ABMS-A-D | 2WayCblTieMt,Adh,1.1x1.1in,WH,PK500 | Panduit’s ABMS-A-D 2-way rubber-based adhesive backed cable tie mounts have been designed for fast installation and long-term performance and reliability. They are made of Nylon 6.6. These mounts can be used with miniature, intermediate, and standard cabl | M | 1000 | 1000 | 500 | 706.58
07498358057 | ABMS-S6-D | CbleTieMnt,#6Screw,1.1"x1.1"WH,PK500 | Panduit’s ABMS-S6-D 4-Way Cable Tie Mounts allow cable tie entry from all four sides. They can easily be applied with user supplied adhesive or size #6 (M3) screws. These mounts are for indoor use and can be used with miniature, intermediate and standard | M | 1000 | 1000 | 500 | 707.73
07498358520 | ACC19-A-C | CordClipAdh,.19"Bdl,Nat,PK100 | Panduit ACC19-A-C Adhesive Cord Clips are designed to hold cords, cable or wire bundles neatly and securely. The smooth surfaces and rounded edges protect the cable bundle and installer. Clip design allows for bundles to be easily snapped into or out of, | C | 100 | 500 | 100 | 67.64
07498358486 | ACC19-A-C20 | CordClipAdh,.19"Bdl,BL,PK100 | Adhesive backed cord clip, .19" (4.8mm) bundle, black, standard package. | C | 100 | 500 | 100 | 78.12
07498358521 | ACC19-A-M | CordClip,Adh,.19"Bdl,Nat,PK1000 | Panduit ACC19-A-M Adhesive Cord Clips are designed to hold cords, cable or wire bundles neatly and securely. The smooth surfaces and rounded edges protect the cable bundle and installer. Clip design allows for bundles to be easily snapped into or out of, | M | 1000 | 1000 | 1000 | 450.33
07498358487 | ACC19-A-M20 | CordClip,Adh,.19"Bdl,BL,PK1000 | Adhesive backed cord clip, .19" (4.8mm) bundle, black, bulk package. | M | 1000 | 1000 | 1000 | 559.3
07498358878 | ACC19-AT-C | CordClip,HiTmpAdh,.19"Bdl,Nat,PK100 | Adhesive backed cord clip, high temp, .19" (4.8mm) bundle, natural, standard package. | C | 100 | 500 | 100 | 80.88
07498333644 | ACC19-AT-C0 | CordClip,HiTmpAdh,.19"Bdl,WRBL,PK100 | Adhesive backed cord clip, high temp, .19" (4.8mm) bundle, weather resistant, black, standard package. | C | 100 | 500 | 100 | 85.24
07498358526 | ACC19-AT-M | CordClip,HiTmpAdh,.19"Bdl,Nat,PK1000 | Adhesive backed cord clip, high temp, .19" (4.8mm) bundle, natural, bulk package. | M | 1000 | 1000 | 1000 | 556.96
07498333645 | ACC19-AT-M0 | CordClip,HiTmpAdh,.19"Bdl,WRBL,PK1000 | Panduit ACC19-AT-M0 Adhesive Cord Clips are designed to hold cords, cable or wire bundles neatly and securely. The smooth surfaces and rounded edges protect the cable bundle and installer. Clip design allows for bundles to be easily snapped into or out of | M | 1000 | 1000 | 1000 | 586.85
07498319488 | ACC19-AV-M300 | CordClip,VHBAdh,.19"Bdl,WRBL,PK1000 | High bond adhesive backed cord clip, .19" (4.8mm) bundle, weather resistant, black. | M | 1000 | 1000 | 1000 | 821.66
07498337809 | ACC19-M20 | CordClipNoAdh,.19"Bdl,BL,PK1000 | No adhesive cord clip, .19" (4.8mm) bundle, black. | M | 1000 | 1000 | 1000 | 428.19
07498358522 | ACC38-A-C | CordClip,Adh,.38"Bdl,Nat,PK100 | Panduit ACC38-A-C Adhesive Cord Clips are designed to hold cords, cable or wire bundles neatly and securely. The smooth surfaces and rounded edges protect the cable bundle and installer. Clip design allows for bundles to be easily snapped into or out of, | C | 100 | 500 | 100 | 73.78
07498358488 | ACC38-A-C20 | CordClip,Adh,.38"Bdl,BL,PK100 | Adhesive backed cord clip, .38" (9.7mm) bundle, black, standard package. | C | 100 | 500 | 100 | 88.44
07498358523 | ACC38-A-M | CordClip,Adh,.38"Bdl,Nat,PK1000 | The ACC38-A-M rubber-based adhesive backed cord clip allows you to secure cords and cable or wire bundles easily by simply snapping them in or out of the clip. Made with Nylon 6.6 material. They are 1.00" x 1.00" (25.4mm x 25.4mm), support a 0.38" (9.6 m | M | 1000 | 1000 | 1000 | 493.72
07498358489 | ACC38-A-M20 | CordClip,Adh,.38"Bdl,BL,PK1000 | Adhesive backed cord clip, .38" (9.7mm) bundle, black, bulk package. | M | 1000 | 1000 | 1000 | 563.57
07498328257 | ACC38-AT-C | CordClip,HiTempAdh,.38"Bdl,Nat,PK100 | Adhesive backed cord clip, high temp, .38" (9.7mm) bundle, natural, standard package. | C | 100 | 500 | 100 | 91.55
07498333646 | ACC38-AT-C0 | CordClip,HiTempAdh,.38"Bdl,WRBL,PK100 | Adhesive backed cord clip, high temp, .38" (9.7mm) bundle, weather resistant, black, standard package. | C | 100 | 500 | 100 | 92.8
07498324807 | ACC38-AT-M | CordClip,HiTempAdh,.38"Bdl,Nat,PK1000 | Adhesive backed cord clip, high temp, .38" (9.7mm) bundle, natural, bulk package. | M | 1000 | 1000 | 1000 | 589.09
07498324808 | ACC38-AT-M0 | CordClip,HiTempAdh,.38"Bdl,WRBL,PK1000 | Adhesive backed cord clip, high temp, .38" (9.7mm) bundle, weather resistant, black, bulk package. | M | 1000 | 1000 | 1000 | 626.93
07498319494 | ACC38-AV-M300 | CordClip,VHBAdh,.38"Bdl,WRBL,PK1000 | Panduit ACC38-AV-M300 High Bond Adhesive Cord Clips provide maximum adhesion, especially in harsh, high temperature, and outdoor environments. The smooth surfaces and rounded edges protect the cable bundle and installer. Clip design allows for bundles to | M | 1000 | 1000 | 1000 | 797.91
07498358524 | ACC62-A-C | CordClip,Adh,.62"Bdl,Nat,PK100 | Panduit ACC62-A-C Adhesive Cord Clips are designed to hold cords, cable or wire bundles neatly and securely. The smooth surfaces and rounded edges protect the cable bundle and installer. Clip design allows for bundles to be easily snapped into or out of, | C | 100 | 500 | 100 | 100.52
07498358490 | ACC62-A-C20 | CordClip,Adh,.62"Bdl,BL,PK100 | Adhesive backed cord clip, .62" (15.8mm) bundle, black, standard package. | C | 100 | 500 | 100 | 120.64
07498358525 | ACC62-A-D | CordClip,Adh,.62"Bdl,Nat,PK500 | The ACC62-A-D rubber-based adhesive backed cord clip allows you to secure cords and cable or wire bundles easily by simply snapping them in or out of the clip. Made with Nylon 6.6 material. They are 1.12" x 1.24" (28.5mm x 31.4mm), support a 0.62" (15.7 | M | 1000 | 1000 | 500 | 720.14
07498358491 | ACC62-A-D20 | CordClip,Adh,.62"Bdl,BL,PK500 | Panduit ACC62-A-D20 Adhesive Cord Clips are designed to hold cords, cable or wire bundles neatly and securely. The smooth surfaces and rounded edges protect the cable bundle and installer. Clip design allows for bundles to be easily snapped into or out of | M | 1000 | 1000 | 500 | 821.66
07498328258 | ACC62-AT-C | CordClip,HiTmpAdh,.62"Bdl,Nat,PK100 | Panduit ACC62-AT-C Adhesive Cord Clips are designed to hold cords, cable or wire bundles neatly and securely. The smooth surfaces and rounded edges protect the cable bundle and installer. Clip design allows for bundles to be easily snapped into or out of, | C | 100 | 500 | 100 | 118.85
07498333647 | ACC62-AT-C0 | CordClip,HiTmpAdh,.62"Bdl,WRBL,PK100 | Adhesive backed cord clip, high temp, .62" (15.8mm) bundle, weather resistant, black, standard package. | C | 100 | 500 | 100 | 132.88
07498324809 | ACC62-AT-D | CordClip,HiTmpAdh,.62"Bdl,Nat,PK500 | Panduit ACC62-AT-D Adhesive Cord Clips are designed to hold cords, cable or wire bundles neatly and securely. The smooth surfaces and rounded edges protect the cable bundle and installer. Clip design allows for bundles to be easily snapped into or out of, | M | 1000 | 1000 | 500 | 893.48
07498324810 | ACC62-AT-D0 | CordClip,HiTmpAdh,.62"Bdl,WR,PK500 | Adhesive backed cord clip, high temp, .62" (15.8mm) bundle, weather resistant, black, bulk package. | M | 1000 | 1000 | 500 | 905.69
07498319425 | ACC62-AV-D300 | CordClip,VHBAdh,.62"Bdl,WRBL,PK500 | Panduit ACC19-AT-M0 High Bond Adhesive Cord Clips provide maximum adhesion, especially in harsh, high temperature, and outdoor environments. The smooth surfaces and rounded edges protect the cable bundle and installer. Clip design allows for bundles to be | M | 1000 | 1000 | 500 | 1268.45
07498311089 | ACG24K | Armored Cable Grounding Kit, EA | The ACG24K Armored Cable Grounding Kit provides a secure jumper from the main grouding grid to the network rack. The black insulating cover protects and hides the HTAP connection, use with HTCT250-250 and CTAP2/0-2/0 for an aesthetically pleasing work are | KT | 1 | 5 | 1 | 45.77
07498311712 | ACG24K-500 | Armored Cable Grounding Kits, EA | #6 AWG (16mm²) jumper for armored cable diameter 0.85 (21.3mm) to 1.03 (26.2mm); 24 (609.6mm) length; factory terminated on one end with LCC6 two-hole copper compression lug and the other end with grounding terminal; provided with two each #12-24 and M6 t | KT | 1 | 5 | 1 | 52.91
07498341594 | ACG24KX-500 | Armored Cable Grounding Kit,EA | #6 AWG (16mm²) jumper for armored cable diameter 0.94 (23.9mm) to 1.5 (38.1mm); 24 (609.6mm) length; factory terminated on one end with LCC6 two-hole copper compression lug and the other end with grounding terminal; provided with two each #12-24 and M6 th | KT | 1 | 3 | 1 | 52.91
07498311063 | ACGK | Armored Cable Grounding Kits,EA | Armored cable grounding kit with one grounding terminal for #6 AWG and one #10 mechanical clamp, 9/16“, 1 1/16 diameter range. | KT | 1 | 10 | 1 | 13.39
07498358527 | ADCC31-AT-C10 | CordClip,HiTmpBndles,WH,PK100 | Adhesive backed dual cord clip, high temp, .33" (9.0mm) bundle, white. | C | 100 | 500 | 100 | 67.45
07498358540 | AJC12-A-C | CordClipAdh,J,.12"Bdl,GRY,PK100 | Panduit AJC12-A-C Adhesive Backed J Clips are low profile and have a flexible design. This allows for easy cord insertion while holding bundles tightly. For use in indoor environments and with bundles up to 0.12” (3.2mm) in diameter. Made of PVC, are gray | C | 100 | 500 | 100 | 37.31
07498358541 | AJC19-A-C | CordClipAdh,.19"Bdl,GRY,PK100 | Adhesive backed "J" clip, .19" (4.8mm) bundle, light gray, standard package. | C | 100 | 500 | 100 | 37.84
07498358670 | AJC19-A-M | CordClipAdh,.19"Bdl,GRY,PK1000 | Adhesive backed "J" clip, .19" (4.8mm) bundle, light gray, bulk package. | M | 1000 | 1000 | 1000 | 295.64
07498358542 | AJC25-A-C | CordClipAdh,J,.25"Bdl,GRY,PK100 | Panduit AJC25-A-C Adhesive Backed J Clips are low profile and have a flexible design. This allows for easy cord insertion while holding bundles tightly. For use in indoor environments and with bundles up to 0.25” (6.4mm) in diameter. Made of PVC, are gray | C | 100 | 500 | 100 | 42.59
07498358543 | AJC31-A-C | CordClipAdh.,.31"Bdl,GRY,PK100 | Panduit AJC31-A-C Adhesive Backed J Clips are low profile and have a flexible design. This allows for easy cord insertion while holding bundles tightly. For use in indoor environments and with bundles up to 0.31” (7.9mm) in diameter. Made of PVC, are gray | C | 100 | 500 | 100 | 58.3
07498358544 | AJC38-A-C | CordClipAdh.,.38"Bdl,GRY,PK100 | Adhesive backed "J" clip, .38" (9.7mm) bundle, light gray. | C | 100 | 500 | 100 | 70.39
07498358000 | AM2-C | LowProCbleTieMt,UsrSuppliedAdh,NAT,PK100 | The low profile cable tie mount in natural is designed to keep cable bundles close to mounting surface where overhead space is limited. It is 1.22" long x 1.22" wide (30.1 x 30.1 mm) and is mounted with a user supplied adhesive. It is made of nylon 6.6, w | C | 100 | 500 | 100 | 97.73
07498358001 | AM2-M | LowProCblTieMt,UsrSuppliedAdh,NAT,PK1000 | The low profile cable tie mount in natural is designed to keep cable bundles close to mounting surface where overhead space is limited. It is 1.22" long x 1.22" wide (30.1 x 30.1 mm) and is mounted with a user supplied adhesive. It is made of nylon 6.6, w | M | 1000 | 1000 | 1000 | 760.74
07498358045 | AMC25-AT-C10 | CordClip,Adh.,.22"-.28"Bdl,WH,PK100 | Adhesive backed mount cord clip, .22"-.28" (5.6mm - 7.7mm) bundle, white. | C | 100 | 500 | 100 | 39.48
07498358537 | ARC.68-A-C | Adj.Rel.Clmp,Adh,.69"Bdle,WH,PK100 | Panduit ARC.68-A-C Adjustable Releasable Clamps are designed to contain a range of cable bundle diameters. The latch can then be released after the initial installation to provide access to the cable bundles. For use in indoor environments and with bundle | M | 1000 | 500 | 100 | 990.51
07498358502 | ARC.68-A-C14 | Adj.Rel.Clmp,Adh,.69"Bdle,GRY,PK100 | Panduit ARC.68-A-C14 Adjustable Releasable Clamps are designed to contain a range of cable bundle diameters. The latch can then be released after the initial installation to provide access to the cable bundles. For use in indoor environments and with bund | M | 1000 | 500 | 100 | 1009.73
07498358535 | ARC.68-A-Q | Adj.Rel.Clmp,Adh,.69"Bdle,WH,PK25 | Adjustable and releasable clamp, .69" (17.5mm) bundle, standard package. | C | 100 | 250 | 25 | 177.64
07498358881 | ARC.68-A-Q14 | Adj.Rel.Clmp,Adh,.69"Bdle,GRY,PK25 | Adjustable and releasable clamp, .69" (17.5mm) bundle, gray, standard package. | C | 100 | 250 | 25 | 174.25
07498358538 | ARC.68-S6-C | Adj.Rel.Clmp,#6Screw,.69"Bdle,WH,PK100 | Panduit ARC.68-S6-C Clincher ™Adjustable Releasable Clamps are designed to contain a range of cable bundle diameters. The latch can then be released after the initial installation to provide access to the cable bundles. For use in indoor environments, wit | M | 1000 | 500 | 100 | 627.67
07498358504 | ARC.68-S6-C14 | Adj.Rel.Clmp,#6Screw,.69"Bdle,GRY,PK100 | Panduit ARC.68-S6-C14 Clincher ™Adjustable Releasable Clamps are designed to contain a range of cable bundle diameters. The latch can then be released after the initial installation to provide access to the cable bundles. For use in indoor environments, w | M | 1000 | 500 | 100 | 640.08
07498358536 | ARC.68-S6-Q | Adj.Rel.Clmp,#6Screw,.69"Bdle,WH,PK25 | Clincher™ adjustable releasable clamp, #6 Screw (M3), .19" - .69" (4.8mm - 17.5mm) bundle, white, standard package. | C | 100 | 250 | 25 | 111.87
07498358882 | ARC.68-S6-Q14 | Adj.Rel,Clmp,#6Screw,.69"Bdle,GRY,PK25 | Clincher™ adjustable releasable clamp, #6 Screw (M3), .19" - .69" (4.8mm - 17.5mm) bundle, gray, standard package. | C | 100 | 250 | 25 | 108.7
07498358006 | ASMS-A-T | CblTieMnt,Swiv,Epoxy,1.13x1.13in,PK200 | Panduit ASMS-A-T Epoxy Applied Swivel Mounts are affixed with user supplied EMA epoxy. They swivel 360◦ in order to assure proper orientation with harness and have four inspection holes to observe adhesive coverage. Mounts are 1.13” x 1.13” (28.7 x 28.7mm | C | 100 | 200 | 200 | 521.52
07498358005 | ASMS-A-X | CblTieMnt,Swiv,Epoxy,1.13x1.13in,PK10 | Panduit ASMS-A-X Epoxy Applied Swivel Mounts are affixed with user supplied EMA epoxy. They swivel 360◦ in order to assure proper orientation with harness and have four inspection holes to observe adhesive coverage. Mounts are 1.13” x 1.13” (28.7 x 28.7mm | PC | 1 | 100 | 10 | 6.2
07498360102 | AST10-5-C100 | AerialSuprtTie,5.6in,WRPoly,BL,PK100 | The aerial support tie in black with integral 1/2" (12.7mm) spacer for support strand applications is made of weather-resistant polypropylene. It is 5.6" long and 0.45" wide (142 x 11.4 mm), features a releasable locking style and can support a maximum bu | M | 1000 | 500 | 100 | 1107.89
07498360103 | AST15-5-C100 | AerialSuprtTie,6.9in,WRPoly,BL,PK100 | Panduit AST15-5-C100 Aerial Support Ties with integral 1/2” (12.7mm) spacer for support strands are designed to keep equipment and cable clear of pole hardware. These ties and spacers together reduce inventory costs and allows for faster installation. The | M | 1000 | 500 | 100 | 1173.14
07498360104 | AST20-5-C100 | AerialSuprtTie,8.4in,WRPoly,BL,PK100 | Panduit AST25-5-C100 Aerial Support Ties with integral 1/2” (12.7mm) spacer for support strands are designed to keep equipment and cable clear of pole hardware. These ties and spacers together reduce inventory costs and allows for faster installation. The | M | 1000 | 500 | 100 | 1175.08
07498360105 | AST25-5-C100 | AerialSuprtTie,10in,WRPoly,BL,PK100 | Panduit AST25-5-C100 Aerial Support Ties with integral 1/2” (12.7mm) spacer for support strands are designed to keep equipment and cable clear of pole hardware. These ties and spacers together reduce inventory costs and allows for faster installation. The | M | 1000 | 500 | 100 | 1282.99
07498373899 | B2M2S-D | MrkrTie,MBarb,8L,Std,Nyl,Nat,PK500 | Dome-Top® barb ty marker tie, wrap, standard cross section, 8.0 (203mm) length, 1.15 x .91 (29.2 x 23.1mm) marker write-on area, nylon 6.6, natural. | M | 1000 | 500 | 500 | 1377.75
07498377737 | B3M2S-TL | MrkrTie,MBrb,8L,Std,Ny,Nt,1.81x.91,P250 | Dome-Top® barb ty marker tie, wrap, standard cross section, 8.0 (203mm) length, 1.81 x .91 (46.0 x 23.1mm) marker write-on area, nylon 6.6, natural. | M | 1000 | 250 | 250 | 2326.46
07498377738 | B3M2S-TL0 | MrkrTie,MBrb,8L,Std,WR,BL,1.81x.91,P250 | Dome-Top® barb ty marker tie, wrap, standard cross section, 8.0 (203mm) length, 1.81 x .91 (46.0 x 23.1mm) marker write-on area, weather resistant nylon 6.6, black. | M | 1000 | 250 | 250 | 2709.98
07498377739 | B4M2S-TL | MrkrTie,MBrb,8L,Std,Ny,Nt,2.47x.91,P250 | Dome-Top® barb ty marker tie, wrap, standard cross section, 8.0 (203mm) length, 2.47 x .91 (62.7 x 23.1mm) marker write-on area, nylon 6.6, natural. | M | 1000 | 250 | 250 | 2769.24
07498373874 | BC1.5I-S8-M | ClTie,MBarb,6.6L,Intm,Nyl,Nat,PK1000 | Dome-Top® barb ty clamp tie, intermediate cross section, #8 (M4) screw, 6.6 (168mm) length, nylon 6.6, natural. | M | 1000 | 1000 | 1000 | 288.01
07498373875 | BC1.5I-S8-M0 | ClTie,MBarb,6.6L,Intm,WR,BL,PK1000 | Dome-Top® barb ty clamp tie, intermediate cross section, #8 (M4) screw, 6.6 (168mm) length, weather resistant nylon 6.6, black. | M | 1000 | 1000 | 1000 | 379.54
07498373862 | BC1M-S4-M | ClTie,MBarb,4.6L,Mini,Nyl,Nat,PK1000 | Dome-Top® barb ty clamp tie, miniature cross section, #4 (M2.5) screw, 4.6 (117mm) length, nylon 6.6, natural. | M | 1000 | 2000 | 1000 | 266.01
07498373863 | BC1M-S4-M0 | Clamp Tie, Metal Barb, 4.6"L (117mm), Mi | Dome-Top® barb ty clamp tie, miniature cross section, #4 (M2.5) screw, 4.6" (117mm) length, weather resistant nylon 6.6, black. | M | 1000 | 2000 | 1000 | 346.07
07498352314 | BC2S-S10-C | ClTie,MBarb,8.5L,Std,Nyl,Nat,PK100 | The BC2S-S10-C Dome-Top® barb ty clamp tie, features a unique patented design with its round smooth edges. Paired with the stainless-steel locking barb, these cable ties provide consistent performance, reliability and infinite adjustability through the en | C | 100 | 1000 | 100 | 36.59
07498352315 | BC2S-S10-C0 | ClTie,MBarb,8.5L,Std,WR,BL,PK100 | Dome-Top® barb ty clamp tie, standard cross section, #10 (M5) screw, 8.5 (216mm) length, weather resistant nylon 6.6, black, standard package. | C | 100 | 1000 | 100 | 43.75
07498370776 | BC2S-S10-D | ClTie,MBarb,8.5L,Std,Nyl,Nat,PK500 | The BC2S-S10-D Dome-Top® barb ty clamp tie, features a unique patented design with its round smooth edges. Paired with the stainless-steel locking barb, these cable ties provide consistent performance, reliability and infinite adjustability through the en | M | 1000 | 2000 | 500 | 255.03
07498370777 | BC2S-S10-D0 | ClTie,MBarb,8.5L,Std,WR,BL,PK500 | The BC2S-S10-D0 Dome-Top® barb ty clamp tie, features a unique patented design with its round smooth edges. Paired with the stainless-steel locking barb, these cable ties provide consistent performance, reliability and infinite adjustability through the e | M | 1000 | 2000 | 500 | 369.3
07498370779 | BC3S-S10-D | ClTie,MBarb,12.5L,Std,Nyl,Nat,PK500 | Dome-Top® barb ty clamp tie, standard cross section, #10 (M5) screw, 12.5 (318mm) length, nylon 6.6, natural. | M | 1000 | 1000 | 500 | 465.88
07498352326 | BC4LH-S25-L | ClTie,MBarb,15.5L,LH,Nyl,Nat,PK50 | Dome-Top® barb ty clamp tie, light-heavy cross section, 1/4 (M6) screw, 15.5 (394mm) length, nylon 6.6, natural, standard package. | C | 100 | 500 | 50 | 108.52
07498352327 | BC4LH-S25-L0 | ClTie,MBarb,15.5L,LH,WR,BL,PK50 | The BC4LH-S25-L0 Dome-Top® barb ty clamp tie, features a unique patented design with its round smooth edges. Paired with the stainless-steel locking barb, these cable ties provide consistent performance, reliability and infinite adjustability through the | C | 100 | 500 | 50 | 151.12
07498352328 | BC4LH-S25-TL | ClTie,MBarb,15.5L,LH,Nyl,Nat,PK250 | Dome-Top® barb ty clamp tie, light-heavy cross section, 1/4 (M6) screw, 15.5 (394mm) length, nylon 6.6, natural, bulk package. | M | 1000 | 500 | 250 | 980.39
07498352329 | BC4LH-S25-TL0 | ClTie,MBarb,15.5L,LH,WR,BL,PK250 | The BC4LH-S25-TL0 Dome-Top® barb ty clamp tie, features a unique patented design with its round smooth edges. Paired with the stainless-steel locking barb, these cable ties provide consistent performance, reliability and infinite adjustability through the | M | 1000 | 500 | 250 | 1139.39
07498352330 | BC4S-S10-C | ClTie,MBarb,15.6L,Std,Nyl,Nat,PK100 | Dome-Top® barb ty clamp tie, standard cross section, #10 (M5) screw, 15.6 (396mm) length, nylon 6.6, natural, standard package. | C | 100 | 500 | 100 | 99.97
07498352331 | BC4S-S10-C0 | ClTie,MBarb,15.6L,Std,WR,BL,PK100 | Dome-Top® barb ty clamp tie, standard cross section, #10 (M5) screw, 15.6 (396mm) length, weather resistant nylon 6.6, black, standard package. | C | 100 | 500 | 100 | 116.03
07498370782 | BC4S-S10-D | ClTie,MBarb,15.6L,Std,Nyl,Nat,PK500 | Dome-Top® barb ty clamp tie, standard cross section, #10 (M5) screw, 15.6 (396mm) length, nylon 6.6, natural, bulk package. | M | 1000 | 1000 | 500 | 690.34
07498370783 | BC4S-S10-D0 | ClTie,MBarb,15.6L,Std,WR,BL,PK500 | Dome-Top® barb ty clamp tie, standard cross section, #10 (M5) screw, 15.6 (396mm) length, weather resistant nylon 6.6, black, bulk package. | M | 1000 | 1000 | 500 | 918.38
07498322304 | BEC38-A-L | BecelEntryCordCllip,Adh,.38"Bdl,Nat,PK50 | Panduit’s BEC38-A-L rubber-based adhesive backed bevel entry clips provide a strong and reliable bond and fast installation. With the ability to attach and detach without disturbing the clip mount, it makes the insertion of cable bundles quick and easy. M | C | 100 | 500 | 50 | 125.13
07498322305 | BEC38-A-T | BevelEntryCordClip,Adh,.38"Bdl,Nat,PK200 | Panduit’s BEC38-A-L rubber-based adhesive backed bevel entry clips provide a strong and reliable bond and fast installation. With the ability to attach and detach without disturbing the clip mount, it makes the insertion of cable bundles quick and easy. M | M | 1000 | 200 | 200 | 895.8
07498323410 | BEC38-A-T20 | BevelEntryCordClip,Adh,.38"Bdl,BL,PK200 | Adhesive backed bevel entry clip, .38" (9.7mm) bundle, black, bulk package. | M | 1000 | 200 | 200 | 966.56
07498346341 | BEC62-A-T | BevelEntryCordClip,Adh,.62"Bdl,Nat,PK200 | Panduit’s BEC62-A-T rubber-based adhesive backed bevel entry clips provide a strong and reliable bond and fast installation. With the ability to attach and detach without disturbing the clip mount, it makes the insertion of cable bundles quick and easy. M | M | 1000 | 200 | 200 | 1233.76
07498322306 | BEC75-A-L | BevelEntryCordClip,Adh,.75"Bdl,Nat,PK50 | Panduit’s BEC75-A-L rubber-based adhesive backed bevel entry clips provide a strong and reliable bond and fast installation. With the ability to attach and detach without disturbing the clip mount, it makes the insertion of cable bundles quick and easy. M | C | 100 | 500 | 50 | 193.84
07498323716 | BEC75-A-L20 | BevelEntryCordClip,Adh,.75"Bdl,BL,PK50 | Adhesive backed bevel entry clip, .75" (19.1mm) bundle, black, standard package. | C | 100 | 500 | 50 | 211.12
07498322307 | BEC75-A-T | BevelEntryCordClip,Adh,.75"Bdl,Nat,PK200 | Panduit’s BEC75-T-L rubber-based adhesive backed bevel entry clips provide a strong and reliable bond and fast installation. With the ability to attach and detach without disturbing the clip mount, it makes the insertion of cable bundles quick and easy. M | M | 1000 | 200 | 200 | 1428.63
07498323416 | BEC75-A-T20 | BevelEntryCordClip,Adh,.75"Bdl,BL,PK200 | Adhesive backed bevel entry clip, .75" (19.1mm) bundle, black, bulk package. | M | 1000 | 200 | 200 | 1530.44
07498322222 | BECP38H25-L | BevelEntryCordClip,PM,.38"Bdl,WRBL,PK50 | Bevel entry clip, push barb mount, .38" (9.7mm) bundle, white, standard package. | C | 100 | 500 | 50 | 94.71
07498322224 | BECP75H25-L | BevelEntryCordClip,PM,.75"Bdl,WH,PK50 | Panduit’s BECP75H25-L push barb bevel entry clips allow cables to be attached and detached without disturbing the clip mount, while also providing a secure and reliable hold. Maximum bundling diameter of 0.75” (19mm). Made of Nylon 6.6, are natural in col | C | 100 | 500 | 50 | 133.12
07498323717 | BECP75H25-L20 | BevelEntryCordClip,PM,.75"Bdl,BL,PK50 | Bevel entry clip, push barb mount, .75" (19.1mm) bundle, black, standard package. | C | 100 | 500 | 50 | 162.62
07498322225 | BECP75H25-T | BevelEntryCordClip,PM,.75"Bdl,WH,PK200 | Bevel entry clip, push barb mount, .75" (19.1mm) bundle, white, bulk package. | M | 1000 | 200 | 200 | 1003.19
07498373954 | BF2M-C | MrkrTie,Flag,8.3L,M,Nyl,Nat,PK100 | Dome-Top® barb ty marker tie, flag,, miniature cross section, 8.3 (211mm) length, .36 x .81 (9.1 x 20.6mm) marker write-on area, nylon 6.6, natural, standard package. | C | 100 | 1000 | 100 | 56.13
61305669079 | BG3GTH-E | 3mm Extended Blade Guard Kit for GTH-E | 3mm Extended Blade Guard for GTH-E and GS4H-E Tools | PC | 1 | 1 | 1 | 39.75
61305668582 | BG3GTS-E | 3mm Extended Blade Guard Kit for GTS-E | 3mm Extended Blade Guard for GTS-E, GS2B-E and PTS Tools | PC | 1 | 1 | 1 | 34.32
07498300852 | BGN1032-C | Bonding Nut, threaded rail #10-32,100PK | Bonding nut for threaded #10-32 rail fasteners. | C | 100 | 100 | 100 | 157.33
07498373850 | BM1M-C | MrkrTie,Wrap,4.2L,M,Nyl,Nat,PK100 | Dome-Top® barb ty marker tie, wrap, miniature cross section, 4.2 (107mm) length, .29 x 1.09 (7.4 x 27.7mm) marker write-on area, nylon 6.6, natural, standard package. | C | 100 | 1000 | 100 | 39.28
07498373851 | BM1M-M | MrkrTie,Wrap,4.2L,M,Nyl,Nat,PK1000 | Dome-Top® barb ty marker tie, wrap, miniature cross section, 4.2 (107mm) length, .29 x 1.09 (7.4 x 27.7mm) marker write-on area, nylon 6.6, natural, bulk package. | M | 1000 | 1000 | 1000 | 242.8
07498373853 | BM1M-M0 | MrkrTie,Wrap,4.2L,M,WR,BL,PK1000 | Dome-Top® barb ty marker tie, wrap, miniature cross section, 4.2 (107mm) length, .29 x 1.09 (7.4 x 27.7mm) marker write-on area, weather resistant nylon 6.6, black. | M | 1000 | 1000 | 1000 | 393.54
07498373859 | BM2M-M | MrkrTie,Wrap,7.9L,M,Nyl,Nat,PK1000 | Dome-Top® barb ty marker tie, wrap, miniature cross section, 7.9 (201mm) length, .29 x 1.09 (7.4 x 27.7mm) marker write-on area, nylon 6.6, natural, bulk package. | M | 1000 | 1000 | 1000 | 372.79
07498373961 | BM2S-D | MrkrTie,Wrap,8L,Std,Nyl,Nat,PK500 | Dome-Top® barb ty marker tie, wrap, standard cross section, 8.0 (203mm) length, .49 x .91 (12.4 x 23.1mm) marker write-on area, nylon 6.6, natural, bulk package. | M | 1000 | 1000 | 500 | 446.19
07498373893 | BM4S-C | MrkrTie,Wrap,15.1L,Std,Nyl,Nat,PK100 | Dome-Top® barb ty marker tie, wrap, miniature cross section, 15.1 (384mm) length, .50 x 2.13 (12.7 x 54.1mm) marker write-on area, nylon 6.6, natural, standard package. | C | 100 | 1000 | 100 | 99.38
07498359149 | BP2S-D0 | DTPM ties,WR NYL,STD,8.5,BLK,PK500 | Panduit® Dome-top® Barb Ty Wingless Push-mount Ties provide an infinitely adjustable hold, even in confined spaces. Plus, with weather-resistant Nylon 6.6 material it's ideal for indoor and outdoor environments with harsh UV light. Standard cross section, | M | 1000 | 1000 | 500 | 316.28
07498308888 | BR-1.25-1/4-20 | BRDL RNG,1.25 in DIA,1/4–20 THREAD,PK1 | Bridle ring, 1.25 dia., 1/4-20 threaded. | C | 100 | 100 | 100 | 163.81
07498308891 | BR-1.25-10-24 | BRDL RNG,1.25 in DIA,10–24 THREAD,PK10 | Bridle ring, 1.25 dia., 10-24 threaded. | C | 100 | 100 | 100 | 146.89
07498390844 | BR-1.5-1/4-20S | BRDL RNG,1.50 in DIA,10–24 THREAD,PK10 | Bridle ring with saddle, 1.5" dia., mounts with 1/4-20 threads. | PC | 1 | 50 | 50 | 3.54
07498306383 | BR-1.5-PAF | BRDL RNG,1.50 in DIA,PWDR ACTU FAS,PK50 | Bridle ring, 1.50 dia., with power actuated fastener. | C | 100 | 50 | 50 | 384.23
07498306385 | BR-1.5-SN | BRDL RNG,1.50 in DIA,U/SNAIL,PK100 | Bridle ring, 1.50 dia., user supplied nail or fastener. | C | 100 | 100 | 100 | 314.28
07498308894 | BR-2.0-1/4-20 | BRDL RNG,2.00 in DIA,1/4–20 THREAD,PK1 | Bridle ring, 2.00 diameter., 1/4-20 threaded. | C | 100 | 100 | 100 | 174.36
07498390846 | BR-2.0-1/4-20S | BRDL RNG,2.00 in DIA,1/4–24 THREAD,PK1 | Bridle ring with saddle, 2.00" diameter., mounts with 1/4" 20 threads. | PC | 1 | 50 | 50 | 3.77
07498308896 | BR-2.0-14WS | BRDL RNG,2"DIA,WD SCR THREAD,PK100 | Bridle ring, 2.00 diameter., 10-24 wood screw threaded. | C | 100 | 100 | 100 | 177.96
07498306384 | BR-2.0-PAF | BRDL RNG,2.00 in DIA,PWDR ACTU FAS,PK50 | Bridle ring, 2.00 (50.8mm) diameter., with power actuated fastener. | C | 100 | 50 | 50 | 423.14
07498308184 | BR-2.0-TW | BRDL RNG,2.00 in DIA,INTEG TGL SCR,PK25 | Bridle ring, 2.00 diameter., with integrated toggle screw. | C | 100 | 25 | 25 | 655.07
07498308897 | BR-4.0-1/4-20 | BRDL RNG,4"DIA,1/4–20 THREAD,PK100 | Bridle ring, 4.00 dia., 1/4-20 threaded. | C | 100 | 50 | 50 | 254.21
07498390847 | BR-4.0-1/4-20S | BRDL RNG,4"DIA,Sad,1/4–20 THREAD,PK100 | Bridle ring with saddle, 4"dia., mounts with 1/4-20 threads. | PC | 1 | 50 | 50 | 14.2
07498360190 | BR.5-E6-C | BdleRetnr,.50"Bdle,#6Screw,BL,PK100 | Bundle retainer, #6 screw (M3), .50" (12.7mm) bundle, 1.07" (27.2mm) standoff height, impact resistant nylon 6.6, black. | C | 100 | 500 | 100 | 134.18
07498360191 | BR.75-E6-C | BdleRetnr,.75"Bdle,#6Screw,BL,PK100 | Bundle retainer, #6 screw (M3), .75" (19.1mm) bundle, .95" (24.1mm) standoff height, impact resistant nylon 6.6, black. | C | 100 | 500 | 100 | 141.47
07498375504 | BR2-1.3-A-X | BdleRetnr,2"Bdle,Adh,1.3"Pst,BL,PK10 | Harness bundle retainer, 2" (50.8mm) Harness bundle, adhesive, 1.3" (33.0mm) post, black, 10 pc. package quantity. | C | 100 | 50 | 10 | 1281.81
07498375658 | BR2-1.3-X | BdleRetnr,2"Bdle,1.3"Pst,BL,PK10 | Harness bundle retainer, 2" (50.8mm) Harness bundle, 1.3" (33.0mm) post, black. | C | 100 | 100 | 10 | 1150.26
07498368040 | BR2-1.5-X | BdleRetnr,2"Bdle,1.5"Pst,BL,PK10 | Bundle retainer, 1/4" screw (M6), .2" (50.8mm) bundle, .1.59" (40.4mm) standoff height, glass filled nylon 6.6, black. | C | 100 | 100 | 10 | 1150.26
07498352238 | BR2-4-X | BdleRetnr,2"Bdle,4"Pst,BL,PK10 | Bundle retainer, 1/4" screw (M6), .2" (50.8mm) bundle, .4.06" (103.1mm) standoff height, glass filled nylon 6.6, black. | C | 100 | 100 | 10 | 1254.69
07498383205 | BS10-D | Butt Splice,non-insul,12-10AWG,PK500 | The BS10-D Pan-Term® Splice is a non-insulated butt splice. Internal wire stop assures proper insertion length for a quality connection. Brazed seem protects the terminal barrel from splitting during the crimp process. | M | 1000 | 500 | 500 | 329.57
07498383204 | BS10-L | Butt Splice,non-insul,12–10AWG,PK50 | Butt Splice, non-insulated, 12 – 10 AWG wire range, standard package. | C | 100 | 250 | 50 | 68.29
07498311600 | BS100445 | Braided Strap,One-Hole, Ins, 4",EA | Braided Bonding Strap, one-hole, insulated, 4.00" length x 1.06" width (101.6mm x 27.0mm). | PC | 1 | 3 | 1 | 104.27
07498311605 | BS100445U | Braided Strap,One-Hole, Non-Ins, 4" ,EA | Braided Bonding Strap, one-hole, non-insulated, 4.00" length x 1.06" width (101.6mm x 27.0mm). | PC | 1 | 1 | 1 | 94.96
07498311602 | BS100645 | Braided Strap,One-Hole, Ins,6",EA | Braided Bonding Strap, one-hole, insulated, 6.00" length x 1.06" width (152.4mm x 27.0mm). | PC | 1 | 3 | 1 | 115.85
07498311606 | BS100645U | Braided Strap, One-Hole,6".Non-Ins, EA | Braided Bonding Strap, one-hole, non-insulated, 6.00" length x 1.06" width (152.4mm x 27.0mm). | PC | 1 | 1 | 1 | 105.51
07498311603 | BS100845 | Braided Strap,One-Hole, Ins, 8" ,EA | The BS100845 Braided Bonding Strap is designed to electrically bond enclosure doors, motors, and machine frames to construct control panels or machine structures. The flat seamless ferrule end design helps reduce the effects of EMI (Electromagnetic Interf | PC | 1 | 1 | 1 | 127.42
07498311607 | BS100845U | Braided Strap, One-Hole,8",Non-Ins, EA | Braided Bonding Strap, one-hole, non-insulated, 8.00" length x 1.06" width (203.2mm x 27.0mm). | PC | 1 | 1 | 1 | 117.23
07498311604 | BS101245 | Braided Strap,One-Hole, Ins, 12",EA | Braided Bonding Strap, one-hole, insulated, 12.00" length x 1.06" width (304.8mm x 27.0mm). | PC | 1 | 1 | 1 | 133.48
07498311608 | BS101245U | Braided Strap, One-Hole,12",Non-Ins, EA | Braided Bonding Strap, one-hole, non-insulated, 12.00" length x 1.06" width (304.8mm x 27.0mm). | PC | 1 | 1 | 1 | 124.05
07498383202 | BS14-C | Butt Splice,non-insul,16-14AWG,PK100 | Butt Splice, non-insulated, 16 – 14 AWG, standard package. | C | 100 | 500 | 100 | 48.88
07498383203 | BS14-M | Butt Splice,non-insul,16-14AWG,PK1000 | Butt Splice, non-insulated, 16 – 14 AWG wire range, bulk package. | M | 1000 | 1000 | 1000 | 229.21
07498383200 | BS18-C | Butt Splice,non-insul,22–18AWG,PK100 | Butt Splice, non-insulated, 22 – 18 AWG wire range, standard package. | C | 100 | 100 | 100 | 49.33
07498383201 | BS18-M | Butt Splice,non-insul,22-18AWG,PK1000 | Butt Splice, non-insulated, 22 – 18 AWG wire range, bulk package. | M | 1000 | 1000 | 1000 | 240.78
07498311611 | BS201246EU | Braided Strap, Two-Hole,12",Non-Ins, EA | Braided Bonding Strap, two-hole, non-insulated, 12.00" length x 1.06" width (304.8mm x 27.0mm). | PC | 1 | 1 | 1 | 130.24
07498311612 | BS201846EU | Braided Strap, Two-Hole,18",Non-Ins, EA | Braided Bonding Strap, two-hole, non-insulated, 18.00" length x 1.06" width (457.2mm x 27.0mm). | PC | 1 | 1 | 1 | 147.13
07498311613 | BS202446EU | Braided Strap,Two-Hole, Non-Ins,EA | Braided Bonding Strap, two-hole, non-insulated, 24.00" length x 1.06" width (609.6mm x 27.0mm). | PC | 1 | 1 | 1 | 163.24
07498383012 | BS22-C | Butt Splice,non-insul,26-22AWG,PK100 | Butt Splice, non-insulated, 26 – 22 AWG wire range, standard package. | C | 100 | 500 | 100 | 63.09
07498383013 | BS22-M | Butt Splice,non-insul,26-22AWG,PK1000 | The BS22-M Pan-Term® Splice is a non-insulated butt splice. Internal wire stop assures proper insertion length for a quality connection. Brazed seem protects the terminal barrel from splitting during the crimp process. | M | 1000 | 1000 | 1000 | 245.89
07498381825 | BSH10-E | Butt Splice, Heat Shrink,12-10AWG,PK20 | The BSH10-E Pan-Term® Splice is a heat-shrink insulated butt splice. Internal wire stop assures proper insertion length for a quality connection. Brazed seem protects the terminal barrel from splitting during the crimp process. | C | 100 | 100 | 20 | 239.61
07498381856 | BSH14-D | Butt Splice, Heat Shrink, 16 - 14 AWG | Heat Shrink Butt Splice, 16 – 14 AWG wire range, bulk package. | M | 1000 | 500 | 500 | 2127.28
07498381824 | BSH14-Q | Butt Splice, Heat Shrink,16-14AWG,PK25 | The BSH14-Q Pan-Term® Splice is a heat-shrink insulated butt splice. Internal wire stop assures proper insertion length for a quality connection. Brazed seem protects the terminal barrel from splitting during the crimp process. | C | 100 | 125 | 25 | 221.17
07498381823 | BSH18-Q | Butt Splice, Heat Shrink,22-18AWG,PK25 | The BSH18-Q Pan-Term® Splice is a heat-shrink insulated butt splice. Internal wire stop assures proper insertion length for a quality connection. Brazed seem protects the terminal barrel from splitting during the crimp process. | C | 100 | 125 | 25 | 221.17
07498364555 | BSK10-D | Butt Splice,Kynar insul,12-10AWG,PK500 | Butt Splice 12 – 10 AWG, KYNAR insulated, bulk package. | M | 1000 | 500 | 500 | 3302.14
07498364554 | BSK14-L | Butt Splice,Kynar insul,16-14AWG,PK50 | Butt Splice 16 – 14 AWG, KYNAR insulated, standard package. | C | 100 | 50 | 50 | 291.31
07498364553 | BSK14-M | Butt Splice,Kynar insul,16-14AWG,PK1000 | Butt Splice 16 – 14 AWG, KYNAR insulated, bulk package. | M | 1000 | 1000 | 1000 | 2590.55
07498373308 | BSN10-2K | Butt Splice,nyl insul,12-10AWG,REEL2000 | Butt Splice, standard nylon insulated, 12 – 10 AWG wire range. | M | 1000 | 2000 | 2000 | 413.44
07498383005 | BSN10-D | Butt Splice,nylon insul,12-10AWG,PK500 | Butt Splice 12 – 10 AWG, nylon insulated, bulk package. | M | 1000 | 500 | 500 | 544.59
07498383004 | BSN10-L | Butt Splice,nylon insul,12-10AWG,PK50 | The BSN10-L Pan-Term® Splice is a nylon insulated butt splice. Internal wire stop assures proper insertion length for a quality connection. Brazed seem protects the terminal barrel from splitting during the crimp process. | C | 100 | 250 | 50 | 131.48
07498383017 | BSN14-3K | Butt Splice,nyl insul,18-14AWG,REEL3000 | The BSN14-3K Reel Smart™ Splice is a continuously molded nylon insulated butt splice. The continuously molded design allows for consistent and reliable processing through Panduit applicators. Internal wire stop assures proper insertion length for a qualit | M | 1000 | 3000 | 3000 | 311.81
07498383002 | BSN14-C | Butt Splice,nylon insul,16-14AWG,PK100 | The BSN14-C Pan-Term® Splice is a nylon insulated butt splice. Internal wire stop assures proper insertion length for a quality connection. Brazed seem protects the terminal barrel from splitting during the crimp process. | C | 100 | 100 | 100 | 89.78
07498383003 | BSN14-M | Butt Splice,nylon insul,16-14AWG,PK1000 | The BSN14-M Pan-Term® Splice is a nylon insulated butt splice. Internal wire stop assures proper insertion length for a quality connection. Brazed seem protects the terminal barrel from splitting during the crimp process. | M | 1000 | 1000 | 1000 | 408.32
07498383016 | BSN18-3K | Butt Splice,nyl insul,22-18AWG,REEL3000 | The BSN18-3K Reel Smart™ Splice is a continuously molded nylon insulated butt splice. The continuously molded design allows for consistent and reliable processing through Panduit applicators. Internal wire stop assures proper insertion length for a qualit | M | 1000 | 3000 | 3000 | 311.81
07498383000 | BSN18-C | Butt Splice,nylon insul,22-18AWG,PK100 | The BSN18-C Pan-Term® Splice is a nylon insulated butt splice. Internal wire stop assures proper insertion length for a quality connection. Brazed seem protects the terminal barrel from splitting during the crimp process. | C | 100 | 100 | 100 | 89.78
07498383001 | BSN18-M | Butt Splice,nylon insul,22-18AWG,PK1000 | The BSN18-M Pan-Term® Splice is a nylon insulated butt splice. Internal wire stop assures proper insertion length for a quality connection. Brazed seem protects the terminal barrel from splitting during the crimp process. | M | 1000 | 1000 | 1000 | 408.32
07498383014 | BSN22-C | Butt Splice,nylon insul,26-22AWG,PK100 | The BSN22-C Pan-Term® Splice is a nylon insulated butt splice. Internal wire stop assures proper insertion length for a quality connection. Brazed seem protects the terminal barrel from splitting during the crimp process. | C | 100 | 100 | 100 | 106.68
07498383015 | BSN22-M | Butt Splice,nylon insul,26-22AWG,PK1000 | Butt Splice 26 – 22 AWG, nylon insulated, bulk package. | M | 1000 | 1000 | 1000 | 449.26
07498383019 | BSP14-3K | Butt Splice, prem nyl,16-14AWG,REEL3000 | Butt Splice, premium nylon insulated, 18 – 14 AWG wire range. | M | 1000 | 3000 | 3000 | 392.97
07498383018 | BSP18-3K | Butt Splice, prem nyl,22-18AWG,REEL3000 | Butt Splice, premium nylon insulated, 22 – 16 AWG wire range. | M | 1000 | 3000 | 3000 | 392.97
07498383105 | BSV10X-D | Butt Splice,vinyl insul,12–10AWG,PK500 | The BSV10X-D Pan-Term® Splice is a vinyl insulated butt splice. Internal wire stop assures proper insertion length for a quality connection. Brazed seem protects the terminal barrel from splitting during the crimp process. Expanded wire entry accomodates | M | 1000 | 500 | 500 | 565.16
07498334186 | BSV10X-E | Butt Splice,vinyl insul,12–10AWG,PK20 | Butt Splice, 12 – 10 AWG, vinyl insulated, convenience package. | C | 100 | 100 | 20 | 124.36
07498352161 | BSV10X-Q | Butt Splice,vinyl insul,12–10AWG,PK25 | The BSV10X-Q Pan-Term® Splice is a vinyl insulated butt splice. Internal wire stop assures proper insertion length for a quality connection. Brazed seem protects the terminal barrel from splitting during the crimp process. Expanded wire entry accomodates | C | 100 | 250 | 25 | 100.35
07498334188 | BSV14X-E | Butt Splice,vinyl insul,16-14AWG,PK20 | Butt Splice, 16 – 14 AWG, vinyl insulated, convenience package. | C | 100 | 100 | 20 | 83.8
07498352162 | BSV14X-L | Butt Splice,vinyl insul,16-14AWG,PK50 | The BSV14X-L Pan-Term® Splice is a vinyl insulated butt splice. Internal wire stop assures proper insertion length for a quality connection. Brazed seem protects the terminal barrel from splitting during the crimp process. Expanded wire entry accomodates | C | 100 | 500 | 50 | 67.64
07498383103 | BSV14X-M | Butt Splice,vinyl insul,16-14AWG,PK1000 | The BSV14X-M Pan-Term® Splice is a vinyl insulated butt splice. Internal wire stop assures proper insertion length for a quality connection. Brazed seem protects the terminal barrel from splitting during the crimp process. Expanded wire entry accomodates | M | 1000 | 1000 | 1000 | 381.11
07498334189 | BSV18X-E | Butt Splice,vinyl insul,22–18AWG,PK20 | Butt Splice, 22 – 18 AWG, vinyl insulated, convenience package. | C | 100 | 100 | 20 | 84.59
07498368553 | BSV18X-LY | Butt Splice,vinyl insul,22–18AWG,PK50 | The BSV18X-LY Pan-Term® Splice is a vinyl insulated butt splice. Internal wire stop assures proper insertion length for a quality connection. Brazed seem protects the terminal barrel from splitting during the crimp process. Expanded wire entry accomodates | C | 100 | 500 | 50 | 68.27
07498340796 | BSV18X-MY | Butt Splice,vinyl insul,22–18AWG,PK100 | The BSV18X-MY Pan-Term® Splice is a vinyl insulated butt splice. Internal wire stop assures proper insertion length for a quality connection. Brazed seem protects the terminal barrel from splitting during the crimp process. Expanded wire entry accomodates | M | 1000 | 1000 | 1000 | 381.11
07498341333 | BT1.5I-C | CTie,MBarb,6.1L,Intm,Nyl,Nat,PK100 | The BT1.5I-C Dome-Top® barb ty, features a unique patented design with its round smooth edges. Paired with the stainless-steel locking barb, these cable ties provide consistent performance, reliability and infinite adjustability through the entire bundle | C | 100 | 1000 | 100 | 18.12
07498341334 | BT1.5I-C0 | CTie,MBarb,6.1L,Intm,WR,BL,PK100 | The BT1.5I-C0 Dome-Top® barb ty, features a unique patented design with its round smooth edges. Paired with the stainless-steel locking barb, these cable ties provide consistent performance, reliability and infinite adjustability through the entire bundle | C | 100 | 1000 | 100 | 22.38
07498341345 | BT1.5I-M | CTie,MBarb,6.1L,Intm,Nyl,Nat,PK1000 | The BT1.5I-M Dome-Top® barb ty, features a unique patented design with its round smooth edges. Paired with the stainless-steel locking barb, these cable ties provide consistent performance, reliability and infinite adjustability through the entire bundle | M | 1000 | 5000 | 1000 | 71.43
07498341346 | BT1.5I-M0 | CTie,MBarb,6.1L,Intm,WR,BL,PK1000 | The BT1.5I-M0 Dome-Top® barb ty, features a unique patented design with its round smooth edges. Paired with the stainless-steel locking barb, these cable ties provide consistent performance, reliability and infinite adjustability through the entire bundle | M | 1000 | 5000 | 1000 | 97.09
07498341348 | BT1.5I-M1 | CTie,MBarb,6.1L,Intm,Nyl,BR,PK1000 | Dome-Top® barb ty cable tie, intermediate cross section, 6.1 (155mm) length, nylon 6.6, brown. | M | 1000 | 5000 | 1000 | 95.64
07498341349 | BT1.5I-M2 | CTie,MBarb,6.1L,Intm,Nyl,RD,PK1000 | Dome-Top® barb ty cable tie, intermediate cross section, 6.1 (155mm) length, nylon 6.6, red. | M | 1000 | 5000 | 1000 | 95.64
07498341359 | BT1.5I-M30 | CTie,MBarb,6.1L,Intm,HS,BL,PK1000 | The BT1.5I-M30 Dome-Top® barb ty, features a unique patented design with its round smooth edges. Paired with the stainless-steel locking barb, these cable ties provide consistent performance, reliability and infinite adjustability through the entire bundl | M | 1000 | 5000 | 1000 | 91.23
07498332242 | BT1.5I-M300 | CTie,MBarb,6.1L,Intm,HSWR,BL,PK1000 | The BT1.5I-M300 Dome-Top® barb ty, features a unique patented design with its round smooth edges. Paired with the stainless-steel locking barb, these cable ties provide consistent performance, reliability and infinite adjustability through the entire bund | M | 1000 | 5000 | 1000 | 104.51
07498363385 | BT1.5I-M39 | CTie,MBarb,6.1L,Intm,HS,Nat,PK1000 | Dome-Top® barb ty cable tie, intermediate cross section, 6.1 (155mm) length, heat stabilized nylon 6.6, natural. | M | 1000 | 5000 | 1000 | 113.41
07498341353 | BT1.5I-M6 | CTie,MBarb,6.1L,Intm,Nyl,BU,PK1000 | Dome-Top® barb ty cable tie, intermediate cross section, 6.1 (155mm) length, nylon 6.6, blue. | M | 1000 | 5000 | 1000 | 95.64
07498360294 | BT1.5M-C | CTie,MBarb,6.3L,Mini,Nyl,Nat,PK100 | Dome-Top® barb ty cable tie, miniature cross section, 6.3 (160mm) length, nylon 6.6, natural, standard package. | C | 100 | 1000 | 100 | 20.93
07498360295 | BT1.5M-C0 | CTie,MBarb,6.3L,Mini,WR,BL,PK100 | The BT1.5M-C0 Dome-Top® barb ty, features a unique patented design with its round smooth edges. Paired with the stainless-steel locking barb, these cable ties provide consistent performance, reliability and infinite adjustability through the entire bundle | C | 100 | 1000 | 100 | 25.92
07498360291 | BT1.5M-M | CTie,MBarb,6.3L,Mini,Nyl,Nat,PK1000 | The BT1.5M-M Dome-Top® barb ty, features a unique patented design with its round smooth edges. Paired with the stainless-steel locking barb, these cable ties provide consistent performance, reliability and infinite adjustability through the entire bundle | M | 1000 | 10000 | 1000 | 70.37
07498360292 | BT1.5M-M0 | CTie,MBarb,6.3L,Mini,WR,BL,PK1000 | The BT1.5M-M0 Dome-Top® barb ty, features a unique patented design with its round smooth edges. Paired with the stainless-steel locking barb, these cable ties provide consistent performance, reliability and infinite adjustability through the entire bundle | M | 1000 | 10000 | 1000 | 100.22
07498360293 | BT1.5M-M30 | CTie,MBarb,6.3L,Mini,HS,BL,PK1000 | The BT1.5M-M30 Dome-Top® barb ty, features a unique patented design with its round smooth edges. Paired with the stainless-steel locking barb, these cable ties provide consistent performance, reliability and infinite adjustability through the entire bundl | M | 1000 | 10000 | 1000 | 86.89
07498312166 | BT1.5M-M69 | CTie,MBarb,6.3L,Mini,FRNyl,IV,PK1000 | Dome-Top® barb ty cable tie, miniature cross section, 6.3 (160mm) length, flame retardant nylon 6.6, natural (ivory). | M | 1000 | 2000 | 1000 | 200.4
07498339062 | BT1.5M-XMR | BT,CableTie,Min,5.6in,Nat,RL5000 | Panduit BT1.5M-XMR continuously molded barbed cable ties provide constant feeding for high productivity and reduced downtime due to fewer reel changes. Exclusive stainless steel locking barb with high loop tensile strength provides higher reliability for | M | 1000 | 10000 | 10000 | 84.9
07498339072 | BT1.5M-XMR0 | BT,CableTie,Min,5.6in,BL,RL5000 | Reel-Fed barbed tie for PAT1.5M system, miniature cross section, 5.6 (142mm) length, weather resistant nylon 6.6, black. | M | 1000 | 10000 | 10000 | 97.49
07498339098 | BT1.5M-XMR30 | BT,CableTie,Min,5.6in,WRBL,RL5000 | Reel-Fed barbed tie for PAT1.5M system, miniature cross section, 5.6 (142mm) length, heat stabilized nylon 6.6, black. | M | 1000 | 10000 | 10000 | 97.49
07498341302 | BT1M-C | CTie,MBarb,4L,Mini,Nyl,Nat,PK100 | The BT1M-C Dome-Top® barb ty, features a unique patented design with its round smooth edges. Paired with the stainless-steel locking barb, these cable ties provide consistent performance, reliability and infinite adjustability through the entire bundle ra | C | 100 | 1000 | 100 | 15.73
07498341303 | BT1M-C0 | CTie,MBarb,4L,Mini,WR,BL,PK100 | The BT1M-C0 Dome-Top® barb ty, features a unique patented design with its round smooth edges. Paired with the stainless-steel locking barb, these cable ties provide consistent performance, reliability and infinite adjustability through the entire bundle r | C | 100 | 1000 | 100 | 20.61
07498341317 | BT1M-M | CTie,MBarb,4L,Mini,Nyl,Nat,PK1000 | The BT1M-M Dome-Top® barb ty, features a unique patented design with its round smooth edges. Paired with the stainless-steel locking barb, these cable ties provide consistent performance, reliability and infinite adjustability through the entire bundle ra | M | 1000 | 10000 | 1000 | 46.56
07498341318 | BT1M-M0 | CTie,MBarb,4L,Mini,WR,BL,PK1000 | The BT1M-M0 Dome-Top® barb ty, features a unique patented design with its round smooth edges. Paired with the stainless steel locking barb, these cable ties provide consistent performance, reliability and infinite adjustability through the entire bundle r | M | 1000 | 10000 | 1000 | 72.9
07498341332 | BT1M-M30 | CTie,MBarb,4L,Mini,HS,BL,PK1000 | The BT1M-M30 Dome-Top® barb ty, features a unique patented design with its round smooth edges. Paired with the stainless-steel locking barb, these cable ties provide consistent performance, reliability and infinite adjustability through the entire bundle | M | 1000 | 10000 | 1000 | 61.67
07498309639 | BT1M-M300 | CTie,MBarb,4L,Mini,HSWR,BL,PK1000 | The BT1M-M300 Dome-Top® barb ty, features a unique patented design with its round smooth edges. Paired with the stainless-steel locking barb, these cable ties provide consistent performance, reliability and infinite adjustability through the entire bundle | M | 1000 | 10000 | 1000 | 81.03
07498363384 | BT1M-M39 | CTie,MBarb,4L,Mini,HS,Nat,PK1000 | Dome-Top® barb ty cable tie, miniature cross section, 4.0 (102mm) length, heat stabilized nylon 6.6, natural. | M | 1000 | 10000 | 1000 | 88.69
07498339018 | BT1M-XMR | BT,CableTie,Min,4in,Nat,RL5000 | Panduit BT1M-XMR continuously molded barbed cable ties provide constant feeding for high productivity and reduced downtime due to fewer reel changes. Exclusive stainless steel locking barb with high loop tensile strength provides higher reliability for de | M | 1000 | 10000 | 10000 | 65.25
07498339057 | BT1M-XMR0 | BT,CableTie,Min,4in,BL,RL5000 | Panduit BT1M- XMR0 continuously molded barbed cable ties provide constant feeding for high productivity and reduced downtime due to fewer reel changes. Exclusive stainless steel locking barb with high loop tensile strength provides higher reliability for | M | 1000 | 10000 | 10000 | 75.07
07498339061 | BT1M-XMR30 | BT,CableTie,Min,4in,WRBL,RL5000 | Panduit BT1M-XMR30 continuously molded barbed cable ties provide constant feeding for high productivity and reduced downtime due to fewer reel changes. Exclusive stainless steel locking barb with high loop tensile strength provides higher reliability for | M | 1000 | 10000 | 10000 | 75.07
07498310240 | BT2HT | InstallationTool,MSStrap,LeverCutOff,EA | The BT2HT Hand Operated Installation tool tensions and cuts strapping. Designed with a multi-position rear handle that provides flexibility and easy removal of excess strap. Used with Pan-Steel Strapping. | PC | 1 | 1 | 1 | 985.5
61305617234 | BT2HTI | Installation Tool, MS Strap, Lever Longe | Installation Tool for use with Panduit® Buckle Strap Cleats. For use with MS75 Buckles. Tensions, Cuts Strapping and Secures the Buckle Tab. Lever Cut Off. | PC | 1 | 1 | 1 | 1034.78
07498341360 | BT2I-C | CTie,MBarb,8L,I,Nyl,Nat,PK100 | The BT2I-C Dome-Top® barb ty, features a unique patented design with its round smooth edges. Paired with the stainless-steel locking barb, these cable ties provide consistent performance, reliability and infinite adjustability through the entire bundle ra | C | 100 | 1000 | 100 | 27.4
07498341361 | BT2I-C0 | CTie,MBarb,8L,I,WR,BL,PK100 | The BT2I-C0 Dome-Top® barb ty, features a unique patented design with its round smooth edges. Paired with the stainless-steel locking barb, these cable ties provide consistent performance, reliability and infinite adjustability through the entire bundle r | C | 100 | 1000 | 100 | 32.88
07498341362 | BT2I-M | CTie,MBarb,8L,I,Nyl,Nat,PK1000 | The BT2I-M Dome-Top® barb ty, features a unique patented design with its round smooth edges. Paired with the stainless-steel locking barb, these cable ties provide consistent performance, reliability and infinite adjustability through the entire bundle ra | M | 1000 | 5000 | 1000 | 91.32
07498341363 | BT2I-M0 | CTie,MBarb,8L,I,WR,BL,PK1000 | The BT2I-M0 Dome-Top® barb ty, features a unique patented design with its round smooth edges. Paired with the stainless-steel locking barb, these cable ties provide consistent performance, reliability and infinite adjustability through the entire bundle r | M | 1000 | 5000 | 1000 | 129.59
07498341365 | BT2I-M30 | CTie,MBarb,8L,I,HS,BL,PK1000 | The BT2I-M30 Dome-Top® barb ty, features a unique patented design with its round smooth edges. Paired with the stainless-steel locking barb, these cable ties provide consistent performance, reliability and infinite adjustability through the entire bundle | M | 1000 | 5000 | 1000 | 117.7
07498310032 | BT2I-M300 | CTie,MBarb,8L,I,HSWR,BL,PK1000 | The BT2I-M300 Dome-Top® barb ty, features a unique patented design with its round smooth edges. Paired with the stainless-steel locking barb, these cable ties provide consistent performance, reliability and infinite adjustability through the entire bundle | M | 1000 | 5000 | 1000 | 161.37
07498312164 | BT2I-M69 | CTie,MBarb,8L,I,FR,Nyl,Nat,PK1000 | Dome-Top® barb ty cable tie, intermediate cross section, 8.0 (203mm) length, flame retardant nylon 6.6, natural (ivory). | M | 1000 | 1000 | 1000 | 263.36
07498341257 | BT2LH-L | CTie,MBarb,8.7L,LH,Nyl,Nat,PK50 | Dome-Top® barb ty cable tie, light-heavy cross section, 8.7 (221mm) length, nylon 6.6, natural, standard package. | C | 100 | 500 | 50 | 57.8
07498341258 | BT2LH-L0 | CTie,MBarb,8.7L,LH,WR,BL,PK50 | The BT2LH-L0 Dome-Top® barb ty, features a unique patented design with its round smooth edges. Paired with the stainless-steel locking barb, these cable ties provide consistent performance, reliability and infinite adjustability through the entire bundle | C | 100 | 500 | 50 | 62.44
07498341259 | BT2LH-TL | CTie,MBarb,8.7L,LH,Nyl,Nat,PK250 | Dome-Top® barb ty cable tie, light-heavy cross section, 8.7 (221mm) length, nylon 6.6, natural, bulk package. | M | 1000 | 500 | 250 | 461
07498341260 | BT2LH-TL0 | CTie,MBarb,8.7L,LH,WR,BL,PK250 | The BT2LH-TL0 Dome-Top® barb ty, features a unique patented design with its round smooth edges. Paired with the stainless-steel locking barb, these cable ties provide consistent performance, reliability and infinite adjustability through the entire bundle | M | 1000 | 500 | 250 | 528.71
07498360285 | BT2M-C | CTie,MBarb,7.9L,Mini,Nyl,Nat,PK100 | The BT2M-C Dome-Top® barb ty, features a unique patented design with its round smooth edges. Paired with the stainless-steel locking barb, these cable ties provide consistent performance, reliability and infinite adjustability through the entire bundle ra | C | 100 | 1000 | 100 | 21.94
07498360286 | BT2M-C0 | CTie,MBarb,7.9L,M,WR,BL,PK100 | The BT2M-C0 Dome-Top® barb ty, features a unique patented design with its round smooth edges. Paired with the stainless-steel locking barb, these cable ties provide consistent performance, reliability and infinite adjustability through the entire bundle r | C | 100 | 1000 | 100 | 27.77
07498360288 | BT2M-M | CTie,MBarb,7.9L,Mini,Nyl,Nat,PK1000 | The BT2M-M Dome-Top® barb ty, features a unique patented design with its round smooth edges. Paired with the stainless-steel locking barb, these cable ties provide consistent performance, reliability and infinite adjustability through the entire bundle ra | M | 1000 | 5000 | 1000 | 69.76
07498360289 | BT2M-M0 | CTie,MBarb,7.9L,M,WR,BL,PK1000 | The BT2M-M0 Dome-Top® barb ty, features a unique patented design with its round smooth edges. Paired with the stainless-steel locking barb, these cable ties provide consistent performance, reliability and infinite adjustability through the entire bundle r | M | 1000 | 5000 | 1000 | 103.92
07498360290 | BT2M-M30 | CTie,MBarb,7.9L,Mini,HS,BL,PK1000 | The BT2M-M30 Dome-Top® barb ty, features a unique patented design with its round smooth edges. Paired with the stainless-steel locking barb, these cable ties provide consistent performance, reliability and infinite adjustability through the entire bundle | M | 1000 | 5000 | 1000 | 82.05
07498341176 | BT2S-C | CTie,MBarb,8L,Std,Nyl,Nat,PK100 | The BT2S-C Dome-Top® barb ty, features a unique patented design with its round smooth edges. Paired with the stainless-steel locking barb, these cable ties provide consistent performance, reliability and infinite adjustability through the entire bundle ra | C | 100 | 1000 | 100 | 22.91
07498341177 | BT2S-C0 | CTie,MBarb,8L,Std,WR,BL,PK100 | The BT2S-C0 Dome-Top® barb ty, features a unique patented design with its round smooth edges. Paired with the stainless-steel locking barb, these cable ties provide consistent performance, reliability and infinite adjustability through the entire bundle r | C | 100 | 1000 | 100 | 24.57
07498341191 | BT2S-M | CTie,MBarb,8L,Std,Nyl,Nat,PK1000 | The BT2S-M Dome-Top® barb ty, features a unique patented design with its round smooth edges. Paired with the stainless-steel locking barb, these cable ties provide consistent performance, reliability and infinite adjustability through the entire bundle ra | M | 1000 | 5000 | 1000 | 96.04
07498341192 | BT2S-M0 | CTie,MBarb,8L,Std,WR,BL,PK1000 | The BT2S-M0 Dome-Top® barb ty, features a unique patented design with its round smooth edges. Paired with the stainless steel locking barb, these cable ties provide consistent performance, reliability and infinite adjustability through the entire bundle r | M | 1000 | 5000 | 1000 | 107.41
07498341202 | BT2S-M10 | CTie,MBarb,8L,Std,Nyl,WH,PK1000 | Dome-Top® barb ty cable tie, standard cross section, 8.0 (203mm) length, nylon 6.6, white. | M | 1000 | 5000 | 1000 | 128.24
07498341195 | BT2S-M2 | CTie,MBarb,8L,Std,Nyl,RD,PK1000 | Dome-Top® barb ty cable tie, standard cross section, 8.0 (203mm) length, nylon 6.6, red. | M | 1000 | 5000 | 1000 | 122.13
07498341196 | BT2S-M3 | CTie,MBarb,8L,Std,Nyl,OR,PK1000 | Dome-Top® barb ty cable tie, standard cross section, 8.0 (203mm) length, nylon 6.6, orange. | M | 1000 | 5000 | 1000 | 128.24
07498341205 | BT2S-M30 | CTie,MBarb,8L,Std,HS,BL,PK1000 | The BT2S-M30 Dome-Top® barb ty, features a unique patented design with its round smooth edges. Paired with the stainless-steel locking barb, these cable ties provide consistent performance, reliability and infinite adjustability through the entire bundle | M | 1000 | 5000 | 1000 | 128.26
07498310048 | BT2S-M300 | CTie,MBarb,8L,Std,HSWR,BL,PK1000 | The BT2S-M300 Dome-Top® barb ty, features a unique patented design with its round smooth edges. Paired with the stainless-steel locking barb, these cable ties provide consistent performance, reliability and infinite adjustability through the entire bundle | M | 1000 | 5000 | 1000 | 151.87
07498363386 | BT2S-M39 | CTie,MBarb,8L,Std,HS,Nat,PK1000 | The BT2S-M39 Dome-Top® barb ty, features a unique patented design with its round smooth edges. Paired with the stainless-steel locking barb, these cable ties provide consistent performance, reliability and infinite adjustability through the entire bundle | M | 1000 | 5000 | 1000 | 122.29
07498344820 | BT2S-M4Y | CTie,MBarb,8L,Std,Nyl,YL,PK1000 | Dome-Top® barb ty cable tie, standard cross section, 8.0 (203mm) length, nylon 6.6, yellow. | M | 1000 | 5000 | 1000 | 128.24
07498341198 | BT2S-M5 | CTie,MBarb,8L,Std,Nyl,GR,PK1000 | Dome-Top® barb ty cable tie, standard cross section, 8.0 (203mm) length, nylon 6.6, green. | M | 1000 | 5000 | 1000 | 122.13
07498341199 | BT2S-M6 | CTie,MBarb,8L,Std,Nyl,BU,PK1000 | Dome-Top® barb ty cable tie, standard cross section, 8.0 (203mm) length, nylon 6.6, blue. | M | 1000 | 5000 | 1000 | 122.13
07498312163 | BT2S-M69 | CTie,MBarb,8L,Std,FRNyl,Nat,PK1000 | Dome-Top® barb ty cable tie, standard cross section, 8.0 (203mm) length, flame retardant nylon 6.6, natural (ivory). | M | 1000 | 1000 | 1000 | 367.4
07498341200 | BT2S-M7 | CTie,MBarb,8L,Std,Nyl,PU,PK1000 | Dome-Top® barb ty cable tie, standard cross section, 8.0 (203mm) length, nylon 6.6, purple. | M | 1000 | 5000 | 1000 | 128.24
07498341201 | BT2S-M8 | CTie,MBarb,8L,Std,Nyl,GY,PK1000 | Dome-Top® barb ty cable tie, standard cross section, 8.0 (203mm) length, nylon 6.6, gray. | M | 1000 | 5000 | 1000 | 128.24
07498341366 | BT3I-C | CTie,MBarb,11.3L,Intm,Nyl,Nat,PK100 | The BT3I-C Dome-Top® barb ty, features a unique patented design with its round smooth edges. Paired with the stainless-steel locking barb, these cable ties provide consistent performance, reliability and infinite adjustability through the entire bundle ra | C | 100 | 1000 | 100 | 33.62
07498341367 | BT3I-C0 | CTie,MBarb,11.3L,Intm,WR,BL,PK100 | The BT3I-C0 Dome-Top® barb ty, features a unique patented design with its round smooth edges. Paired with the stainless steel locking barb, these cable ties provide consistent performance, reliability and infinite adjustability through the entire bundle r | C | 100 | 1000 | 100 | 45.22
07498341370 | BT3I-M | CTie,MBarb,11.3L,Intm,Nyl,Nat,PK1000 | The BT3I-M Dome-Top® barb ty, features a unique patented design with its round smooth edges. Paired with the stainless-steel locking barb, these cable ties provide consistent performance, reliability and infinite adjustability through the entire bundle ra | M | 1000 | 5000 | 1000 | 194.35
07498341371 | BT3I-M0 | CTie,MBarb,11.3L,Intm,WR,BL,PK1000 | The BT3I-M0 Dome-Top® barb ty, features a unique patented design with its round smooth edges. Paired with the stainless-steel locking barb, these cable ties provide consistent performance, reliability and infinite adjustability through the entire bundle r | M | 1000 | 1000 | 1000 | 269.32
07498341373 | BT3I-M30 | CTie,MBarb,11.3L,Intm,HS,BL,PK1000 | The BT3I-M30 Dome-Top® barb ty, features a unique patented design with its round smooth edges. Paired with the stainless-steel locking barb, these cable ties provide consistent performance, reliability and infinite adjustability through the entire bundle | M | 1000 | 5000 | 1000 | 235.37
07498341262 | BT3LH-L | CTie,MBarb,11.8L,LH,Nyl,Nat,PK50 | Dome-Top® barb ty cable tie, light-heavy cross section, 11.8 (300mm) length, nylon 6.6, natural, standard package. | C | 100 | 500 | 50 | 77.54
07498341263 | BT3LH-L0 | CTie,MBarb,11.8L,LH,WR,BL,PK50 | The BT3LH-L0 Dome-Top® barb ty, features a unique patented design with its round smooth edges. Paired with the stainless-steel locking barb, these cable ties provide consistent performance, reliability and infinite adjustability through the entire bundle | C | 100 | 500 | 50 | 81.15
07498341264 | BT3LH-TL | CTie,MBarb,11.8L,LH,Nyl,Nat,PK250 | Dome-Top® barb ty cable tie, light-heavy cross section, 11.8 (300mm) length, nylon 6.6, natural, bulk package. | M | 1000 | 500 | 250 | 514.46
07498341265 | BT3LH-TL0 | CTie,MBarb,11.8L,LH,WR,BL,PK250 | The BT3LH-TL0 Dome-Top® barb ty, features a unique patented design with its round smooth edges. Paired with the stainless-steel locking barb, these cable ties provide consistent performance, reliability and infinite adjustability through the entire bundle | M | 1000 | 500 | 250 | 639.21
07498341206 | BT3S-C | CTie,MBarb,12L,Std,Nyl,Nat,PK100 | The BT3S-C Dome-Top® barb ty, features a unique patented design with its round smooth edges. Paired with the stainless-steel locking barb, these cable ties provide consistent performance, reliability and infinite adjustability through the entire bundle ra | C | 100 | 1000 | 100 | 46.81
07498341207 | BT3S-C0 | CTie,MBarb,12L,Std,WR,BL,PK100 | The BT3S-C0 Dome-Top® barb ty, features a unique patented design with its round smooth edges. Paired with the stainless steel locking barb, these cable ties provide consistent performance, reliability and infinite adjustability through the entire bundle r | C | 100 | 1000 | 100 | 50.12
07498341209 | BT3S-C2 | CTie,MBarb,12L,Std,Nyl,RD,PK100 | Dome-Top® barb ty cable tie, standard cross section, 12.0 (305mm) length, nylon 6.6, red. | C | 100 | 1000 | 100 | 55.04
07498341212 | BT3S-M | CTie,MBarb,12L,Std,Nyl,Nat,PK1000 | The BT3S-M Dome-Top® barb ty, features a unique patented design with its round smooth edges. Paired with the stainless-steel locking barb, these cable ties provide consistent performance, reliability and infinite adjustability through the entire bundle ra | M | 1000 | 1000 | 1000 | 255.24
07498341213 | BT3S-M0 | CTie,MBarb,12L,Std,WR,BL,PK1000 | The BT3S-M0 Dome-Top® barb ty, features a unique patented design with its round smooth edges. Paired with the stainless steel locking barb, these cable ties provide consistent performance, reliability and infinite adjustability through the entire bundle r | M | 1000 | 1000 | 1000 | 303.29
07498341226 | BT3S-M30 | CTie,MBarb,12L,Std,HS,BL,PK1000 | The BT3S-M30 Dome-Top® barb ty, features a unique patented design with its round smooth edges. Paired with the stainless-steel locking barb, these cable ties provide consistent performance, reliability and infinite adjustability through the entire bundle | M | 1000 | 1000 | 1000 | 295.59
07498310053 | BT3S-M300 | CTie,MBarb,12L,Std,HSWR,BL,PK1000 | The BT3S-M300 Dome-Top® barb ty, features a unique patented design with its round smooth edges. Paired with the stainless-steel locking barb, these cable ties provide consistent performance, reliability and infinite adjustability through the entire bundle | M | 1000 | 1000 | 1000 | 412.76
07498363387 | BT3S-M39 | CTie,MBarb,12L,Std,HS,Nat,PK1000 | Dome-Top® barb ty cable tie, standard cross section, 12.0 (305mm) length, heat stabilized nylon 6.6, natural. | M | 1000 | 1000 | 1000 | 338.06
07498312161 | BT3S-M69 | CTie,MBarb,12L,Std,FRNyl,Nat,PK1000 | Dome-Top® barb ty cable tie, standard cross section, 12.0 (305mm) length, flame retardant nylon 6.6, natural (ivory). | M | 1000 | 1000 | 1000 | 743.52
07498341374 | BT4I-C | CTie,MBarb,14.3L,Intm,Nyl,Nat,PK100 | Dome-Top® barb ty cable tie, intermediate cross section, 14.3 (363mm) length, nylon 6.6, natural, standard package. | C | 100 | 1000 | 100 | 47.66
07498341375 | BT4I-C0 | CTie,MBarb,14.3L,Intm,WR,BL,PK100 | The BT4I-C0 Dome-Top® barb ty, features a unique patented design with its round smooth edges. Paired with the stainless-steel locking barb, these cable ties provide consistent performance, reliability and infinite adjustability through the entire bundle r | C | 100 | 1000 | 100 | 59.32
07498341377 | BT4I-M | CTie,MBarb,14.3L,Intm,Nyl,Nat,PK1000 | The BT4I-M Dome-Top® barb ty, features a unique patented design with its round smooth edges. Paired with the stainless-steel locking barb, these cable ties provide consistent performance, reliability and infinite adjustability through the entire bundle ra | M | 1000 | 1000 | 1000 | 303.89
07498341378 | BT4I-M0 | CTie,MBarb,14.3L,Intm,WR,BL,PK1000 | The BT4I-M0 Dome-Top® barb ty, features a unique patented design with its round smooth edges. Paired with the stainless-steel locking barb, these cable ties provide consistent performance, reliability and infinite adjustability through the entire bundle r | M | 1000 | 1000 | 1000 | 403.67
07498341267 | BT4LH-L | CTie,MBarb,14.9L,LH,Nyl,Nat,PK50 | The BT4LH-L Dome-Top® barb ty, features a unique patented design with its round smooth edges. Paired with the stainless-steel locking barb, these cable ties provide consistent performance, reliability and infinite adjustability through the entire bundle r | C | 100 | 500 | 50 | 76.85
07498341268 | BT4LH-L0 | CTie,MBarb,14.9L,LH,WR,BL,PK50 | The BT4LH-L0 Dome-Top® barb ty, features a unique patented design with its round smooth edges. Paired with the stainless steel locking barb, these cable ties provide consistent performance, reliability and infinite adjustability through the entire bundle | C | 100 | 500 | 50 | 83.57
07498341271 | BT4LH-TL | CTie,MBarb,14.9L,LH,Nyl,Nat,PK250 | The BT4LH-TL Dome-Top® barb ty, features a unique patented design with its round smooth edges. Paired with the stainless-steel locking barb, these cable ties provide consistent performance, reliability and infinite adjustability through the entire bundle | M | 1000 | 500 | 250 | 586.45
07498341272 | BT4LH-TL0 | CTie,MBarb,14.9L,LH,WR,BL,PK250 | The BT4LH-TL0 Dome-Top® barb ty, features a unique patented design with its round smooth edges. Paired with the stainless steel locking barb, these cable ties provide consistent performance, reliability and infinite adjustability through the entire bundle | M | 1000 | 500 | 250 | 673.21
07498341274 | BT4LH-TL30 | CTie,MBarb,14.9L,LH,HS,BL,PK250 | The BT4LH-TL30 Dome-Top® barb ty, features a unique patented design with its round smooth edges. Paired with the stainless-steel locking barb, these cable ties provide consistent performance, reliability and infinite adjustability through the entire bundl | M | 1000 | 500 | 250 | 758.95
07498310715 | BT4LH-TL300 | CTie,MBarb,14.9L,LH,HSWR,BL,PK250 | The BT4LH-TL300 Dome-Top® barb ty, features a unique patented design with its round smooth edges. Paired with the stainless-steel locking barb, these cable ties provide consistent performance, reliability and infinite adjustability through the entire bund | M | 1000 | 500 | 250 | 891.7
07498363314 | BT4LH-TL39 | CTie,MBarb,14.9L,LH,HS,Nat,PK250 | Dome-Top® barb ty cable tie, light-heavy cross section, 14.9 (378mm) length, heat stabilized nylon 6.6, natural. | M | 1000 | 500 | 250 | 745.79
07498312157 | BT4LH-TL69 | CTie,MBarb,14.9L,LH,FRNyl,IV,PK250 | Dome-Top® barb ty cable tie, light-heavy cross section, 14.9 (378mm) length, flame retardant nylon 6.6, natural (ivory). | M | 1000 | 500 | 250 | 1279.59
07498360273 | BT4M-C | CTie,MBarb,14.2L,Mini,Nyl,Nat,PK100 | Dome-Top® barb ty cable tie, miniature cross section, 14.2 (361mm) length, nylon 6.6, natural, standard package. | C | 100 | 1000 | 100 | 31.96
07498360274 | BT4M-C0 | CTie,MBarb,14.2L,Mini,WR,BL,PK100 | Dome-Top® barb ty cable tie, miniature cross section, 14.2 (361mm) length, weather resistant nylon 6.6, black, standard package. | C | 100 | 1000 | 100 | 42.17
07498360276 | BT4M-M | CTie,MBarb,14.2L,Mini,Nyl,Nat,PK1000 | Dome-Top® barb ty cable tie, miniature cross section, 14.2 (361mm) length, nylon 6.6, natural, bulk package. | M | 1000 | 5000 | 1000 | 127.32
07498360277 | BT4M-M0 | CTie,MBarb,14.2L,Mini,WR,BL,PK1000 | The BT4M-M0 Dome-Top® barb ty, features a unique patented design with its round smooth edges. Paired with the stainless-steel locking barb, these cable ties provide consistent performance, reliability and infinite adjustability through the entire bundle r | M | 1000 | 5000 | 1000 | 182.36
07498341227 | BT4S-C | CTie,MBarb,15.1L,Std,Nyl,Nat,PK100 | The BT4S-C Dome-Top® barb ty, features a unique patented design with its round smooth edges. Paired with the stainless-steel locking barb, these cable ties provide consistent performance, reliability and infinite adjustability through the entire bundle ra | C | 100 | 1000 | 100 | 52.76
07498341228 | BT4S-C0 | CTie,MBarb,15.1L,Std,WR,BL,PK100 | The BT4S-C0 Dome-Top® barb ty, features a unique patented design with its round smooth edges. Paired with the stainless steel locking barb, these cable ties provide consistent performance, reliability and infinite adjustability through the entire bundle r | C | 100 | 1000 | 100 | 56.51
07498341242 | BT4S-M | CTie,MBarb,15.1L,Std,Nyl,Nat,PK1000 | The BT4S-M Dome-Top® barb ty, features a unique patented design with its round smooth edges. Paired with the stainless steel locking barb, these cable ties provide consistent performance, reliability and infinite adjustability through the entire bundle ra | M | 1000 | 1000 | 1000 | 285.25
07498341243 | BT4S-M0 | CTie,MBarb,15.1L,Std,WR,BL,PK1000 | The BT4S-M0 Dome-Top® barb ty, features a unique patented design with its round smooth edges. Paired with the stainless steel locking barb, these cable ties provide consistent performance, reliability and infinite adjustability through the entire bundle r | M | 1000 | 1000 | 1000 | 322.11
07498341253 | BT4S-M10 | CTie,MBarb,15.1L,Std,Nyl,WH,PK1000 | Dome-Top® barb ty cable tie, standard cross section, 15.1 (384mm) length, nylon 6.6, white. | M | 1000 | 1000 | 1000 | 376.25
07498341246 | BT4S-M2 | CTie,MBarb,15.1L,Std,Nyl,RD,PK1000 | The BT4S-M2 Dome-Top® barb ty, features a unique patented design with its round smooth edges. Paired with the stainless-steel locking barb, these cable ties provide consistent performance, reliability and infinite adjustability through the entire bundle r | M | 1000 | 1000 | 1000 | 358.33
07498341247 | BT4S-M3 | CTie,MBarb,15.1L,Std,Nyl,OR,PK1000 | Dome-Top® barb ty cable tie, standard cross section, 15.1 (384mm) length, nylon 6.6, orange. | M | 1000 | 1000 | 1000 | 376.25
07498341256 | BT4S-M30 | CTie,MBarb,15.1L,Std,HS,BL,PK1000 | The BT4S-M30 Dome-Top® barb ty, features a unique patented design with its round smooth edges. Paired with the stainless-steel locking barb, these cable ties provide consistent performance, reliability and infinite adjustability through the entire bundle | M | 1000 | 1000 | 1000 | 346.06
07498310714 | BT4S-M300 | CTie,MBarb,15.1L,Std,HSWR,BL,PK1000 | The BT4S-M300 Dome-Top® barb ty, features a unique patented design with its round smooth edges. Paired with the stainless-steel locking barb, these cable ties provide consistent performance, reliability and infinite adjustability through the entire bundle | M | 1000 | 1000 | 1000 | 500.43
07498363388 | BT4S-M39 | CTie,MBarb,15.1L,Std,HS,Nat,PK1000 | Dome-Top® barb ty cable tie, standard cross section, 15.1 (384mm) length, heat stabilized nylon 6.6, natural. | M | 1000 | 1000 | 1000 | 431.26
07498344822 | BT4S-M4Y | CTie,MBarb,15.1L,Std,Nyl,YL,PK1000 | Dome-Top® barb ty cable tie, standard cross section, 15.1 (384mm) length, nylon 6.6, yellow. | M | 1000 | 1000 | 1000 | 376.25
07498341249 | BT4S-M5 | CTie,MBarb,15.1L,Std,Nyl,GR,PK1000 | Dome-Top® barb ty cable tie, standard cross section, 15.1 (384mm) length, nylon 6.6, green. | M | 1000 | 1000 | 1000 | 358.33
07498341250 | BT4S-M6 | CTie,MBarb,15.1L,Std,Nyl,BU,PK1000 | Dome-Top® barb ty cable tie, standard cross section, 15.1 (384mm) length, nylon 6.6, blue. | M | 1000 | 1000 | 1000 | 358.33
07498341277 | BT5LH-C | CTie,MBarb,18.1L,LH,Nyl,Nat,PK100 | The BT5LH-C Dome-Top® barb ty, features a unique patented design with its round smooth edges. Paired with the stainless-steel locking barb, these cable ties provide consistent performance, reliability and infinite adjustability through the entire bundle r | M | 1000 | 500 | 100 | 775.05
07498341278 | BT5LH-C0 | CTie,MBarb,18.1L,LH,WR,BL,PK100 | The BT5LH-C0 Dome-Top® barb ty, features a unique patented design with its round smooth edges. Paired with the stainless steel locking barb, these cable ties provide consistent performance, reliability and infinite adjustability through the entire bundle | M | 1000 | 500 | 100 | 934.26
07498312073 | BT5LH-C300 | CTie,MBarb,18.1L,LH,HSWR,BL,PK100 | The BT5LH-C300 Dome-Top® barb ty, features a unique patented design with its round smooth edges. Paired with the stainless-steel locking barb, these cable ties provide consistent performance, reliability and infinite adjustability through the entire bundl | M | 1000 | 500 | 100 | 1073.09
07498341275 | BT5LH-L | CTie,MBarb,18.1L,LH,Nyl,Nat,PK50 | The BT5LH-L Dome-Top® barb ty, features a unique patented design with its round smooth edges. Paired with the stainless-steel locking barb, these cable ties provide consistent performance, reliability and infinite adjustability through the entire bundle r | C | 100 | 500 | 50 | 97.51
07498341276 | BT5LH-L0 | CTie,MBarb,18.1L,LH,WR,BL,PK50 | The BT5LH-L0 Dome-Top® barb ty, features a unique patented design with its round smooth edges. Paired with the stainless steel locking barb, these cable ties provide consistent performance, reliability and infinite adjustability through the entire bundle | C | 100 | 500 | 50 | 112.07
07498341282 | BT6LH-C | CTie,MBarb,21.2L,LH,Nyl,Nat,PK100 | Dome-Top® barb ty cable tie, light-heavy cross section, 21.2 (538mm) length, nylon 6.6, natural, bulk package. | M | 1000 | 500 | 100 | 885.1
07498341283 | BT6LH-C0 | CTie,MBarb,21.2L,LH,WR,BL,PK100 | The BT6LH-C0 Dome-Top® barb ty, features a unique patented design with its round smooth edges. Paired with the stainless-steel locking barb, these cable ties provide consistent performance, reliability and infinite adjustability through the entire bundle | M | 1000 | 500 | 100 | 1078.45
07498341281 | BT6LH-L0 | CTie,MBarb,21.2L,LH,WR,BL,PK50 | The BT6LH-L0 Dome-Top® barb ty, features a unique patented design with its round smooth edges. Paired with the stainless-steel locking barb, these cable ties provide consistent performance, reliability and infinite adjustability through the entire bundle | C | 100 | 500 | 50 | 130.64
07498320631 | BT75SDT | StainlessSteelStrappingTool,EA | The BT75SDT hand-operated installation tool tensions the strap using a screw drive mechanism, providing high tension while reducing operator fatigue. The strapping side entry allows for easy strap insertion, streamlining installation. | PC | 1 | 1 | 1 | 194.99
07498341287 | BT7LH-C | CTie,MBarb,24.4L,LH,Nyl,Nat,PK100 | The BT7LH-C Dome-Top® barb ty, features a unique patented design with its round smooth edges. Paired with the stainless-steel locking barb, these cable ties provide consistent performance, reliability and infinite adjustability through the entire bundle r | M | 1000 | 500 | 100 | 1026.78
07498341288 | BT7LH-C0 | CTie,MBarb,24.4L,LH,WR,BL,PK100 | The BT7LH-C0 Dome-Top® barb ty, features a unique patented design with its round smooth edges. Paired with the stainless-steel locking barb, these cable ties provide consistent performance, reliability and infinite adjustability through the entire bundle | M | 1000 | 500 | 100 | 1208.35
07498341285 | BT7LH-L | CTie,MBarb,24.4L,LH,Nyl,Nat,PK50 | The BT7LH-L Dome-Top® barb ty, features a unique patented design with its round smooth edges. Paired with the stainless-steel locking barb, these cable ties provide consistent performance, reliability and infinite adjustability through the entire bundle r | C | 100 | 500 | 50 | 126.05
07498341286 | BT7LH-L0 | CTie,MBarb,24.4L,LH,WR,BL,PK50 | The BT7LH-L0 Dome-Top® barb ty, features a unique patented design with its round smooth edges. Paired with the stainless-steel locking barb, these cable ties provide consistent performance, reliability and infinite adjustability through the entire bundle | C | 100 | 500 | 50 | 149.11
07498341294 | BT8LH-C0 | CTie,MBarb,27.5L,LH,WR,BL,PK100 | The BT8LH-C0 Dome-Top® barb ty, features a unique patented design with its round smooth edges. Paired with the stainless steel locking barb, these cable ties provide consistent performance, reliability and infinite adjustability through the entire bundle | M | 1000 | 500 | 100 | 1426.71
07498311210 | BT8LH-C300 | CTie,MBarb,27.5L,LH,HSWR,BL,PK100 | Dome-Top® barb ty cable tie, light-heavy cross section, 27.5 (699mm) length, heat stabilized weather resistant nylon 6.6, black. | M | 1000 | 500 | 100 | 1563.17
07498341290 | BT8LH-L | CTie,MBarb,27.5L,LH,Nyl,Nat,PK50 | Dome-Top® barb ty cable tie, light-heavy cross section, 27.5 (699mm) length, nylon 6.6, natural, standard package. | C | 100 | 500 | 50 | 161.32
07498341291 | BT8LH-L0 | CTie,MBarb,27.5L,LH,WR,BL,PK50 | Dome-Top® barb ty cable tie, light-heavy cross section, 27.5 (699mm) length, weather resistant nylon 6.6, black, standard package. | C | 100 | 500 | 50 | 187.39
07498341299 | BT9LH-C | CTie,MBarb,30.7L,LH,Nyl,Nat,PK100 | The BT9LH-C Dome-Top® barb ty, features a unique patented design with its round smooth edges. Paired with the stainless-steel locking barb, these cable ties provide consistent performance, reliability and infinite adjustability through the entire bundle r | M | 1000 | 500 | 100 | 1253.64
07498341300 | BT9LH-C0 | CTie,MBarb,30.7L,LH,WR,BL,PK100 | The BT9LH-C0 Dome-Top® barb ty, features a unique patented design with its round smooth edges. Paired with the stainless steel locking barb, these cable ties provide consistent performance, reliability and infinite adjustability through the entire bundle | M | 1000 | 500 | 100 | 1542.86
07498312074 | BT9LH-C300 | CTie,MBarb,30.7L,LH,HSWR,BL,PK100 | The BT9LH-C300 Dome-Top® barb ty, features a unique patented design with its round smooth edges. Paired with the stainless-steel locking barb, these cable ties provide consistent performance, reliability and infinite adjustability through the entire bundl | M | 1000 | 500 | 100 | 1680.44
07498341297 | BT9LH-L | CTie,MBarb,30.7L,LH,Nyl,Nat,PK50 | The BT9LH-L Dome-Top® barb ty, features a unique patented design with its round smooth edges. Paired with the stainless-steel locking barb, these cable ties provide consistent performance, reliability and infinite adjustability through the entire bundle r | C | 100 | 500 | 50 | 163.74
07498341298 | BT9LH-L0 | CTie,MBarb,30.7L,LH,WR,BL,PK50 | The BT9LH-L0 Dome-Top® barb ty, features a unique patented design with its round smooth edges. Paired with the stainless-steel locking barb, these cable ties provide consistent performance, reliability and infinite adjustability through the entire bundle | C | 100 | 500 | 50 | 185.57
07498375964 | BW1.5I-D | DTPM WingTies,NYL,INTER,6.6,NAT,PK500 | Panduit® Dome-top® Barb Ty Wing Push-mount Ties have unique wings that create constant tension for a long-lasting stable hold that™s also infinitely adjustable. Plus, with Nylon 6.6 material it's ideal for indoor environments. Intermediate cross section, | M | 1000 | 1000 | 500 | 284.52
07498385433 | BW2S-D | DTPM WingTies,NYL,STD,8.5,NAT,PK500 | Panduit® Dome-top® Barb Ty Wing Push-mount Ties have unique wings that create constant tension for a long-lasting stable hold that™s also infinitely adjustable. Plus, with Nylon 6.6 material it's ideal for indoor environments. Standard cross section, 6.6L | M | 1000 | 1000 | 500 | 339.04
07498385434 | BW2S-D0 | DTPM WingTies,WR NYL,STD,8.5,BLK,PK500 | Panduit® Dome-top® Barb Ty Wing Push-mount Ties have unique wings that create constant tension for a long-lasting stable hold that™s also infinitely adjustable. Plus, with weather-resistant Nylon 6.6 material it's ideal for indoor and outdoor environments | M | 1000 | 1000 | 500 | 409.33
07498337901 | BW3S-D | DTPM WingTies,NYL,STD,12.5,NAT,PK500 | Panduit® Dome-top® Barb Ty Wing Push-mount Ties have unique wings that create constant tension for a long-lasting stable hold that™s also infinitely adjustable. Plus, with Nylon 6.6 material it's ideal for indoor environments. Standard cross section, 12.5 | M | 1000 | 1000 | 500 | 525.37
07498337902 | BW3S-D0 | DTPM WingTies,WR NYL,STD,12.5,BLK,PK500 | Panduit® Dome-top® Barb Ty Wing Push-mount Ties have unique wings that create constant tension for a long-lasting stable hold that™s also infinitely adjustable. Plus, with Nylon 6.6 material it's ideal for indoor environments. Standard cross section, 12. | M | 1000 | 1000 | 500 | 631.11
61305622086 | C-920DIE | CASE FOR DIES ,EA | Steel carrying case for 920 series dies | PC | 1 | 1 | 1 | 341.52
07498323000 | C.5LG6 | Duct CVR, PVC, .5W X 6', LG, 6ft | The C.5LG6 PVC Flush Wiring Duct Cover features a non-slip, liner to prevent cover slide. Designed with the user in mind, the cover is easy to install and remove. The general-purpose lead-free PVC material is suitable for use in indoor applications. UL | FT | 1 | 6 | 6 | 1.14
07498300465 | C.5LG6-F | Duct CVR w/film, PVC, .5W X 6', LG, 6ft | Duct cover with protective film, .5 W x 6' length, PVC, light gray. | FT | 1 | 6 | 6 | 1.24
07498323002 | C.5WH6 | Duct CVR, PVC, .5W X 6', WHT, 6ft | Duct cover, .5 W x 6' length, PVC, white. | FT | 1 | 6 | 6 | 1.2
07498300457 | C.5WH6-F | Duct CVR w/film, PVC, .5W X 6',WHT, 6ft | Duct cover with protective film, .5 W x 6.' length, PVC, white. | FT | 1 | 6 | 6 | 1.24
07498323019 | C.75BL6 | Duct CVR, PVC, .75W X 6', BLK, 6ft | Duct cover, .75 W x 6' length, PVC, black. | FT | 1 | 6 | 6 | 1.25
07498300473 | C.75BL6-F | Duct CVR w/film, PVC, .75W X 6',BLK,6ft | Duct cover with protective film, .75 W x 6.' length, PVC, black. | FT | 1 | 6 | 6 | 1.29
07498323020 | C.75LG6 | Duct CVR, PVC, .75W X 6', LG, 6ft | The C.75LG6 PVC Flush Wiring Duct Cover features a non-slip, liner to prevent cover slide. Designed with the user in mind, the cover is easy to install and remove. The general-purpose lead-free PVC material is suitable for use in indoor applications. UL | FT | 1 | 6 | 6 | 1.25
07498300466 | C.75LG6-F | Duct CVR w/film, PVC, .75W X 6',LG, 6ft | Duct cover with protective film, .75 W x 6' length, PVC, light gray. | FT | 1 | 6 | 6 | 1.35
07498323022 | C.75WH6 | Duct CVR, PVC, .75W X 6', WHT, 6ft | The C.75WH6 PVC Flush Wiring Duct Cover features a non-slip, liner to prevent cover slide. Designed with the user in mind, the cover is easy to install and remove. The general-purpose lead-free PVC material is suitable for use in indoor applications. UL | FT | 1 | 6 | 6 | 1.25
07498352271 | C025X025KBT | TT,Adh Polyimide Comp Lbl,.25"x.25",WH | Thermal transfer component label, 0.25" W x 0.25" H, polyimide, white, 12 labels/row, 10,000 pc. package quantity. | M | 1000 | 10000 | 10000 | 50.72
07498352272 | C025X025YJT | TT,Adh Poly Comp Lbl,.25"x.25",WH,3"core | Thermal transfer component label, 0.25" W x 0.25" H, polyester, white, 12 labels/row, 10,000 pc. package quantity. | M | 1000 | 10000 | 10000 | 3.64
07498351794 | C038X038YJJ | L/IJ,Adh Poly Comp Lbl,.38"x.38",WH | Laser/ink jetcomponent label, 0.38" W x 0.38" H, adhesive polyester, white, 16 labels/row, 352 labels/sheet, 10,000 labels/package. | M | 1000 | 10000 | 10000 | 19.97
07498352276 | C038X038YJT | TT,Adh Poly Comp Lbl,.38"x.38",WH,3"core | Thermal transfer component label, 0.38" W x 0.38" H, polyester, white, 7 labels/row, 10,000 pc. package quantity. | M | 1000 | 20000 | 10000 | 7.36
07498320726 | C050X020KBT | TT,Adh Polyimide Comp Lbl,.5"x.2",WH | Thermal transfer component label, 0.50" W x 0.20" H, polyimide, white, 5 labels/row, 10,000 pc. package quantity. | M | 1000 | 10000 | 10000 | 44.94
07498352281 | C050X044CBT | TT,Adh Non-Lam Vyl Clth Lbl,.5"x.44",WH | Thermal transfer component label, 0.50" W x 0.44" H, vinyl cloth, white, 5 labels/row, 10,000 pc. package quantity. | M | 1000 | 10000 | 10000 | 19.72
07498352292 | C050X044KBT | TT,Adh Polyimide Comp Lbl,.5"x.44",WH | Thermal transfer component label, 0.50" W x 0.44" H, polyimide, white, 5 labels/row, 10,000 pc. package quantity. | M | 1000 | 10000 | 10000 | 83.15
07498351796 | C050X044YJJ | L/IJ,Adh Poly Comp Lbl,.50"x.44",WH | Laser/ink jet component label, 0.50" W x 0.44" H, adhesive polyester, white, 13 labels/row, 247 labels/sheet, 10,000 labels/package. | M | 1000 | 10000 | 10000 | 20.44
07498352293 | C050X044YJT | TT,Adh Poly Comp Lbl,.5"x.44",WH,3"core | Thermal transfer component label, 0.50" W x 0.44" H, polyester, white, 5 labels/row, 10,000 pc. package quantity. | M | 1000 | 20000 | 10000 | 9.64
07498397419 | C050X125TJJ | L/IJ Tedlar Comp Lbl,1.25"x.5",WH | Laser/ink jet component label, 0.50" W x 1.25" H, tedlar, white. | M | 1000 | 1000 | 1000 | 218.39
07498352294 | C060X020CBT | TT,Adh Non-Lam Vyl Clth Lbl,.60"x.20",WH | Thermal transfer component label, 0.60" W x 0.20" H, vinyl cloth, white, 3 labels/row, 10,000 pc. package quantity. | M | 1000 | 10000 | 10000 | 20.93
07498352297 | C060X020KBT | TT,Adh Polyimide Comp Lbl,.6"x.2",WH | Thermal transfer component label, 0.60" W x 0.20" H, polyimide, white, 3 labels/row, 10,000 pc. package quantity. | M | 1000 | 20000 | 10000 | 45.47
07498334924 | C060X020YJC | P1Cass,Label,AdhPO,.60"Wx.20"H,WH,EA | Component label, P1 Cassette, 0.60" W x 0.20" H, polyester, white, 750 labels/cassette, 1 pc. package quantity. | PC | 1 | 10 | 1 | 75.82
07498351797 | C060X020YJJ | L/IJ,Adh Poly Comp Lbl,.60"x.20",WH | Laser/ink jet component label, 0.60" W x 0.20" H, adhesive polyester, white, 11 labels/row, 385 labels/sheet, 10,000 labels/package. | M | 1000 | 10000 | 10000 | 21.09
07498352298 | C060X020YJT | TT,Adh Poly Comp Lbl,.6"x.2",WH,3"core | Thermal transfer component label, 0.60" W x 0.20" H, polyester, white, 3 labels/row, 10,000 pc. package quantity. | M | 1000 | 20000 | 10000 | 6.98
07498334925 | C061X030FJC | P1Cass,Label,AdhPO,.61"Wx.3"H,WH,EA | Network label, P1 cassette, 0.61" W x 0.30" H, polyolefin, white, 500 labels/cassette, 1 pc. package quantity. | PC | 1 | 10 | 1 | 75.32
07498344230 | C061X030FJJ | NetworkLabel,Adh,.61"Wx.3"H,WH,PK5000 | Laser/ink jet network label, 0.61" W x 0.30" H, 1-port identifier, adhesive polyolefin, white, 13 label/row, 325 labels/sheet, 5000 labels per package. | M | 1000 | 5000 | 5000 | 49.4
07498368075 | C061X030YPT | TT,Adh Super-Tack Lbl,.61"x.30",WH | Thermal transfer component label, 0.61" W x 0.30" H, 1-port, super-tack polyester, white, 4 label/row, 2500 pc. package quantity. | M | 1000 | 5000 | 2500 | 59.37
07498352299 | C075X025CBT | TT,Adh Non-Lam Vyl Clth Lbl,.75"x.25",WH | Thermal transfer component label, 0.75" W x 0.25" H, vinyl cloth, white, 3 labels/row, 10,000 pc. package quantity. | M | 1000 | 10000 | 10000 | 24.75
07498351798 | C075X025YJJ | L/IJ,Adh Poly Comp Lbl,.75"x.25",WH | Laser/ink jet component label, 0.75" W x 0.25" H, adhesive polyester, white, 9 labels/row, 270 labels/sheet, 10,000 labels/package. | M | 1000 | 10000 | 10000 | 24.85
07498352307 | C075X025YJT | TT,Adh Poly Comp Lbl,.75"x.25",WH,3"core | Thermal transfer component label, 0.75" W x 0.25" H, polyester, white, 3 labels/row, 10,000 pc. package quantity. | M | 1000 | 20000 | 10000 | 7.33
07498309964 | C075X050YJJ | L/IJ,Adh Poly Comp Lbl,.75"x.5",WH | Laser/ink jet component label, 0.75" W x 0.50" H, adhesive polyester, white, 9 labels/row, 153 labels/sheet, 10,000 labels/package. | M | 1000 | 10000 | 10000 | 46.83
07498351803 | C080X020YJJ | L/IJ,Adh Poly Comp Lbl,.8"x.2",WH | Laser/ink jet component label, 0.80" W x 0.20" H, adhesive polyester, white, 8 labels/row, 280 labels/sheet, 10,000 labels/package. | M | 1000 | 10000 | 10000 | 26.1
07498352494 | C080X020YJT | TT,Adh Poly Comp Lbl,.8"x.2",WH,3"core | Thermal transfer component label, 0.80" W x 0.20" H, polyester, white, 3 labels/row, 10,000 pc. package quantity. | M | 1000 | 10000 | 10000 | 8.6
07498397411 | C090X025TJJ | L/IJ Tedlar Comp Lbl,.90"x.25",WH | Laser/ink jet component label, 0.90" W x 0.25" H, tedlar, white. | M | 1000 | 5000 | 5000 | 96.71
07498302320 | C090X025TJT | TT,Adh Tedlar Comp Lbl,.9"x.25",WH | Thermal transfer component label, 0.90" W x 0.25" H, tedlar, white, 10,000 pc. package quantity.. | M | 1000 | 10000 | 10000 | 39.66
07498302339 | C090X025YJT | TT,Adh Poly Comp Lbl,.9"x.25",WH | Thermal transfer component label, 0.90" W x 0.25" H, polyester, white, 3 labels/row, 10,000 pc. package quantity.. | M | 1000 | 20000 | 10000 | 9.97
07498323059 | C1.5BL6 | Duct CVR, PVC, 1.5W X 6', BLK, 6ft | Duct cover, 1.5 W x 6' length, PVC, black. | FT | 1 | 6 | 6 | 1.57
07498300475 | C1.5BL6-F | Duct CVR w/film, PVC, 1.5W X 6',BLK,6ft | Duct cover with protective film, 1.5 W x 6' length, PVC, black. | FT | 1 | 6 | 6 | 1.7
07498301806 | C1.5IB6 | Duct CVR, PVC, 1.5W X 6', IBLU, 6ft | Duct cover, 1.5 W x 6' length, PVC, intrinsic blue. | FT | 1 | 6 | 6 | 1.67
07498323060 | C1.5LG6 | Duct CVR, PVC, 1.5W X 6', LG, 6ft | The C1.5LG PVC Flush Wiring Duct Cover features a non-slip, liner to prevent cover slide. Designed with the user in mind, the cover is easy to install and remove. The general-purpose lead-free PVC material is suitable for use in indoor applications. UL | FT | 1 | 6 | 6 | 1.57
07498300468 | C1.5LG6-F | Duct CVR w/film, PVC, 1.5W X 6',LG, 6ft | The C1.5LG6-F PVC Duct Cover with Protective Film features a temporary protection film that protects duct covers from damage during the installation process The cover features a non-slip, liner to prevent cover slide. The general-purpose lead-free PVC m | FT | 1 | 6 | 6 | 1.57
07498323062 | C1.5WH6 | Duct CVR, PVC, 1.5W X 6', WHT, 6ft | The C1.5WH6 PVC Flush Wiring Duct Cover features a non-slip, liner to prevent cover slide. Designed with the user in mind, the cover is easy to install and remove. The general-purpose lead-free PVC material is suitable for use in indoor applications. UL | FT | 1 | 6 | 6 | 1.57
07498300460 | C1.5WH6-F | Duct CVR w/film, PVC, 1.5W X 6',WHT,6ft | The C1.5WH6-F PVC Duct Cover with Protective Film features a temporary protection film that protects duct covers from damage during the installation process. The cover features a non-slip, liner to prevent cover slide. The general-purpose lead-free PVC ma | FT | 1 | 6 | 6 | 1.57
07498301529 | C100X019KBT | TT,Adh Polyimide Comp Lbl,1"x.19",WH | Thermal transfer component label, 1.00" W x 0.19" H, polyimide, white, 3 labels/row, 10,000 pc. package quantity.. | M | 1000 | 10000 | 10000 | 72.29
07498352673 | C100X025KBT | TT,Adh Polyimide Comp Lbl,1"x.25",WH | The C100X025KBT Thermal Transfer Polyimide Component Label offers crisp, clear legends with superior legibility. These labels are designed for use with thermal transfer desktop printers, including the TDP43ME, TDP43HE, and TDP46HE printers. Compatible wi | M | 1000 | 10000 | 10000 | 64.31
07498334927 | C100X025YJC | P1Cass,CompLbl,1."Wx.25"H,WH,EA | Component label, P1 Cassette, 1.00" W x 0.25" H, polyester, white, 500 labels/cassette, 1 pc. package quantity. | PC | 1 | 10 | 1 | 72.96
07498351804 | C100X025YJJ | L/IJ,Adh Poly Comp Lbl,1"x.25",WH | Laser/ink jet component label, 1.00" W x 0.25" H, adhesive polyester, white, 7 labels/row, 210 labels/sheet, 10,000 labels/package. | M | 1000 | 10000 | 10000 | 26.19
07498352884 | C100X025YJT | TT,Adh Poly Comp Lbl,1"x.25",WH,3"core | Thermal transfer component label, 1.00" W x 0.25" H, polyester, white, 3 labels/row, 10,000 pc. package quantity.. | M | 1000 | 20000 | 10000 | 9.95
07498308147 | C100X038CBT | TT,Adh Vyl Cl Comp Lbl,1"x.38",WH | Thermal transfer component label, 1.00" W x 0.38" H, vinyl cloth, white, 3 labels/row, 10,000 pc. package quantity.. | M | 1000 | 10000 | 10000 | 48.98
07498371215 | C100X038KBT | TT,Adh Polyimide Comp Lbl,1"x.38",WH | Thermal transfer component label, 1.00" W x 0.38" H, polyimide, white, 3 labels/row, 10,000 pc. package quantity.. | M | 1000 | 10000 | 10000 | 140.91
07498397414 | C100X038TJJ | L/IJ Tedlar Comp Lbl,1"x.38",WH | Laser/ink jet component label, 1.00" W x 0.38" H, tedlar, white. | M | 1000 | 5000 | 5000 | 66.62
07498308126 | C100X038YJJ | L/IJ,Adh Poly Comp Lbl,1"x.38",WH | Laser/ink jet component label, 1.00" W x 0.38" H, adhesive polyester, white, 7 labels/row, 140 labels/sheet, 5000 labels/package. | M | 1000 | 5000 | 5000 | 34.45
07498302701 | C100X038YJT | TT,Adh Poly Comp Lbl,1"x.38",WH | Thermal transfer component label, 1.00" W x 0.38" H, adhesive polyester, white, 7 labels/row, 140 labels/sheet, 10,000 labels/package. | M | 1000 | 10000 | 10000 | 11.01
07498312260 | C100X050A0T | TT,Raised Pnl Comp Lbl,1"x5",BL | Thermal transfer raised panel component label, 1.00" W x 0.50" H, raised panel, black, 3 labels/row, 500 pc. package quantity. | M | 1000 | 500 | 500 | 390.45
07498312259 | C100X050A8T | TT,Raised Pnl Comp Lbl,1"x.5",YL | Thermal transfer raised panel component label, 1.00" W x 0.50" H, raised panel, yellow, 3 labels/row, 500 pc. package quantity. | M | 1000 | 500 | 500 | 390.45
07498312261 | C100X050AMT | TT,Raised Pnl Comp Lbl,1"x.5",SIL | Thermal transfer raised panel component label, 1.00" W x 0.50" H, raised panel, silver, 3 labels/row, 500 pc. package quantity. | M | 1000 | 500 | 500 | 390.45
07498311214 | C100X050APT | TT,Raised Pnl Comp Lbl,1"x.5",WH | The C100X050APT Thermal Transfer Raised Panel Component Label provides crisp, clear, and durable text. This label features a printable surface with a high-tack adhesive for strong holding power. Use with Panduit thermal transfer resin ribbons. Compatible | M | 1000 | 500 | 500 | 371.84
07498312257 | C100X050AST | TT,Raised Pnl Comp Lbl,1"x.5",GR | Thermal transfer raised panel component label, 1.00" W x 0.50" H, raised panel, green, 3 labels/row, 500 pc. package quantity. | M | 1000 | 500 | 500 | 390.45
07498312258 | C100X050AWT | TT,Raised Pnl Comp Lbl,1"x.5",RD | Thermal transfer raised panel component label, 1.00" W x 0.50" H, raised panel, red, 3 labels/row, 500 pc. package quantity. | M | 1000 | 500 | 500 | 390.45
07498334928 | C100X050CBC | P1Cass,CompLbl,AdhVylCloth,1x.5,WH,EA | Component label, P1 cassette, 1.00" W x 0.50" H, vinyl cloth, white, 175 labels/cassette, 1 pc. package quantity. | PC | 1 | 10 | 1 | 76.27
07498352885 | C100X050CBT | TT,Adh Non-Lam Vyl Clth Lbl,1"x.5",WH | Thermal transfer component label, 1.00" W x 0.50" H, vinyl cloth, white, 3 labels/row, 10,000 pc. package quantity. | M | 1000 | 10000 | 10000 | 46.94
07498334929 | C100X050YJC | P1Cass,CompLbl,AdhPES,1"Wx.5"H,WH,EA | Component label, P1 Cassette, 1.00" W x 0.50" H, polyester, white, 500 labels/cassette, 1 pc. package quantity. | PC | 1 | 10 | 1 | 76.42
07498358157 | C100X050YJJ | L/IJ,Adh Poly Comp Lbl,1"x.5",WH | Laser/ink jet component label, 1.00" W x 0.50" H, adhesive polyester, white, 7 labels/row, 119 labels/sheet, 10,000 labels/package. | M | 1000 | 10000 | 10000 | 41.55
07498352966 | C100X050YJT | TT,CompLbl,1.00"Wx.50"H,3",WH,PK10000 | The C100X050YJT Thermal Transfer Component Label offers crisp, clear legends with superior legibility. These labels are designed for use with thermal transfer desktop printers, including the TDP43ME, TDP43HE, and TDP46HE printers. Compatible with Panduit | M | 1000 | 20000 | 10000 | 15.05
07498378611 | C100X050YMC | P1 Adh Poly Comp Cass,1"x.5",SIL | Component label, P1 cassette, 1.00" W x 0.50" H, polyester, silver, 500 labels/cassette, 1 pc. package quantity. | PC | 1 | 10 | 1 | 100.3
07498302961 | C100X050YMT | TT,Adh Poly Comp Lbl,1"x.5",SIL | Thermal transfer component label, 1.00" W x 0.50" H, polyester, silver, 3 labels/row, 10,000 pc. package quantity. | M | 1000 | 10000 | 10000 | 38.99
07498337238 | C100X050YPC | P1 Poly Super-Tack Cass,1"x.5",WH,250Lbl | Component label, P1 cassette, 1.00" W x 0.50" H, high tack polyester, white, 250 labels/cassette, 1 pc. package quantity. | PC | 1 | 10 | 1 | 42.79
07498348990 | C100X050YPT | TT,Adh Super-Tack Poly,1"x.5",WH,3"core | Thermal transfer component label, 1.00" W x 0.50" H, super-tack polyester, white, 3 labels/row, 10,000 pc. package quantity. | M | 1000 | 10000 | 10000 | 18.84
07498309969 | C100X075YJJ | L/IJ,Adh Poly Comp Lbl,1"x.75",WH | Polyester component label, 1.00" W x 0.75" H, adhesive polyester, white, 7 labels/row, 84 labels/sheet, 5000 labels/package. | M | 1000 | 5000 | 5000 | 85.82
07498312434 | C120X150A0T-22 | TT,Raised Pnl Push Btn,1.2"x1.5",BL | Thermal transfer raised panel push button label, 1.20" W x 1.50" H, raised panel, black, 3 labels/row, 500 pc. package quantity. | M | 1000 | 500 | 500 | 818.3
07498312433 | C120X150A8T-22 | TT,Raised Pnl Push Btn,1.2"x1.5",YL | Thermal transfer raised panel push button label, 1.20" W x 1.50" H, raised panel, yellow, 3 labels/row, 500 pc. package quantity. | M | 1000 | 500 | 500 | 857.24
07498311202 | C120X150APT-22 | TT,Raised Pnl Push Btn,1.2"x1.5",WH | Thermal transfer raised panel push button label, 1.20" W x 1.50" H, raised panel, white, 3 labels/row, 500 pc. package quantity. | M | 1000 | 500 | 500 | 818.3
07498312423 | C120X150AST-22 | TT,Raised Pnl Push Btn,1.2"x1.5",GR | Thermal transfer raised panel push button label, 1.20" W x 1.50" H, raised panel, green, 3 labels/row, 500 pc. package quantity. | M | 1000 | 500 | 500 | 857.24
07498312432 | C120X150AWT-22 | TT,Raised Pnl Push Btn,1.2"x1.5",RD | Thermal transfer raised panel push button label, 1.20" W x 1.50" H, raised panel, red, 3 labels/row, 500 pc. package quantity. | M | 1000 | 500 | 500 | 818.3
07498312218 | C120X190A0T-22 | TT,Raised Pnl Push Btn,1.2"x1.9",BL | Thermal transfer raised panel push button label, 1.20" W x 1.90" H, raised panel, black, 3 labels/row, 500 pc. package quantity. | M | 1000 | 500 | 500 | 855.81
07498312217 | C120X190A8T-22 | TT,Raised Pnl Push Btn,1.2"x1.9",YL | Thermal transfer raised panel push button label, 1.20" W x 1.90" H, raised panel, yellow, 3 labels/row, 500 pc. package quantity. | M | 1000 | 500 | 500 | 855.81
07498311211 | C120X190APT-22 | TT,Raised Pnl Push Btn,1.2"x1.9",WH | Thermal transfer raised panel push button label, 1.20" W x 1.90" H, raised panel, white, 3 labels/row, 500 pc. package quantity. | M | 1000 | 500 | 500 | 815.06
07498312210 | C120X190AST-22 | TT,Raised Pnl Push Btn,1.2"x1.9",GR | Thermal transfer raised panel push button label, 1.20" W x 1.90" H, raised panel, green, 3 labels/row, 500 pc. package quantity. | M | 1000 | 500 | 500 | 855.81
07498312216 | C120X190AWT-22 | TT,Raised Pnl Push Btn,1.2"x1.9",RD | Thermal transfer raised panel push button label, 1.20" W x 1.90" H, raised panel, red, 3 labels/row, 500 pc. package quantity. | M | 1000 | 500 | 500 | 855.81
07498342113 | C125X030APT | RaisedPanelLabel,1.25"Wx.3"H,WH,PK500 | Thermal transfer raised panel component label, 1.25" W x 0.30" H, raised panel, white, 1 label/row, 500 pc. package quantity. | M | 1000 | 500 | 500 | 298.7
07498334930 | C125X030FJC | P1Cass,Label,AdhPO,1.25"Wx.3"H,WH,EA | Network label, P1 cassette, 1.25" W x 0.30" H, polyolefin, white, 200 labels/cassette, 1 pc. package quantity. | PC | 1 | 10 | 1 | 75.5
07498344231 | C125X030FJJ | NetworkLabel,Adh,1.25"Wx.3"H,WH,PK2500 | Laser/ink jet network label, 1.25" W x 0.30" H, 2-port identifier, adhesive polyolefin, white, 6 labels/row, 150 labels/sheet, 2500 labels per package. | M | 1000 | 2500 | 2500 | 98.8
07498368076 | C125X030YPT | TT,Adh Super-Tack Lbl,1.25"x.3",WH | Thermal transfer component label, 1.25" W x 0.30" H, 2-port, super-tack polyester, white, 3 labels/row, 2500 pc. package quantity. | M | 1000 | 2500 | 2500 | 111.91
07498397420 | C125X038TJT | TT,Adh Tedlar Comp Lbl,1.25"x.38",WH | Thermal transfer component label, 1.25" W x 0.38" H, tedlar, white, 2500 pc. package quantity.. | M | 1000 | 2500 | 2500 | 63.03
07498395021 | C125X038YJT | TT,Adh Poly Comp Label,1.25"x.38",WH | Thermal transfer component label, 1.25" W x 0.38" H, polyester, white, 3 label/row, 10,000 pc. package quantity. | M | 1000 | 10000 | 10000 | 16
07498334931 | C138X019FJC | P1Cass,Label,Adh,1.38"x0.19",WH,EA | Network label, P1 cassette, 1.38" W x 0.19" H, polyolefin, white, 200 labels/cassette, 1 pc. package quantity. | PC | 1 | 10 | 1 | 79.29
07498344237 | C138X019FJJ | NetworkLabel,Adh,1.38"Wx.19"H,WH,PK2500 | Laser/ink jet network label, 1.38" W x 0.19" H, module identifier, adhesive polyolefin, white, 5 labels/row, 170 labels/sheet, 2500 labels per package. | M | 1000 | 2500 | 2500 | 86.51
07498371217 | C150X025KBT | TT,Adh Polyimide Comp Lbl,1.5"x.25",WH | Thermal transfer component label, 1.50" W x 0.25" H, polyimide, white, 2 labels/row, 5000 pc. package quantity.. | M | 1000 | 5000 | 5000 | 128.04
07498309960 | C150X030Y1C | P1 Non-Adh Poly Cass,1.5"x.3", WH | White, non-adhesive polyester label, 200/cassette, Mini-Com® 3-port identifier. | PC | 1 | 10 | 1 | 92.22
07498310501 | C150X030Y1J | L/IJ,Adh Poly Comp Lbl,1.5"x.3",WH | White, non-adhesive polyester label, Mini-Com® 3-port identifier. Application code: FP. | M | 1000 | 1000 | 1000 | 159.52
07498397418 | C150X050YJJ | L/IJ,Adh Poly Comp Lbl,1.5"x.5",WH | Laser/ink jet component label, 1.50" W x 0.50" H, adhesive polyester, white, 5 labels/row, 80 labels/sheet, 2500 labels/package. | M | 1000 | 2500 | 2500 | 81
07498310752 | C150X050YJT | TT,Adh Poly Comp Lbl,1.5"x.5",WH,3"core | Thermal transfer component label, 1.50" W x 0.50" H, polyester, white, 1 label/row, 5000 pc. package quantity. | M | 1000 | 10000 | 5000 | 21.73
07498307992 | C150X075CBT | T,Adh Vyl Clth Lbl,1.5"x.75",WH | Thermal transfer component label, 1.50" W x 0.75" H, vinyl cloth, white, 1 labels/row, 5000 pc. package quantity.. | M | 1000 | 5000 | 5000 | 87.32
07498334932 | C150X075YJC | P1Cass,CompLbl,1.5"Wx.75"H,WH,EA | Component label, P1 Cassette, 1.50" W x 0.75" H, polyester, white, 250 labels/cassette, 1 pc. package quantity. | PC | 1 | 10 | 1 | 75.02
07498351808 | C150X075YJJ | L/IJ,Adh Poly Comp Lbl,1.5"x.75",WH | Laser/ink jet component label, 1.50" W x 0.75" H, adhesive polyester, white, 5 labels/row, 60 labels/sheet, 2500 labels/package. | M | 1000 | 2500 | 2500 | 124.65
07498352968 | C150X075YJT | TT,CompLbl,1.5"Wx.75"H,WH,PK5000 | Thermal transfer component label, 1.50" W x 0.75" H, polyester, white, 1 label/row, 5000 pc. package quantity. | M | 1000 | 5000 | 5000 | 28.91
07498340622 | C150X075YPC | P1 Poly Super-Tack Cass,1.5"x.75",WH | Component label, P1 cassette, 1.50" W x 0.75" H, high tack polyester, white, 175 labels/cassette, 1 pc. package quantity. | PC | 1 | 10 | 1 | 55.21
07498352969 | C160X020CBT | TT,Adh Non-Lam Vyl Clth Lbl,1.6"x.2",WH | Thermal transfer component label, 1.60" W x 0.20" H, vinyl cloth, white, 1 label/row, 10,000 pc. package quantity. | M | 1000 | 10000 | 10000 | 54.14
07498352970 | C160X020KBT | TT,Adh Polyimide Comp Lbl,1.6"x.2",WH | Thermal transfer component label, 1.60" W x 0.20" H, polyimide, white, 1 label/row, 10,000 pc. package quantity.. | M | 1000 | 10000 | 10000 | 116.05
07498351809 | C160X020YJJ | L/IJ,Adh Poly Comp Lbl,1.6"x.2",WH | Laser/ink jet component label, 1.60" W x 0.20" H, adhesive polyester, white, 4 labels/row, 140 labels/sheet, 5000 labels/package. | M | 1000 | 5000 | 5000 | 62.99
07498395198 | C170X090APT | RaisedPanelLabel,1.7"Wx0.9"H,WH,PK500 | Thermal transfer raised panel component label, 1.70" W x 0.90" H, raised panel, white, 3 labels/row, 500 pc. package quantity. | M | 1000 | 500 | 500 | 410.47
07498332042 | C180X130APT-30H | TT,Raised Pnl Half Push Btn,1.8"x1.3",WH | Thermal transfer raised panel half push button label, 1.80" W x 1.30" H, raised panel, white, 1 label/row, 500 pc. package quantity. | M | 1000 | 500 | 500 | 748.04
07498312427 | C180X180A0T-30 | TT,Raised Pnl Push Btn,1.8"x1.8",BL | Thermal transfer raised panel push button label, 1.80" W x 1.80" H, raised panel, black, 2 labels/row, 500 pc. package quantity. | M | 1000 | 500 | 500 | 921.44
07498312426 | C180X180A8T-30 | TT,Raised Pnl Push Btn,1.8"x1.8",YL | Thermal transfer raised panel push button label, 1.80" W x 1.80" H, raised panel, yellow, 2 labels/row, 500 pc. package quantity. | M | 1000 | 500 | 500 | 921.44
07498311212 | C180X180APT-30 | TT,Raised Pnl Push Btn,1.8"x1.8",WH | Thermal transfer raised panel push button label, 1.80" W x 1.80" H, raised panel, white, 2 labels/row, 500 pc. package quantity. | M | 1000 | 500 | 500 | 921.44
07498312270 | C180X180AST-30 | TT,Raised Pnl Push Btn,1.8"x1.8",GR | Thermal transfer raised panel push button label, 1.80" W x 1.80" H, raised panel, green, 2 labels/row, 500 pc. package quantity. | M | 1000 | 500 | 500 | 921.44
07498312425 | C180X180AWT-30 | TT,Raised Pnl Push Btn,1.8"x1.8",RD | Thermal transfer raised panel push button label, 1.80" W x 1.80" H, raised panel, red, 2 labels/row, 500 pc. package quantity. | M | 1000 | 500 | 500 | 921.44
07498334933 | C188X030FJC | P1Cass,Label,AdhPO,1.88"Wx.3"H,WH,EA | Network label, P1 cassette, 1.88" W x 0.30" H, polyolefin, white, 150 labels/cassette, 1 pc. package quantity. | PC | 1 | 10 | 1 | 84.87
07498344238 | C188X030FJJ | NetworkLabel,Adh,1.88"Wx.3"H,WH,PK1000 | Laser/ink jet network label, 1.88" W x 0.30" H, 3-port identifier, adhesive polyolefin, white, 4 labels/row, 100 labels/sheet, 1000 labels per package. | M | 1000 | 5000 | 1000 | 148.35
07498368077 | C188X030YPT | TT,Adh Perf Super-Tack Lbl,1.88"x.30",WH | Thermal transfer component label, 1.88" W x 0.30" H, 3-port, super-tack polyester, white, 1 label/row, 2500 pc. package quantity. | M | 1000 | 2500 | 2500 | 164.38
07498334934 | C195X040Y1C | P1Cass,CompLbl,Non-1.95"Wx.4"H,WH,EA | Component label, P1 cassette, 1.95" W x 0.40" H, single-gang faceplate, non-adhesive polyester, white, 100 labels/cassette, 1 pc. package quantity. | PC | 1 | 10 | 1 | 71.94
07498344239 | C195X040Y1J | CompLabel,Non-1.95"Wx.4"H,White,PK1000 | Laser/ink jet component label, 1.95" W x 0.40" H, single-gang faceplate, non-adhesive polyester, white, 1000 pc. package quantity. | M | 1000 | 1000 | 1000 | 145.02
61305680036 | C195X040Y1M | MP Cassette, Comp Label, Non-Ahdesive Po | The C195X040Y1M Non-Adhesive Polyester Component Label Cassette includes both Label Material and Ribbon for easy changeover. Die-cut labels designed to provide maximum aesthetic quality and appearance for identifying Single-Gang Faceplate. Temperature Ra | PC | 1 | 1 | 1 | 89.91
07498312699 | C195X040Y1T | TT,Non-Adh Poly Comp Lbl,1.95"x.4",WH | Thermal transfer component label, TT non PSA, 1.95" W x 0.40" H, single-gang faceplate, non-adhesive polyester, white, 2 labels/row, 1000 pc. package quantity. | M | 1000 | 1000 | 1000 | 101.04
07498323039 | C1BL6 | Duct CVR, PVC, 1W X 6', BLK, 6ft | Duct cover, 1 W x 6' length, PVC, black. | FT | 1 | 6 | 6 | 1.25
07498300474 | C1BL6-F | Duct CVR w/film, PVC, 1W X 6',BLK,6ft | Duct cover with protective film, 1 W x 6' length, PVC, black. | FT | 1 | 6 | 6 | 1.35
07498327384 | C1IB6 | Duct CVR, PVC, 1W X 6', IBLU, 6ft | Duct cover, 1 W x 6' length, PVC, intrinsic blue. | FT | 1 | 6 | 6 | 1.3
07498323040 | C1LG6 | Duct CVR, PVC, 1W X 6', LG, 6ft | The C1LG6 PVC Flush Wiring Duct Cover features a non-slip, liner to prevent cover slide. Designed with the user in mind, the cover is easy to install and remove. The general-purpose lead-free PVC material is suitable for use in indoor applications. UL | FT | 1 | 6 | 6 | 1.25
07498300467 | C1LG6-F | Duct CVR w/film, PVC, 1W X 6',LG, 6ft | The C1LG6-F PVC Duct Cover with Protective Film features a temporary protection film that protects duct covers from damage during the installation process. The cover features a non-slip, liner to prevent cover slide. The general-purpose lead-free PVC mat | FT | 1 | 6 | 6 | 1.25
07498323042 | C1WH6 | Duct CVR, PVC, 1W X 6', WHT, 6ft | The C1WH6 PVC Flush Wiring Duct Cover features a non-slip, liner to prevent cover slide. Designed with the user in mind, the cover is easy to install and remove. The general-purpose lead-free PVC material is suitable for use in indoor applications. UL 9 | FT | 1 | 6 | 6 | 1.25
07498300459 | C1WH6-F | Duct CVR w/film, PVC, 1W X 6',WHT,6ft | The C1WH6-F PVC Duct Cover with Protective Film features a temporary protection film that protects duct covers from damage during the installation process. The cover features a non-slip, liner to prevent cover slide. The general-purpose lead-free PVC mate | FT | 1 | 6 | 6 | 1.25
07498323099 | C2.5BL6 | Duct CVR, PVC, 2.5W X 6', BLK, 6ft | Duct cover, 2.5 W x 6' length, PVC, black. | FT | 1 | 6 | 6 | 2.59
07498323100 | C2.5LG6 | Duct CVR, PVC, 2.5W X 6', LG, 6ft | Duct cover, 2.5 W x 6' length, PVC, light gray. | FT | 1 | 6 | 6 | 2.44
07498300470 | C2.5LG6-F | Duct CVR w/film, PVC, 2.5W X 6',LG, 6ft | Duct cover with protective film, 2.5 W x 6' length, PVC, light gray. | FT | 1 | 6 | 6 | 2.66
07498323102 | C2.5WH6 | Duct CVR, PVC, 2.5W X 6', WHT, 6ft | Duct cover, 2.5 W x 6' length, PVC, white. | FT | 1 | 6 | 6 | 2.59
07498300462 | C2.5WH6-F | Duct CVR w/film, PVC, 2.5W X 6',WHT,6ft | Duct cover with protective film, 2.5 W x 6' length, PVC, white. | FT | 1 | 6 | 6 | 2.66
07498371218 | C200X025KBT | TT,Adh Polyimide Comp Lbl,2"x.25",WH | Thermal transfer component label, 2.00" W x 0.25" H, polyimide, white, 1 label/row, 5000 pc. package quantity.. | M | 1000 | 5000 | 5000 | 177.99
07498302691 | C200X025YJT | TT,Adh Poly Comp Lbl,2"x.25",WH | Thermal transfer component label, 2.00" W x 0.25" H, polyester, white, 1 label/row, 5000 pc. package quantity. | M | 1000 | 5000 | 5000 | 21.03
07498300934 | C200X038KBT | TT,Adh Po Comp Label,2"x.38",WH | Thermal transfer component label, 2.00" W x 0.38" H, polyimide, white, 1 label/row, 5000 pc. package quantity.. | M | 1000 | 5000 | 5000 | 266.98
07498397410 | C200X038TJJ | L/IJ Tedlar Comp Lbl,2"x.38",WH | Laser/ink jet component label, 2.00" W x 0.38" H, tedlar, white. | M | 1000 | 2000 | 1000 | 249.31
07498302692 | C200X038TJT | TT,Adh Tedlar Comp Lbl,2"x.38",WH | Thermal transfer component label, 2.00" W x 0.38" H, tedlar, white, 1 label/row, 5000 pc. package quantity.. | M | 1000 | 5000 | 5000 | 126.12
07498302693 | C200X038YJT | TT,Adh Poly Comp Lbl,2"x.38",WH | Thermal transfer component label, 2.00" W x 0.38" H, polyester, white, 1 label/row, 5000 pc. package quantity. | M | 1000 | 10000 | 5000 | 24.93
07498353211 | C200X050CBT | TT,Adh Non-Lam Vyl Clth Lbl,2"x.5",WH | Thermal transfer component label, 2.00" W x 0.50" H, vinyl cloth, white, 1 label/row, 5000 pc. package quantity. | M | 1000 | 5000 | 5000 | 74.55
07498334936 | C200X050YJC | P1Cass,CompLbl,2.00"Wx.5"H,WH,EA | Component label, P1 Cassette, 2.00" W x 0.50" H, polyester, white, 200 labels/cassette, 1 pc. package quantity. | PC | 1 | 10 | 1 | 76.77
07498351818 | C200X050YJJ | L/IJ,Adh Poly Comp Lbl,2"x.5",WH | Laser/ink jet component label, 2.00" W x 0.50" H, adhesive polyester, white, 4 labels/row, 64 labels/sheet, 1000 labels/package.. | M | 1000 | 1000 | 1000 | 66.67
07498353216 | C200X050YJT | TT,Adh Poly Comp Lbl,2"x.5",WH,3"core | Thermal transfer component label, 2.00" W x 0.50" H, polyester, white, 1 label/row, 5000 pc. package quantity. | M | 1000 | 10000 | 5000 | 30.46
07498337239 | C200X050YPC | P1 Poly Super-Tack Cass,2"x.5",WH,150Lbl | Component label, P1 cassette, 2.00" W x 0.50" H, high tack polyester, white, 150 labels/cassette, 1 pc. package quantity. | PC | 1 | 10 | 1 | 60.37
07498312224 | C200X100A0T | TT,Raised Pnl Comp Lbl,2"x1",BL | Thermal transfer raised panel component label, 2.00" W x 1.00" H, raised panel, black, 3 labels/row, 500 pc. package quantity. | M | 1000 | 500 | 500 | 435.34
07498312223 | C200X100A8T | TT,Raised Pnl Comp Lbl,2"x1",YL | Thermal transfer raised panel component label, 2.00" W x 1.00" H, raised panel, yellow, 3 labels/row, 500 pc. package quantity. | M | 1000 | 500 | 500 | 435.34
07498312225 | C200X100AMT | TT,Raised Pnl Comp Lbl,2"x1",SIL | Thermal transfer raised panel component label, 2.00" W x 1.00" H, raised panel, silver, 3 labels/row, 500 pc. package quantity. | M | 1000 | 500 | 500 | 435.34
07498311215 | C200X100APT | TT,Raised Pnl Comp Lbl,2"x1",WH | The C200X100APT Thermal Transfer Raised Panel Component Label provides crisp, clear, and durable text. This label features a printable surface with a high-tack adhesive for strong holding power. Use with Panduit thermal transfer resin ribbons. Compatible | M | 1000 | 500 | 500 | 414.59
07498312221 | C200X100AST | TT,Raised Pnl Comp Lbl,2"x1",GR | Thermal transfer raised panel component label, 2.00" W x 1.00" H, raised panel, green, 3 labels/row, 500 pc. package quantity. | M | 1000 | 500 | 500 | 456.04
07498312222 | C200X100AWT | TT,Raised Pnl Comp Lbl,2"x1",RD | Thermal transfer raised panel component label, 2.00" W x 1.00" H, raised panel, red, 3 labels/row, 500 pc. package quantity. | M | 1000 | 500 | 500 | 435.34
07498334937 | C200X100FJC | P1Cass,Label,Adh,2.00"Wx1.00"H,WH,EA | Network label, P1 cassette, 2.00" W x 1.00" H, polyolefin, white, 150 labels/cassette, 1 pc. package quantity. | PC | 1 | 10 | 1 | 91.97
07498344367 | C200X100FJJ | Label,Adh,2.00"Wx1.00"H,WH,PK1000 | Laser/ink jet network label, 2.00" W x 1.00" H, general identifier, adhesive polyolefin, white, 4 label/row, 36 labels/sheet, 1000 labels per package. | M | 1000 | 5000 | 1000 | 139.75
07498397421 | C200X100TJT | TT,Adh Tedlar Comp Label,2"x1",WH | Thermal transfer component label, 2.00" W x 1.00" H, tedlar, white, 2500 pc. package quantity.. | M | 1000 | 2500 | 2500 | 315.08
07498334938 | C200X100YJC | P1Cass,CompLbl,Adh,2.00"Wx1.00"H,WH,EA | Component label, P1 Cassette, 2.00" W x 1.00" H, polyester, white, 200 labels/cassette, 1 pc. package quantity. | PC | 1 | 10 | 1 | 92.99
07498352116 | C200X100YJJ | L/IJ,Adh Poly Comp Lbl,2"x1",WH | Laser/ink jet component label, 2.00" W x 1.00" H, adhesive polyester, white, 4 labels/row, 28 labels/sheet, 1000 labels/package. | M | 1000 | 1000 | 1000 | 112.78
07498353217 | C200X100YJT | TT,CompLbl,Adh,2.00"Wx1.00"H,WH,PK2500 | Thermal transfer component label, 2.00" W x 1.00" H, polyester, white, 1 label/row, 2500 pc. package quantity. | M | 1000 | 5000 | 2500 | 46.26
07498378612 | C200X100YMC | P1 Adh Poly Comp Cass,2"x1",SIL | Component label, P1 cassette, 2.00" W x 1.00" H, polyester, silver, 150 labels/cassette, 1 pc. package quantity. | PC | 1 | 10 | 1 | 89.5
07498302696 | C200X100YMT | TT,Adh Poly Comp Lbl,2"x1",SIL | Thermal transfer component label, 2.00" W x 1.00" H, polyester, silver, 1 label/row, 2500 pc. package quantity. | M | 1000 | 2500 | 2500 | 80.83
07498378613 | C200X100YPC | P1AdhSuper-TackPolyCompCass,2"x1",WH | Component label, P1 cassette, 2.00" W x 1.00" H, high tack polyester, white, 150 labels/cassette, 1 pc. package quantity. | PC | 1 | 10 | 1 | 79.38
07498367511 | C200X100YPT | TT,Adh Super-Tack Lbl,2"x1",WH | Thermal transfer component label, 2.00" W x 1.00" H, super-tack polyester, white, 1 labels/row, 2500 pc. package quantity. | M | 1000 | 5000 | 2500 | 58.27
07498361620 | C200X400A51 | ARC FLASH POD WARNING HDR LABEL,PK250 | Die cut arc flash warning label, 4.00" x 2.00" (101.6mm x 50.8mm), warning header, polyester adhesive, orange header and black/white, 250 labels/roll, 1 roll/package. | RL | 1 | 4 | 1 | 152
07498361619 | C200X400YZ1 | ARC FLASH POD DANGER HDR LABEL,PK250 | Die cut arc flash warning label, 4.00" x 2.00" (101.6mm x 50.8mm), danger header, polyester adhesive, red header and black/white, 250 labels/roll, 1 roll/package. | RL | 1 | 4 | 1 | 152
61305679405 | C225X450WJI | Ink Jet, Comp Label, Vinyl, Standard Adh | Ink Jet Vinyl Component Label, 2.25 inches W x 4.5 inches L, standard adhesive. | RL | 1 | 1 | 1 | 56.13
61305679412 | C225X450WPI | Ink Jet, Comp Label, Vinyl, Super-Tack A | Ink Jet Vinyl Component Label, 2.25 inches W x 4.5 inches L, super-tack adhesive materials designed for high durability. | RL | 1 | 1 | 1 | 62.91
61305678572 | C225X450XJI | Ink Jet, Comp Label, Polyester, Standard | Ink Jet, Component Label, Adhesive Polyester, 2.25 Inch Wide x 4.5 Inch High, White, Labels can be printed in the Panduit C3500 Ink Jet printer, Use for identifying patch panels, faceplates, punchdown blocks and other network systems hardware, Die-cut lab | RL | 1 | 1 | 1 | 61.37
61305678558 | C225X450XPI | Ink Jet, Comp Label, Polyester, Super-Ta | Ink Jet, Component Label, Adhesive Super-Tack Polyester, 2.25 Inch Wide x 4.5 Inch High, White, Labels can be printed in the Panduit C3500 Ink Jet printer, Use for identifying patch panels, faceplates, punchdown blocks and other network systems hardware, | RL | 1 | 1 | 1 | 68.89
07498332067 | C235A8-30-ES | TT,Raised Pnl EM Stop,2.35" dia,BL/YL | Pre-printed raised panel Emergency Stop label, Black on Yellow, 60mm diameter x 30.5mm hole. | M | 1000 | 50 | 25 | 2243.71
07498332040 | C240X200APT-30H | TT,Raised Pnl Half Push Btn,2.4"x2",WH | Thermal transfer raised panel half push button label, 2.40" W x 2.00" H, raised panel, white, 1 label/row, 500 pc. package quantity. | M | 1000 | 500 | 500 | 748.04
07498312268 | C240X240A0T-30 | TT,Raised Pnl Push Btn,2.4"x2.4",BL | Thermal transfer raised panel push button label, 2.40" W x 2.40" H, raised panel, black, 1 label/row, 500 pc. package quantity. | M | 1000 | 500 | 500 | 958.88
07498312267 | C240X240A8T-30 | TT,Raised Pnl Push Btn,2.4"x2.4",YL | Thermal transfer raised panel push button label, 2.40" W x 2.40" H, raised panel, yellow, 1 label/row, 500 pc. package quantity. | M | 1000 | 500 | 500 | 1004.56
07498311213 | C240X240APT-30 | TT,Raised Pnl Push Btn,2.4"x2.4",WH | Thermal transfer raised panel push button label, 2.40" W x 2.40" H, raised panel, white, 1 label/row, 500 pc. package quantity. | M | 1000 | 500 | 500 | 958.88
07498312264 | C240X240AST-30 | TT,Raised Pnl Push Btn,2.4"x2.4",GR | Thermal transfer raised panel push button label, 2.40" W x 2.40" H, raised panel, green, 1 label/row, 500 pc. package quantity. | M | 1000 | 500 | 500 | 958.88
07498312265 | C240X240AWT-30 | TT,Raised Pnl Push Btn,2.4"x2.4",RD | Thermal transfer raised panel push button label, 2.40" W x 2.40" H, raised panel, red, 1 label/row, 500 pc. package quantity. | M | 1000 | 500 | 500 | 958.88
07498308914 | C252X030APT | TT,Raised Pnl Comp Lbl,2.52"x.3",WH | Thermal transfer raised panel component label, 2.52" W x 0.10" H, raised panel, white, 1 labels/row, 500 pc. package quantity. | M | 1000 | 500 | 500 | 435.34
07498334940 | C252X030FJC | P1Cass,Label,Adh,2.52"Wx.3"H,WH,EA | The C252X030FJC Network Component P1 label cassette includes both label material and ribbon to make changing labels easy. Die-cut labels designed to provide maximum quality for identifying patch panels, faceplates, punch-down blocks, and other network sys | PC | 1 | 10 | 1 | 80.83
07498344240 | C252X030FJJ | NetworkLabel,Adh,2.52"Wx.3"H,WH,PK1000 | Laser/ink jet network label, 2.52" W x 0.30" H, 4-port identifier, adhesive polyolefin, white, 3 labels/row, 75 labels/sheet, 1000 labels per package. | M | 1000 | 1000 | 1000 | 207.48
07498368078 | C252X030YPT | TT,Adh Super-Tack Lbl,2.52"x.3",WH | Thermal transfer component label, 2.52" W x 0.30" H, super-tack polyester, white, 1 label/row, 2500 pc. package quantity. | M | 1000 | 2500 | 2500 | 193.65
07498367391 | C252X030YPT-P | TT,Adh Perf Super-Tack Lbl,2.52"x.30",WH | Thermal transfer component label, 2.52" W x 0.30" H, 1,2,3 or 4-port, perforated super-tack polyester, white, 1 labels/row, 2500 pc. package quantity. | M | 1000 | 2500 | 2500 | 193.65
07498334941 | C261X030FJC | P1Cass,Label,AdhPO,2.61"Wx.3"H,WH,EA | Network label, P1 cassette, 2.61" W x 0.30" H, polyolefin, white, 125 labels/cassette, 1 pc. package quantity. | PC | 1 | 10 | 1 | 84.97
07498344358 | C261X030FJJ | NetworkLabel,Adh,2.61"Wx.3"H,WH,PK1000 | Laser/ink jet network label, 2.61" W x 0.30" H, 4-port identifier, adhesive polyolefin, white, 3 labels/row, 75 labels/sheet, 1000 labels per package. | M | 1000 | 1000 | 1000 | 199.55
07498372125 | C261X030YPT | TT,Adh Super-Tack Poly Lbl,2.61"x.3",WH | Thermal transfer component label, 2.61" W x 0.30" H, 4-port, super-tack polyester, white, 1 label/row, 2500 pc. package quantity. | M | 1000 | 5000 | 2500 | 193.65
07498334942 | C261X035Y1C | P1Cass,CompLbl,2.61"Wx.35"H,WH,EA | White, non-adhesive polyester label, 75/cassette, Mini-Com® 4-port identifier, 2.61" x 0.35". | PC | 1 | 10 | 1 | 73.7
07498344241 | C261X035Y1J | CompLabel,2.61"Wx.35"H,White,PK1000 | White, non-adhesive polyester label, Mini-Com® 4-port identifier, 2.61" x 0.35". | M | 1000 | 1000 | 1000 | 209.13
61305680067 | C261X035Y1M | MP Cassette, Comp Label, Non-Ahdesive Po | The C261X035Y1M Non-Adhesive Polyester Component Label Cassette includes both Label Material and Ribbon for easy changeover. Die-Cut labels designed to provide maximum aesthetic quality and appearance for identifying Mini-Com® 4-port identifier. Temperat | PC | 1 | 1 | 1 | 98.25
07498312700 | C261X035Y1T | TT,Non-Adh Poly Comp Lbl,2.61"x.35",WH | Thermal transfer component label, 2.61" W x 0.35" H, 4-port,non-adhesive polyester, white,2 labels/row, 1000 pc. package quantity. | M | 1000 | 2000 | 1000 | 136.02
07498309183 | C275X125YJJ | L/IJ,Adh Poly Comp Lbl,2.75"x1.25",WH | Laser/ink jet component label, 2.75" W x 1.25" H, adhesive polyester, white, 6 labels/row, 18 labels/sheet, 1000 labels/package. | M | 1000 | 1000 | 1000 | 178.99
07498302341 | C275X125YJT | TT,Adh Poly Comp Lbl,2.75"x1.25",WH | Thermal transfer component label, 2.75" W x 1.25" H, polyester, white, 1 label/row, 2500 pc. package quantity. | M | 1000 | 2500 | 2500 | 83.98
07498302719 | C275X125YMT | TT,Adh Poly Comp Lbl,2.75"x1.25",SIL | Thermal transfer component label, 2.75" W x 1.25" H, polyester, silver, 1 label/row, 2500 pc. package quantity. | M | 1000 | 2500 | 2500 | 137.93
07498357483 | C288X040Y1C | P1Cass,CompLbl,2.88"Wx.4"H,WH,EA | White, non-adhesive polyester label, 75/cassette, double-gang faceplate. | PC | 1 | 10 | 1 | 86.94
07498323079 | C2BL6 | Duct Cover,2in Wx6ft,PVC,BL,EA | The C2BL6 PVC Flush Wiring Duct Cover features a non-slip, liner to prevent cover slide. Designed with the user in mind, the cover is easy to install and remove. The general-purpose lead-free PVC material is suitable for use in indoor applications. UL 9 | FT | 1 | 6 | 6 | 1.95
07498300476 | C2BL6-F | Duct CVR w/film, PVC, 2W X 6',BLK,6ft | Duct cover with protective film, 2 W x 6' length, PVC, black. | FT | 1 | 6 | 6 | 2
07498327385 | C2IB6 | Duct CVR, PVC, 2W X 6', IBLU, 6ft | Duct cover, 2 W x 6' length, PVC, intrinsic blue. | FT | 1 | 6 | 6 | 2.04
07498300481 | C2IB6-F | Duct CVR w/film, PVC,2W X 6',IBLU,6ft | Duct cover with protective film, 2 W x 6' length, PVC, intrinsic blue. | FT | 1 | 6 | 6 | 2.1
07498323080 | C2LG6 | Duct CVR, PVC, 2W X 6', LG, 6ft | The C2LG6 PVC Flush Wiring Duct Cover features a non-slip, liner to prevent cover slide. Designed with the user in mind, the cover is easy to install and remove. The general-purpose lead-free PVC material is suitable for use in indoor applications. UL | FT | 1 | 6 | 6 | 1.95
07498300469 | C2LG6-F | Duct CVR w/film, PVC, 2W X 6',LG, 6ft | The C2LG6-F PVC Duct Cover with Protective Film features a temporary protection film that protects duct covers from damage during the installation process. The cover features a non-slip, liner to prevent cover slide. The general-purpose lead-free PVC mate | FT | 1 | 6 | 6 | 1.95
07498323082 | C2WH6 | Duct CVR, PVC, 2W X 6', WHT, 6ft | The C2WH6 PVC Flush Wiring Duct Cover features a non-slip, liner to prevent cover slide. Designed with the user in mind, the cover is easy to install and remove. The general-purpose lead-free PVC material is suitable for use in indoor applications. UL 9 | FT | 1 | 6 | 6 | 1.95
07498300461 | C2WH6-F | Duct CVR w/film, PVC, 2W X 6',WHT,6ft | The C2WH6-F PVC Duct Cover with Protective Film features a temporary protection film that protects duct covers from damage during the installation process. The cover features a non-slip, liner to prevent cover slide. The general-purpose lead-free PVC mate | FT | 1 | 6 | 6 | 1.95
07498308822 | C300X038TJT | TT,Adh Tedlar Comp Lbl,3"x.38",WH | Thermal transfer component label, 3.00" W x 0.38" H, tedlar, white, 5000 pc. package quantity.. | M | 1000 | 5000 | 5000 | 148.96
07498309075 | C300X038YJJ | L/IJ,Adh Poly Comp Lbl,3"x.38",WH | Polyester component label, 3.00" W x 0.38" H, adhesive polyester, white, 2 labels/row, 40 labels/sheet, 1000 labels/package. | M | 1000 | 1000 | 1000 | 110.4
07498308823 | C300X038YJT | TT,Adh Poly Comp Lbl,3"x.3/",WH | Thermal transfer component label, 3.00" W x 0.38" H, polyester, white, 1 label/row, 5000 pc. package quantity. | M | 1000 | 5000 | 5000 | 37.52
07498332029 | C300X100A0T | TT,Raised Pnl Comp Lbl,3"x1",BL | Thermal transfer raised panel component label, 3.00" W x 1.00" H, raised panel, black, 1 labels/row, 500 pc. package quantity. | M | 1000 | 500 | 500 | 802.8
07498332028 | C300X100A8T | TT,Raised Pnl Comp Lbl,3"x1",YL | Thermal transfer raised panel component label, 3.00" W x 1.00" H, raised panel, yellow, 1 labels/row, 500 pc. package quantity. | M | 1000 | 500 | 500 | 802.8
07498332027 | C300X100APT | TT,Raised Pnl Comp Lbl,3"x1",WH | The C300X100APT Thermal Transfer Raised Panel Component Label provides crisp, clear, and durable text. This label features a printable surface with a high-tack adhesive for strong holding power. Use with Panduit thermal transfer resin ribbons. Compatible | M | 1000 | 500 | 500 | 764.58
07498361169 | C300X100AWT | RaisedPanelLabel,3.00"x1.00",RD,PK500 | Thermal transfer raised panel component label, 3.00" W x 1.00" H, raised panel, red, 1 labels/row, 500 pc. package quantity. | M | 1000 | 500 | 500 | 787.05
07498309970 | C300X100YJJ | L/IJ,Adh Poly Comp Lbl,3"x1",WH | Laser/ink jet component label, 3.00" W x 1.00" H, adhesive polyester, white, 2 labels/row, 18 labels/sheet, 1000 labels/package. | M | 1000 | 1000 | 1000 | 187.93
07498308819 | C300X100YJT | TT,Adh Poly Comp Lbl,3"x1",WH | The C300X100YJT Thermal Transfer Component Label offers crisp, clear legends with superior legibility. These labels are designed for use with thermal transfer desktop printers, including the including the TDP43ME, TDP43HE, and TDP46HE printers. Compatibl | M | 1000 | 5000 | 2500 | 69.57
07498308820 | C300X100YMT | TT,Adh Poly Comp Lbl,3"x1",SIL | Thermal transfer component label, 3.00" W x 1.00" H, polyester, silver, 1 label/row, 2500 pc. package quantity. | M | 1000 | 2500 | 2500 | 121.66
07498302713 | C300X200YJT | TT,Adh Poly Comp Lbl,3"x2",WH | Thermal transfer component label, 3.00" W x 2.00" H, polyester, white, 1 label/row, 1000 pc. package quantity. | M | 1000 | 1000 | 1000 | 138.11
07498302714 | C300X200YMT | TT,Adh Poly Comp Lbl,3"x2",SIL | Thermal transfer component label, 3.00" W x 2.00" H, silver polyester, 1 label/row, 1000 pc. package quantity. | M | 1000 | 1000 | 1000 | 241.33
07498312430 | C300X250A0T | TT,Raised Pnl Comp Lbl,3"x2.5",BL | Thermal transfer raised panel component label, 3.00" W x 2.50" H, raised panel, black, 1 labels/row, 500 pc. package quantity. | M | 1000 | 500 | 500 | 1215.01
07498312429 | C300X250A8T | TT,Raised Pnl Comp Lbl,3"x2.5",YL | Thermal transfer raised panel component label, 3.00" W x 2.50" H, raised panel, yellow, 1 labels/row, 500 pc. package quantity. | M | 1000 | 500 | 500 | 1215.01
07498312481 | C300X250AMT | TT,Raised Pnl Comp Lbl,3"x2.5",SIL | Thermal transfer raised panel component label, 3.00" W x 2.50" H, raised panel, silver, 1 labels/row, 500 pc. package quantity. | M | 1000 | 500 | 500 | 1215.01
07498311217 | C300X250APT | TT,Raised Pnl Comp Lbl,3"x2.5",WH | Thermal transfer raised panel component label, 3.00" W x 2.50" H, raised panel, white, 1 labels/row, 500 pc. package quantity. | M | 1000 | 500 | 500 | 1215.03
07498312480 | C300X250AWT | TT,Raised Pnl Comp Lbl,3"x2.5",RD | Thermal transfer raised panel component label, 3.00" W x 2.50" H, raised panel, red, 1 labels/row, 500 pc. package quantity. | M | 1000 | 500 | 500 | 1215.01
07498332069 | C350A8-30-ES | TT,Raised Pnl EM Stop,3.5" dia,BL/YL | Pre-printed raised panel Emergency Stop label, Black on Yellow, 89mm diameter x 30.5mm hole. | M | 1000 | 50 | 25 | 2804.88
07498309015 | C350X100YJT | TT,Adh Poly Comp Lbl,3.5"x1",CL | Thermal transfer component label, 3.50" W x 1.00" H, polyester, white, 1 label/row, 2500 pc. package quantity. | M | 1000 | 2500 | 2500 | 92.58
07498332032 | C350X300A0T | TT,Raised Pnl Comp Lbl,3.5"x3",BL | Thermal transfer raised panel component label, 3.50" W x 3.00" H, raised panel, black, 1 label/row, 500 pc. package quantity. | M | 1000 | 500 | 500 | 1430.51
07498332031 | C350X300A8T | TT,Raised Pnl Comp Lbl,3.5"x3",YL | Thermal transfer raised panel component label, 3.50" W x 3.00" H, raised panel, yellow, 1 label/row, 500 pc. package quantity. | M | 1000 | 500 | 500 | 1362.39
07498332030 | C350X300APT | TT,Raised Pnl Comp Lbl,3.5"x3",WH | Thermal transfer raised panel component label, 3.50" W x 3.00" H, raised panel, white, 1 label/row, 500 pc. package quantity. | M | 1000 | 500 | 500 | 1362.39
61305631120 | C350X500WJI | Ink Jet, Comp Label, Vinyl, Standard Adh | Ink Jet Vinyl Component Label, 3.5 inches W x 5 inches L, standard adhesive. | RL | 1 | 1 | 1 | 45.74
61305679413 | C350X500WPI | Ink Jet, Comp Label, Vinyl, Super-Tack A | Ink Jet Vinyl Component Label, 3.5 inches W x 5 inches L, super-tack adhesive materials designed for high durability. | RL | 1 | 1 | 1 | 51.25
61305678573 | C350X500XJI | Ink Jet, Comp Label, Polyester, Standard | Ink Jet, Component Label, Adhesive Polyester, 3.5 Inch Wide x 5 Inch High, White, Labels can be printed in the Panduit C3500 Ink Jet printer, Use for identifying patch panels, faceplates, punchdown blocks and other network systems hardware, Die-cut labels | RL | 1 | 1 | 1 | 50
61305678559 | C350X500XPI | Ink Jet, Comp Label, Polyester, Super-Ta | Ink Jet, Component Label, Adhesive Super-Tack Polyester, 3.5 Inch Wide x 5 Inch High, White, Labels can be printed in the Panduit C3500 Ink Jet printer, Use for identifying patch panels, faceplates, punchdown blocks and other network systems hardware, Die | RL | 1 | 1 | 1 | 56.13
07498308913 | C379X030APT | TT,Raised Pnl Comp Lbl,3.79"x.3",WH | Thermal transfer raised panel component label, 3.79" W x 0.30" H,white, 1 label/row, 500 pc. package quantity. | M | 1000 | 500 | 500 | 521.54
07498311084 | C379X030AQT | RaisedPanelLabel,3.79"Wx.3"H,BU,PK500 | Thermal transfer raised panel component label, 3.79" W x 0.30" H,blue, 1 label/row, 500 pc. package quantity. | M | 1000 | 500 | 500 | 474.13
07498311082 | C379X030AWT | RaisedPanelLabel,3.79"Wx.3"H,RD,PK500 | Thermal transfer raised panel component label, 3.79" W x 0.30" H,red, 1 label/row, 500 pc. package quantity. | M | 1000 | 500 | 500 | 474.13
07498334946 | C379X030FJC | P1Cass,Label,AdhPO,3.79"Wx.3"H,WH,EA | Network label, P1 cassette, 3.79" W x 0.30" H, polyolefin, white, 75 labels/cassette, 1 pc. package quantity. | PC | 1 | 10 | 1 | 84.82
07498344245 | C379X030FJJ | NetworkLabel,Adh,3.79"Wx.3"H,WH,PK1000 | Laser/ink jet network label, 3.79" W x 0.30" H, 6-port identifier, adhesive polyolefin, white, 2 label/row, 50 labels/sheet, 1000 labels per package. | M | 1000 | 1000 | 1000 | 285.27
07498368081 | C379X030YPT | TT,Adh Super-Tack Lbl,3.79"x.3",WH | The C379X030YPT Thermal Transfer Component Label offers crisp, clear legends with superior legibility. These labels are designed for use with thermal transfer desktop printers, including the including the TDP43ME, TDP43HE, and TDP46HE printers. Compatibl | M | 1000 | 2500 | 2500 | 248.73
07498367443 | C379X030YPT-P | TT,Adh Perf Super-Tack Lbl,3.79"x.30",WH | Thermal transfer component label, 3.79" W x 0.30" H, 1,2,3,4,5 or 6-port, perforated super-tack polyester, white, 1 labels/row, 2500 pc. package quantity. | M | 1000 | 2500 | 2500 | 227.65
07498344246 | C390X030Y1J | CompLabel,Non-AdhesivePES,WH,PK1000 | White, non-adhesive polyester label, Mini-Com® 6-port identifier. | M | 1000 | 1000 | 1000 | 313.64
07498323119 | C3BL6 | Duct CVR, PVC, 3W X 6', BLK, 6ft | The C3BL6 PVC Flush Wiring Duct Cover features a non-slip, liner to prevent cover slide. Designed with the user in mind, the cover is easy to install and remove. The general-purpose lead-free PVC material is suitable for use in indoor applications. UL 9 | FT | 1 | 6 | 6 | 2.96
07498300478 | C3BL6-F | Duct CVR w/film, PVC, 3W X 6',BLK,6ft | Duct cover with protective film, 3 W x 6' length, PVC, black. | FT | 1 | 6 | 6 | 3.21
07498327386 | C3IB6 | Duct CVR, PVC, 3W X 6', IBLU, 6ft | Duct cover, 3 W x 6' length, PVC, intrinsic blue. | FT | 1 | 6 | 6 | 3.12
07498300482 | C3IB6-F | Duct CVR w/film, PVC,3W X 6',IBLU,6ft | Duct cover with protective film, 3 W x 6' length, PVC, intrinsic blue. | FT | 1 | 6 | 6 | 3.21
07498323120 | C3LG6 | Duct CVR, PVC, 3W X 6', LG, 6ft | The C3LG6 PVC Flush Wiring Duct Cover features a non-slip, liner to prevent cover slide. Designed with the user in mind, the cover is easy to install and remove. The general-purpose lead-free PVC material is suitable for use in indoor applications. UL | FT | 1 | 6 | 6 | 2.96
07498300471 | C3LG6-F | Duct CVR w/film, PVC, 3W X 6',LG, 6ft | The C3LG6-F PVC Duct Cover with Protective Film features a temporary protection film that protects duct covers from damage during the installation process. The cover features a non-slip, liner to prevent cover slide. The general-purpose lead-free PVC mat | FT | 1 | 6 | 6 | 2.96
07498323122 | C3WH6 | Duct CVR, PVC, 3W X 6', WHT, 6ft | The C3WH6 PVC Flush Wiring Duct Cover features a non-slip, liner to prevent cover slide. Designed with the user in mind, the cover is easy to install and remove. The general-purpose lead-free PVC material is suitable for use in indoor applications. UL 9 | FT | 1 | 6 | 6 | 2.96
07498300463 | C3WH6-F | Duct CVR w/film, PVC, 3W X 6',WHT,6ft | The C3WH6-F PVC Duct Cover with Protective Film features a temporary protection film that protects duct covers from damage during the installation process. The cover features a non-slip, liner to prevent cover slide. The general-purpose lead-free PVC mate | FT | 1 | 6 | 6 | 2.96
07498312207 | C400X100A0T | TT,Raised Pnl Comp Lbl,4"x1",BL | Thermal transfer raised panel component label, 4.00" W x 1.00" H, raised panel, black, 1 labels/row, 500 pc. package quantity. | M | 1000 | 500 | 500 | 890.18
07498312205 | C400X100A8T | TT,Raised Pnl Comp Lbl,4"x1",YL | Thermal transfer raised panel component label, 4.00" W x 1.00" H, raised panel, yellow, 1 labels/row, 500 pc. package quantity. | M | 1000 | 500 | 500 | 890.18
07498312208 | C400X100AMT | TT,Raised Pnl Comp Lbl,4"x1",SIL | Thermal transfer raised panel component label, 4.00" W x 1.00" H, raised panel, silver, 1 labels/row, 500 pc. package quantity. | M | 1000 | 500 | 500 | 890.18
07498311216 | C400X100APT | TT,Raised Pnl Comp Lbl,4"x1",WH | The C400X100APT Thermal Transfer Raised Panel Component Label provides crisp, clear, and durable text. This label features a printable surface with a high-tack adhesive for strong holding power. Use with Panduit thermal transfer resin ribbons. Compatible | M | 1000 | 500 | 500 | 847.79
07498312200 | C400X100AST | TT,Raised Pnl Comp Lbl,4"x1",GR | Thermal transfer raised panel component label, 4.00" W x 1.00" H, raised panel, green, 1 labels/row, 500 pc. package quantity. | M | 1000 | 500 | 500 | 890.18
07498312204 | C400X100AWT | TT,Raised Pnl Comp Lbl,4"x1",RD | Thermal transfer raised panel component label, 4.00" W x 1.00" H, raised panel, red, 1 labels/row, 500 pc. package quantity. | M | 1000 | 500 | 500 | 890.18
07498352263 | C400X100YJJ | CompLabel,Adh,4.00"Wx1.00"H,WH,PK1000 | Laser/ink jet component label, 4.00" W x 1.00" H, adhesive polyester, white, 2 labels/row, 20 labels/sheet, 1000 labels/package. | M | 1000 | 1000 | 1000 | 335.25
07498353566 | C400X100YJT | TT,Adh Poly Comp Lbl,4"x.1",WH,3"core | Thermal transfer component label, 4.00" W x 1.00" H, polyester, white, 1 label/row, 2500 pc. package quantity. | M | 1000 | 5000 | 2500 | 106.71
61305631130 | C400X200WJI | Ink Jet, Comp Label, Vinyl, Standard Adh | Ink Jet Vinyl Component Label, 4 inches W x 2 inches L, white, standard adhesive. | RL | 1 | 1 | 1 | 82.67
61305679414 | C400X200WPI | Ink Jet, Comp Label, Vinyl, Super-Tack A | Ink Jet Vinyl Component Label, 4 inches W x 2 inches L, super-tack adhesive materials designed for high durability. | RL | 1 | 1 | 1 | 97.7
61305678569 | C400X200XJI | Ink Jet, Comp Label, Polyester, Standard | Ink Jet, Component Label, Adhesive Polyester, 4 Inch Wide x 2 Inch High, White, Labels can be printed in the Panduit C3500 Ink Jet printer, Use for identifying patch panels, faceplates, punchdown blocks and other network systems hardware, Die-cut labels d | RL | 1 | 1 | 1 | 91.4
61305678697 | C400X200XPI | Ink Jet, Comp Label, Polyester, Super-Ta | Ink Jet, Component Label, Adhesive Super-Tack Polyester, 4 Inch Wide x 2 Inch High, White, Labels can be printed in the Panduit C3500 Ink Jet printer, Use for identifying patch panels, faceplates, punchdown blocks and other network systems hardware, Die-c | RL | 1 | 1 | 1 | 102.6
61305678557 | C400X200XPI-B | Ink Jet, Comp Label, Polyester, Super-Ta | Ink Jet, Component Label, Adhesive Super-Tack Polyester, 4 Inch Wide x 2 Inch High, White, Bulk Roll, Labels can be printed in the Panduit C3500 Ink Jet printer, Use for identifying patch panels, faceplates, punchdown blocks and other network systems hard | RL | 1 | 1 | 1 | 489.66
07498352264 | C400X200YJJ | L/IJ,Adh Poly Comp Lbl,4"x2",WH | Laser/ink jet component label, 4.00" W x 2.00" H, adhesive polyester, white, 2 labels/row, 10 labels/sheet, 1000 labels/package. | M | 1000 | 1000 | 1000 | 637.57
07498353567 | C400X200YJT | TT,Adh Poly Comp Lbl,4"x2",WH,3"core | Thermal transfer component label, 4.00" W x 2.00" H, polyester, white, 1 label/row, 1000 pc. package quantity. | M | 1000 | 1000 | 1000 | 178.81
07498302720 | C400X200YMT | TT,Adh Poly Comp Lbl,4"x2",WH | Thermal transfer component label, 4.00" W x 2.00" H, polyester, silver, 1 label/row, 1000 pc. package quantity. | M | 1000 | 2000 | 1000 | 261.37
07498308834 | C400X300YJT | TT,Adh Poly Comp Lbl,4"x3",WH | Thermal transfer component label, 4.00" W x 3.00" H, polyester, white, 1 label/row, 2500 pc. package quantity. | M | 1000 | 2500 | 2500 | 358.58
07498348989 | C400X300YPT | TT,Adh Super-Tack Poly,4"x3",WH,3"core | Thermal transfer component label, 4.00" W x 3.00" H, super-tack polyester, white, 1 label/row, 2500 pc. package quantity. | M | 1000 | 2500 | 2500 | 355.21
07498362309 | C400X400A51 | ArcFlashPodBL/OrWrngHdrLbl,4x4",PK250 | Die cut arc flash warning label, 4.00" x 4.00" (101.6mm x 101.6mm), warning header, polyester adhesive, orange header and black/white, 250 labels/roll, 1 roll/package. | RL | 1 | 2 | 1 | 163.41
07498306818 | C400X400ANT | RAISED PNL POD BL/OR WRNG HDR LBL,PK250 | Raised Panel Label, Die Cut, 4.0"W x 4.0"H (101.6mm x 101.6mm), White w/Orange/Black "Warning" Header. | RL | 1 | 1 | 1 | 1262.49
61305631138 | C400X400WJI | Ink Jet, Comp Label, Vinyl, Standard Adh | Ink Jet Vinyl Component Label, 4 inches W x 4 inches L, standard adhesive. | RL | 1 | 1 | 1 | 62.37
61305679416 | C400X400WPI | Ink Jet, Comp Label, Vinyl, Super-Tack A | Ink Jet Vinyl Component Label, 4 inches W x 4 inches L, super-tack adhesive materials designed for high durability. | RL | 1 | 1 | 1 | 69.89
61305678570 | C400X400XJI | Ink Jet, Comp Label, Polyester, Standard | Ink Jet, Component Label, Adhesive Polyester, 4 Inch Wide x 4 Inch High, White, Labels can be printed in the Panduit C3500 Ink Jet printer, Use for identifying patch panels, faceplates, punchdown blocks and other network systems hardware, Die-cut labels d | RL | 1 | 1 | 1 | 50
61305678561 | C400X400XPI | Ink Jet, Comp Label, Polyester, Super-Ta | Ink Jet, Component Label, Adhesive Super-Tack Polyester, 4 Inch Wide x 4 Inch High, White, Labels can be printed in the Panduit C3500 Ink Jet printer, Use for identifying patch panels, faceplates, punchdown blocks and other network systems hardware, Die-c | RL | 1 | 1 | 1 | 76.54
61305678566 | C400X400XPI-B | Ink Jet, Comp Label, Polyester, Super-Ta | Ink Jet, Component Label, Adhesive Super-Tack Polyester, 4 Inch Wide x 4 Inch High, White, Bulk Roll, Labels can be printed in the Panduit C3500 Ink Jet printer, Use for identifying patch panels, faceplates, punchdown blocks and other network systems hard | RL | 1 | 1 | 1 | 365.3
07498352265 | C400X400YJJ | L/IJ,Adh Poly Comp Lbl,4"x4",WH | Laser/ink jet component label, 4.00" W x 4.00" H, adhesive polyester, white, 2 labels/row, 4 labels/sheet, 1000 labels/package. | M | 1000 | 1000 | 1000 | 1338.99
07498353570 | C400X400YJT | TT,Adh Poly Comp Lbl,4"x4",WH,3"core | Thermal transfer component label, 4.00" W x 4.00" H, polyester, white, 1 label/row, 1000 pc. package quantity. | M | 1000 | 1000 | 1000 | 370.29
07498362281 | C400X400YZ1 | ARC FLASH POD WH/RD DNGR HDR LBL,PK250 | Die cut arc flash danger label, 4.00" x 4.00" (101.6mm x 101.6mm), danger header, polyester adhesive, red header and black/white, 250 labels/roll, 1 roll/package. | RL | 1 | 2 | 1 | 163.41
07498344867 | C400X600A41 | THRM TRF,DNGR HDR,4.00 X 6.00 IN,PK100 | Thermal transfer printable safety label, 4.00" x 6.00" (101.6mm x 152.4mm), danger header, blank (no legend), polyester adhesive, white/black/red, 100 labels/roll, 1 pc. package quantity. | RL | 1 | 2 | 1 | 83.18
07498344869 | C400X600A51 | ArcFlashPodBL/OrWrngHdrLbl,4x6",PK250 | Die cut arc flash warning label, 4.00" x 6.00" (101.6mm x 152.4mm), warning header, polyester adhesive, orange header and black/white, 100 labels/roll, 1 roll/package. | RL | 1 | 2 | 1 | 83.18
07498344871 | C400X600A61 | THRM TRF,CAUT. HDR,4.00 X 6.00 IN,PK100 | Thermal transfer printable safety label, 4.00" x 6.00" (101.6mm x 152.4 mm), caution header, polyester adhesive, yellow/black, 100 labels/roll, 1 roll/package. | RL | 1 | 2 | 1 | 95.07
07498302810 | C400X600AX1 | THRM TRF,NOTICE HDR,4.00 X 6.00 IN,PK100 | Thermal transfer printable safety label, 4.00" x 6.00" (101.6mm x 152.4 mm), notice header, polyester adhesive, blue/white, 100 labels/roll, 1 roll/package. | RL | 1 | 2 | 1 | 83.18
07498302811 | C400X600AY1 | THRM TRF,SAFETY HDR,4.00 X 6.00 IN,PK100 | Thermal transfer printable safety label, 4.00" x 6.00" (101.6mm x 152.4 mm), safety first header, polyester adhesive, green/white, 100 labels/roll, 1 roll/package. | RL | 1 | 2 | 1 | 95.07
07498331590 | C400X600AZ1 | THRM TRF POD,YL HDR,4.00 X 6.00 IN,PK100 | Thermal transfer printable arc flash label, 4.00" x 6.00" (101.6mm x 152.4 mm), polyester adhesive, yellow header, 100 labels/roll, 1 roll/package. | RL | 1 | 2 | 1 | 95.07
61305679406 | C400X600WJI | Ink Jet, Comp Label, Vinyl, Standard Adh | Ink Jet Vinyl Component Label, 4 inches W x 6 inches L, standard adhesive. | RL | 1 | 1 | 1 | 72.65
61305679415 | C400X600WPI | Ink Jet, Comp Label, Vinyl, Super-Tack A | Ink Jet Vinyl Component Label, 4 inches W x 6 inches L, super-tack adhesive materials designed for high durability. | RL | 1 | 1 | 1 | 76.15
61305678571 | C400X600XJI | Ink Jet, Comp Label, Polyester, Standard | Ink Jet, Component Label, Adhesive Polyester, 4 Inch Wide x 6 Inch High, White, Labels can be printed in the Panduit C3500 Ink Jet printer, Use for identifying patch panels, faceplates, punchdown blocks and other network systems hardware, Die-cut labels d | RL | 1 | 1 | 1 | 74.87
61305678562 | C400X600XPI | Ink Jet, Comp Label, Polyester, Super-Ta | Ink Jet, Component Label, Adhesive Super-Tack Polyester, 4 Inch Wide x 6 Inch High, White, Labels can be printed in the Panduit C3500 Ink Jet printer, Use for identifying patch panels, faceplates, punchdown blocks and other network systems hardware, Die-c | RL | 1 | 1 | 1 | 84.03
61305678567 | C400X600XPI-B | Ink Jet, Comp Label, Polyester, Super-Ta | Ink Jet, Component Label, Adhesive Super-Tack Polyester, 4 Inch Wide x 6 Inch High, White, Bulk Roll, Labels can be printed in the Panduit C3500 Ink Jet printer, Use for identifying patch panels, faceplates, punchdown blocks and other network systems hard | RL | 1 | 1 | 1 | 401.1
07498302812 | C400X600Y81 | THRM TRF POD,YL LBL,4.00 X 6.00 IN,PK100 | Thermal transfer printable safety label, 4.00" x 6.00" (101.6mm x 152.4 mm), polyester adhesive, yellow, 100 labels per roll. | RL | 1 | 2 | 1 | 97.95
07498334496 | C400X600YJT | TT,Adh Poly Comp Lbl,4"x6",WH,3"core | Thermal transfer component label, 4.00" W x 6.00" H, polyester, white, 1 label/row, 1000 pc. package quantity. | M | 1000 | 1000 | 1000 | 538.66
07498342206 | C400X600YX1 | ARCFLASH POD,OR HDR,4.00 X 6.00 IN,PK100 | Thermal transfer printable arc flash label, 4.00" x 6.00" (101.6mm x 152.4 mm), polyester adhesive, orange header, 100 labels/roll, 1 roll/package. | RL | 1 | 2 | 1 | 85.69
07498342208 | C400X600YZ1 | ARCFLASH POD,RD HDR,4.00 X 6.00 IN,PK100 | Thermal transfer printable arc flash label, 4.00" x 6.00" (101.6mm x 152.4 mm), polyester adhesive, red/white danger header, 100 labels/roll, 1 roll/package. | RL | 1 | 2 | 1 | 85.69
07498323139 | C4BL6 | Duct Cover,4in Wx6ft,PVC,BL,EA | The C4BL6 PVC Flush Wiring Duct Cover features a non-slip, liner to prevent cover slide. Designed with the user in mind, the cover is easy to install and remove. The general-purpose lead-free PVC material is suitable for use in indoor applications. UL 9 | FT | 1 | 6 | 6 | 3.57
07498300479 | C4BL6-F | Duct CVR w/film, PVC, 4W X 6',BLK,6ft | Duct cover with protective film, 4 W x 6' length, PVC, black. | FT | 1 | 6 | 6 | 3.86
07498327387 | C4IB6 | Duct CVR, PVC, 4W X 6', IBLU, 6ft | Duct cover, 4 W x 6' length, PVC, intrinsic blue. | FT | 1 | 6 | 6 | 3.76
07498323140 | C4LG6 | Duct CVR, PVC, 4W X 6', LG, 6ft | The C4LG6 PVC Flush Wiring Duct Cover features a non-slip, liner to prevent cover slide. Designed with the user in mind, the cover is easy to install and remove. The general-purpose lead-free PVC material is suitable for use in indoor applications. UL | FT | 1 | 6 | 6 | 3.57
07498300472 | C4LG6-F | Duct CVR w/film, PVC, 4W X 6',LG, 6ft | The C4LG6-F PVC Duct Cover with Protective Film features a temporary protection film that protects duct covers from damage during the installation process. The cover features a non-slip, liner to prevent cover slide. The general-purpose lead-free PVC mate | FT | 1 | 6 | 6 | 3.57
07498323142 | C4WH6 | Duct CVR, PVC, 4W X 6', WHT, 6ft | The C4WH6 PVC Flush Wiring Duct Cover features a non-slip, liner to prevent cover slide. Designed with the user in mind, the cover is easy to install and remove. The general-purpose lead-free PVC material is suitable for use in indoor applications. UL 9 | FT | 1 | 6 | 6 | 3.57
07498300464 | C4WH6-F | Duct CVR w/film, PVC, 4W X 6',WHT,6ft | The C4WH6-F PVC Duct Cover with Protective Film features a temporary protection film that protects duct covers from damage during the installation process. The cover features a non-slip, liner to prevent cover slide. The general-purpose lead-free PVC mate | FT | 1 | 6 | 6 | 3.57
61305623547 | C6BL6 | Duct Cover,6 Wx6ft,PVC,BL,EA | Duct cover, 6 W x 6' length, PVC, black. | FT | 1 | 6 | 6 | 9.97
07498341674 | C6LG6 | Duct Cover,6 Wx6ft,PVC,LG,EA | The C6LG6 PVC Flush Wiring Duct Cover features a non-slip, liner to prevent cover slide. Designed with the user in mind, the cover is easy to install and remove. The general-purpose lead-free PVC material is suitable for use in indoor applications. UL 9 | FT | 1 | 6 | 6 | 9.49
07498341675 | C6WH6 | Duct Cover,6 Wx6ft,PVC,WH,EA | The C6WH6 PVC Flush Wiring Duct Cover features a non-slip, liner to prevent cover slide. Designed with the user in mind, the cover is easy to install and remove. The general-purpose lead-free PVC material is suitable for use in indoor applications. UL 9 | FT | 1 | 6 | 6 | 9.49
07498309971 | C788X050YJJ | L/IJ,Adh Poly Comp Lbl,7.88"x.50",WH | Laser/ink jet component label, 7.88" W x 0.50" H, adhesive polyester, white, 1 labels/row, 16 labels/sheet, 400 labels/package. | M | 1000 | 2000 | 400 | 434.63
07498352267 | C850X1100YJJ | L/IJ,Adh Poly Comp Lbl,8.5"x11",WH | Laser/ink jet component label, 8.50" W x 11.0" H, adhesive polyester, white, 1 label/row, 1 labels/sheet, 25 labels/package. | C | 100 | 25 | 25 | 597.08
07498376044 | CAMT | Cut-OffAccessoryForGS4MT,EA | Cut-off accessory. Use this accessory with GS4MT tool to cut MBH or MBS continuous banding. Accessory drops in place for use. | PC | 1 | 1 | 1 | 183.13
07498358209 | CB175-38-QY | CuMechLug,OSF,#4-3/0AWG,3/8StudPKG25Y | One-hole, copper, single barrel, offset floating tongue lug, #4 - 3/0 AWG, 3/8 (9.5mm) stud hole. | C | 100 | 25 | 1 | 1187.59
07498358226 | CB70-14-CY | CuMechLug,OSF,#8-#2AWG,1/4StudPKG100Y | The CB70-14-CY Mechancial Cable Lug one-hole copper, single barrel, is made from high strength electrolytic copper to provide premium electrical and mechanical performance for wide wire range-taking capability that helps minimize inventory requirements. T | C | 100 | 100 | 1 | 312.01
61305644963 | CBH15L50-V6 | Cleat Bracket, Height 15mm, Length 50mm, | The CBH15L50-V6 Mounting Cleat Bracket is an effective option for protecting against high short circuit fault current requirements in harsh environments. This product eliminates the need for drilling holes through rungs to secure cable cleats and utilizes | C | 100 | 10 | 5 | 2892.86
61305644988 | CBH20L50-V6 | Cleat Bracket, Height 20mm, Length 50mm, | The CBH20L50-V6 Mounting Cleat Bracket is an effective option for protecting against high short circuit fault current requirements in harsh environments. This product eliminates the need for drilling holes through rungs to secure cable cleats and utilizes | C | 100 | 10 | 5 | 2983.27
61305644989 | CBH25L50-V6 | Cleat Bracket, Height 25mm, Length 50mm, | The CBH25L50-V6 Mounting Cleat Bracket is an effective option for protecting against high short circuit fault current requirements in harsh environments. This product eliminates the need for drilling holes through rungs to secure cable cleats and utilizes | C | 100 | 10 | 5 | 3037.53
61305644990 | CBH30L50-V6 | Cleat Bracket, Height 30mm, Length 50mm, | The CBH30L50-V6 Mounting Cleat Bracket is an effective option for protecting against high short circuit fault current requirements in harsh environments. This product eliminates the need for drilling holes through rungs to secure cable cleats and utilizes | C | 100 | 10 | 5 | 3109.84
07498355439 | CBP12-C | CircuitBoardPost,.12"Pst,PK100 | Circuit board post, .12" (3.2mm) post, standard package. | C | 100 | 500 | 100 | 23.85
07498355440 | CBP25-C | CircuitBoardPost,.25"Pst,PK100 | Circuit board post, .25" (6.4mm) post, standard package. | C | 100 | 500 | 100 | 24.45
07498355442 | CBP37-C | CircuitBoardPost,.38"Pst,PK100 | Circuit board post, .38" (9.7mm) post, standard package. | C | 100 | 500 | 100 | 24.88
07498355443 | CBP50-C | CircuitBoardPost,.5"Pst,PK100 | Circuit board post, .50" (12.7mm) post, standard package. | C | 100 | 500 | 100 | 25.37
07498355434 | CBP50-M | CircuitBoardPost,.5"Pst,PK1000 | Circuit board post, .50" (12.7mm) post, bulk package. | M | 1000 | 5000 | 1000 | 158.02
07498355435 | CBP62-M | CircuitBoardPost,.62",Nat,PK1000 | Circuit board post, .62" (15.8mm) post, bulk package. | M | 1000 | 5000 | 1000 | 160.87
07498355436 | CBP75-M | CircuitBoardPost,.75",Nat,PK1000 | Circuit board post, .75" (19.1mm) post, bulk package. | M | 1000 | 5000 | 1000 | 169.59
07498383921 | CBR1.5I-M | CTCableTies,NYL,INTER,5.9,NAT,PK1000 | Panduit Contour-Ty® Cable Ties are designed to provide consistent strength in high-vibration environments. Plus, with a low-profile head and parallel entry design, the tip enters easy and stays snug and snag-free. And with Nylon 6.6 material, it's ideal f | M | 1000 | 5000 | 1000 | 77.09
07498383922 | CBR1.5I-M0 | CTCableTies,WR NYL,INTER,5.9,BLK,PK1000 | Panduit CBR1.5I-M0 Contour-Ty® Cable Ties are designed to provide consistent strength in high-vibration environments. A low-profile head and parallel entry design, the curved tip enters easily and stays snug and snag-free. Intermediate cross section, 5.9” | M | 1000 | 5000 | 1000 | 99.18
07498300705 | CBR1.5I-M30 | CTCableTies,HS NYL,INTER,5.9,BLK,PK1000 | Panduit Contour-Ty® Cable Ties are designed to provide consistent strength in high-vibration environments. Plus, with a low-profile head and parallel entry design, the tip enters easy and stays snug and snag-free. And with Heat Stabilized Nylon 6.6 materi | M | 1000 | 5000 | 1000 | 99.9
07498383914 | CBR1.5M-M | CTCableTies,NYL,MINI,5.6,NAT,PK1000 | Panduit CBR1.5M-M Contour-Ty® Cable Ties are designed to provide consistent strength in high-vibration environments. A low-profile head and parallel entry design, the curved tip enters easily and stays snug and snag-free. Miniature cross section, 5.8” (14 | M | 1000 | 10000 | 1000 | 71.79
07498383915 | CBR1.5M-M0 | CTCableTies,WR NYL,MINI,5.6,BLK,PK1000 | Panduit Contour-Ty® Cable Ties are designed to provide consistent strength in high-vibration environments. Plus, with a low-profile head and parallel entry design, the tip enters easy and stays snug and snag-free. And with Weather Resistant Nylon 6.6 mate | M | 1000 | 10000 | 1000 | 103.16
07498383911 | CBR1M-M | CTCableTies,NYL,MINI,4.1,NAT,PK1000 | Panduit CBR1M-M Contour-Ty® Cable Ties are designed to provide consistent strength in high-vibration environments. A low-profile head and parallel entry design, the curved tip enters easily and stays snug and snag-free. Miniature cross section, 4.1” (104m | M | 1000 | 10000 | 1000 | 47.58
07498383912 | CBR1M-M0 | CTCableTies,WR NYL,MINI,4.1,BLK,PK1000 | Panduit CBR1M-M0 Contour-Ty® Cable Ties are designed to provide consistent strength in high-vibration environments. A low-profile head and parallel entry design, the curved tip enters easily and stays snug and snag-free. Miniature cross section, 4.1” (104 | M | 1000 | 10000 | 1000 | 74.5
07498378465 | CBR1M-M30 | CTCableTies,HS NYL,MINI,4.1,BLK,PK1000 | Panduit CBR1M-M30 Contour-Ty® Cable Ties are designed to provide consistent strength in high-vibration environments. A low-profile head and parallel entry design, the curved tip enters easily and stays snug and snag-free. Miniature cross section, 4.1” (10 | M | 1000 | 10000 | 1000 | 60.19
07498384113 | CBR2HS-D | CTCableTies,NYL,HSTD,8.0,NAT,PK500 | Panduit Contour-Ty® Cable Ties are designed to provide consistent strength in high-vibration environments. Plus, with a low-profile head and parallel entry design, the tip enters easy and stays snug and snag-free. And with Nylon 6.6 material, it's ideal f | M | 1000 | 1000 | 500 | 372.89
07498384114 | CBR2HS-D0 | CTCableTies,WR NYL,HSTD,8.0,BLK,PK500 | Panduit Contour-Ty® Cable Ties are designed to provide consistent strength in high-vibration environments. Plus, with a low-profile head and parallel entry design, the tip enters easy and stays snug and snag-free. And with Weather Resistant Nylon 6.6 mate | M | 1000 | 1000 | 500 | 484.75
07498383916 | CBR2M-M | CTCableTies,NYL,MINI,7.2,NAT,PK1000 | Panduit CBR2M-M Contour-Ty® Cable Ties are designed to provide consistent strength in high-vibration environments. A low-profile head and parallel entry design, the curved tip enters easily and stays snug and snag-free. Miniature cross section, 7.3” (185m | M | 1000 | 5000 | 1000 | 72.93
07498383917 | CBR2M-M0 | CTCableTies,WR NYL,MINI,7.2,BLK,PK1000 | Panduit Contour-Ty® Cable Ties are designed to provide consistent strength in high-vibration environments. Plus, with a low-profile head and parallel entry design, the tip enters easy and stays snug and snag-free. And with Weather Resistant Nylon 6.6 mate | M | 1000 | 5000 | 1000 | 113.18
07498337927 | CBR2M-M1 | CTCableTies,NYL,MINI,7.2,BRN,PK1000 | Panduit Contour-Ty® Cable Ties are designed to provide consistent strength in high-vibration environments. Plus, with a low-profile head and parallel entry design, the tip enters easy and stays snug and snag-free. And with Nylon 6.6 material, it's ideal f | M | 1000 | 50000 | 25000 | 89.8
07498319000 | CBR2M-M10 | CTCableTies,NYL,MINI,7.2,WHT,PK1000 | Panduit Contour-Ty® Cable Ties are designed to provide consistent strength in high-vibration environments. Plus, with a low-profile head and parallel entry design, the tip enters easy and stays snug and snag-free. And with Nylon 6.6 material, it's ideal f | M | 1000 | 5000 | 1000 | 85.7
07498337928 | CBR2M-M2 | CTCableTies,NYL,MINI,7.2,RED,PK1000 | Panduit Contour-Ty® Cable Ties are designed to provide consistent strength in high-vibration environments. Plus, with a low-profile head and parallel entry design, the tip enters easy and stays snug and snag-free. And with Nylon 6.6 material, it's ideal f | M | 1000 | 5000 | 1000 | 89.8
07498337929 | CBR2M-M3 | CTCableTies,NYL,MINI,7.2,ORG,PK1000 | Panduit Contour-Ty® Cable Ties are designed to provide consistent strength in high-vibration environments. Plus, with a low-profile head and parallel entry design, the tip enters easy and stays snug and snag-free. And with Nylon 6.6 material, it's ideal f | M | 1000 | 5000 | 1000 | 89.8
07498344742 | CBR2M-M4Y | CTCableTies,NYL,MINI,7.2,YEL,PK1000 | Panduit Contour-Ty® Cable Ties are designed to provide consistent strength in high-vibration environments. Plus, with a low-profile head and parallel entry design, the tip enters easy and stays snug and snag-free. And with Nylon 6.6 material, it's ideal f | M | 1000 | 50000 | 25000 | 89.8
07498337931 | CBR2M-M5 | CTCableTies,NYL,MINI,7.2,GRN,PK1000 | Panduit Contour-Ty® Cable Ties are designed to provide consistent strength in high-vibration environments. Plus, with a low-profile head and parallel entry design, the tip enters easy and stays snug and snag-free. And with Nylon 6.6 material, it's ideal f | M | 1000 | 5000 | 1000 | 89.8
07498337932 | CBR2M-M6 | CTCableTies,NYL,MINI,7.2,BLU,PK1000 | Panduit Contour-Ty® Cable Ties are designed to provide consistent strength in high-vibration environments. Plus, with a low-profile head and parallel entry design, the tip enters easy and stays snug and snag-free. And with Nylon 6.6 material, it's ideal f | M | 1000 | 5000 | 1000 | 89.8
07498383410 | CBR2S-M | CTCableTies,NYL,STD,7.6,NAT,PK1000 | Panduit CBR2S-M Contour-Ty® Cable Ties are designed to provide consistent strength in high-vibration environments. A low-profile head and parallel entry design, the curved tip enters easily and stays snug and snag-free. Standard cross section, 7.6” (193mm | M | 1000 | 2000 | 1000 | 105.31
07498383411 | CBR2S-M0 | CTCableTies,WR NYL,STD,7.6,BLK,PK1000 | Panduit CBR2S-M0 Contour-Ty® Cable Ties are designed to provide consistent strength in high-vibration environments. A low-profile head and parallel entry design, the curved tip enters easily and stays snug and snag-free. Standard cross section, 7.6” (193m | M | 1000 | 2000 | 1000 | 112.01
07498300706 | CBR2S-M30 | CTCableTies,HS NYL,STD,7.6,BLK,PK1000 | Panduit CBR2S-M30 Contour-Ty® Cable Ties are designed to provide consistent strength in high-vibration environments. A low-profile head and parallel entry design, the curved tip enters easily and stays snug and snag-free. Standard cross section, 7.6” (193 | M | 1000 | 2000 | 1000 | 130.09
07498344339 | CBR2S-M39 | CTCableTies,HS NYL,STD,7.6,NAT,PK1000 | Panduit CBR2S-M39 Contour-Ty® Cable Ties are designed to provide consistent strength in high-vibration environments. A low-profile head and parallel entry design, the curved tip enters easily and stays snug and snag-free. Standard cross section, 7.6” (193 | M | 1000 | 2000 | 1000 | 131.4
07498383902 | CBR3I-M | CTCableTies,NYL,INTER,10.4,NAT,PK1000 | Panduit CBR3I-M Contour-Ty® Cable Ties are designed to provide consistent strength in high-vibration environments. A low-profile head and parallel entry design, the curved tip enters easily and stays snug and snag-free. Intermediate cross section, 10.4” | M | 1000 | 2000 | 1000 | 201.05
07498383903 | CBR3I-M0 | CTCableTies,WRNYL,INTER,10.4,BLK,PK1000 | Panduit Contour-Ty® Cable Ties are designed to provide consistent strength in high-vibration environments. Plus, with a low-profile head and parallel entry design, the tip enters easy and stays snug and snag-free. And with Weather Resistant Nylon 6.6 mate | M | 1000 | 2000 | 1000 | 292.57
07498302207 | CBR3I-M10 | CTCableTies,NYL,INTER,10.4,WHT,PK1000 | Panduit Contour-Ty® Cable Ties are designed to provide consistent strength in high-vibration environments. Plus, with a low-profile head and parallel entry design, the tip enters easy and stays snug and snag-free. And with Nylon 6.6 material, it's ideal f | M | 1000 | 2000 | 1000 | 257.98
07498337936 | CBR3I-M3 | CTCableTies,NYL,INTER,10.4,ORG,PK1000 | Panduit Contour-Ty® Cable Ties are designed to provide consistent strength in high-vibration environments. Plus, with a low-profile head and parallel entry design, the tip enters easy and stays snug and snag-free. And with Nylon 6.6 material, it's ideal f | M | 1000 | 2000 | 1000 | 270.26
07498337939 | CBR3I-M6 | CTCableTies,NYL,INTER,10.4,BLU,PK1000 | Panduit Contour-Ty® Cable Ties are designed to provide consistent strength in high-vibration environments. Plus, with a low-profile head and parallel entry design, the tip enters easy and stays snug and snag-free. And with Nylon 6.6 material, it's ideal f | M | 1000 | 10000 | 1000 | 270.26
07498383413 | CBR3S-M | CTCableTies,NYL,STD,10.8,NAT,PK1000 | Panduit CBR3S-M Contour-Ty® Cable Ties are designed to provide consistent strength in high-vibration environments. A low-profile head and parallel entry design, the curved tip enters easily and stays snug and snag-free. Standard cross section, 10.8” (274 | M | 1000 | 1000 | 1000 | 261.3
07498383414 | CBR3S-M0 | CTCableTies,WR NYL,STD,10.8,BLK,PK1000 | Panduit CBR3S-M0 Contour-Ty® Cable Ties are designed to provide consistent strength in high-vibration environments. A low-profile head and parallel entry design, the curved tip enters easily and stays snug and snag-free. Standard cross section, 10.8” (274 | M | 1000 | 1000 | 1000 | 310.5
07498300707 | CBR3S-M30 | CTCableTies,HS NYL,STD,10.8,BLK,PK1000 | Panduit Contour-Ty® Cable Ties are designed to provide consistent strength in high-vibration environments. Plus, with a low-profile head and parallel entry design, the tip enters easy and stays snug and snag-free. And with Heat Stabilized Nylon 6.6 materi | M | 1000 | 1000 | 1000 | 327
07498383904 | CBR4I-M | CTCableTies,NYL,INTER,13.6,BLK,PK1000 | Panduit Contour-Ty® Cable Ties are designed to provide consistent strength in high-vibration environments. Plus, with a low-profile head and parallel entry design, the tip enters easy and stays snug and snag-free. And with Nylon 6.6 material, it's ideal f | M | 1000 | 2000 | 1000 | 328.54
07498383905 | CBR4I-M0 | CableTie,Interm,In-line,13.6,BLPK1000 | Panduit Contour-Ty® Cable Ties are designed to provide consistent strength in high-vibration environments. Plus, with a low-profile head and parallel entry design, the tip enters easy and stays snug and snag-free. And with Weather Resistant Nylon 6.6 mate | M | 1000 | 2000 | 1000 | 435.72
07498383906 | CBR4LH-TL | CTCableTies,NYL,LTH,14.6,NAT,PK250 | Panduit Contour-Ty® Cable Ties are designed to provide consistent strength in high-vibration environments. Plus, with a low-profile head and parallel entry design, the tip enters easy and stays snug and snag-free. And with Nylon 6.6 material, it's ideal f | M | 1000 | 500 | 250 | 642.01
07498383907 | CBR4LH-TL0 | CTCableTies,WR NYL,LTH,14.6,BLK,PK250 | Panduit Contour-Ty® Cable Ties are designed to provide consistent strength in high-vibration environments. Plus, with a low-profile head and parallel entry design, the tip enters easy and stays snug and snag-free. And with Weather Resistant Nylon 6.6 mate | M | 1000 | 500 | 250 | 701.88
07498300709 | CBR4LH-TL30 | CTCableTies,HS NYL,LTH,14.6,BLK,PK250 | Panduit Contour-Ty® Cable Ties are designed to provide consistent strength in high-vibration environments. Plus, with a low-profile head and parallel entry design, the tip enters easy and stays snug and snag-free. And with Heat Stabilized Nylon 6.6 materi | M | 1000 | 500 | 250 | 793
07498383415 | CBR4S-M | CTCableTies,NYL,STD,14.0,NAT,PK1000 | Panduit CBR4S-M Contour-Ty® Cable Ties are designed to provide consistent strength in high-vibration environments. A low-profile head and parallel entry design, the curved tip enters easily and stays snug and snag-free. Standard cross section, 14.0” (356 | M | 1000 | 1000 | 1000 | 291.78
07498383416 | CBR4S-M0 | CTCableTies,WR NYL,STD,14.0,BLK,PK1000 | Panduit CBR4S-M0 Contour-Ty® Cable Ties are designed to provide consistent strength in high-vibration environments. A low-profile head and parallel entry design, the curved tip enters easily and stays snug and snag-free. Standard cross section, 14.0” (356 | M | 1000 | 1000 | 1000 | 329.72
07498300708 | CBR4S-M30 | CTCableTies,HS NYL,STD,14.0,BLK,PK1000 | Panduit Contour-Ty® Cable Ties are designed to provide consistent strength in high-vibration environments. Plus, with a low-profile head and parallel entry design, the tip enters easy and stays snug and snag-free. And with Heat Stabilized Nylon 6.6 materi | M | 1000 | 1000 | 1000 | 375.6
07498383908 | CBR6LH-C | CTCableTies,NYL,LTH,20.9,NAT,PK100 | Panduit Contour-Ty® Cable Ties are designed to provide consistent strength in high-vibration environments. Plus, with a low-profile head and parallel entry design, the tip enters easy and stays snug and snag-free. And with Nylon 6.6 material, it's ideal f | M | 1000 | 1000 | 100 | 896.62
07498383909 | CBR6LH-C0 | CTCableTies,WR NYL,LTH,20.9,BLK,PK100 | Panduit Contour-Ty® Cable Ties are designed to provide consistent strength in high-vibration environments. Plus, with a low-profile head and parallel entry design, the tip enters easy and stays snug and snag-free. And with Weather Resistant Nylon 6.6 mate | M | 1000 | 1000 | 100 | 1147.06
07498300710 | CBR6LH-C30 | CTCableTies,HS NYL,LTH,20.9,BLK,PK100 | Panduit Contour-Ty® Cable Ties are designed to provide consistent strength in high-vibration environments. Plus, with a low-profile head and parallel entry design, the tip enters easy and stays snug and snag-free. And with Heat Stabilized Nylon 6.6 materi | M | 1000 | 1000 | 100 | 1092.43
61305626069 | CBS35-14-C | Copper Mechanical Lug, 1 Hole, 1 Barrel, | The CB35-14-CY Mechanical Cable Lug one-hole copper, single barrel, is made from high strength electrolytic copper to provide premium electrical and mechanical performance for wide wire range-taking capability that helps minimize inventory requirements. T | C | 100 | 1 | 1 | 302.75
61305626068 | CBS35-36-C | Copper Mechanical Lug, 1 Hole, 1 Barrel, | The CB35-36-CY Mechanical Cable Lug one-hole copper, single barrel, is made from high strength electrolytic copper to provide premium electrical and mechanical performance for wide wire range-taking capability that helps minimize inventory requirements. T | C | 100 | 1 | 1 | 333.85
61305681531 | CBS70-14-L | Copper Mechanical Lug, 1 Hole, 1 Barrel, | The CBS70-14-L Mechanical Cable Lug one-hole copper, single barrel, is made from high strength electrolytic copper to provide premium electrical and mechanical performance for wide wire range-taking capability that helps minimize inventory requirements. T | C | 100 | 1 | 1 | 300
61305674750 | CCAL1H1013-X | Cable Cleat, Aluminum, 1-Hole Configurat | The CCAL1H1013-X One-Hole Aluminum Cable Cleat is ideal for lower to medium short circuit faults in less corrosive environments. The cable cleat is certified to IEC 61914:2015, for use up to 93.4kA peak fault current and retains cables in the event of a s | C | 100 | 10 | 10 | 3748.95
61305673347 | CCAL1H1316-X | Cable Cleat, Aluminum, 1-Hole Configurat | The CCAL1H1316-X One-Hole Aluminum Cable Cleat is ideal for lower to medium short circuit faults in less corrosive environments. The cable cleat is certified to IEC 61914:2015, for use up to 93.4kA peak fault current and retains cables in the event of a s | C | 100 | 10 | 10 | 3964.45
61305673744 | CCAL1H1619-X | Cable Cleat, Aluminum, 1-Hole Configurat | The CCAL1H1619-X One-Hole Aluminum Cable Cleat is ideal for lower to medium short circuit faults in less corrosive environments. The cable cleat is certified to IEC 61914:2015, for use up to 93.4kA peak fault current and retains cables in the event of a s | C | 100 | 10 | 10 | 4007.52
61305673745 | CCAL1H1923-X | Cable Cleat, Aluminum, 1-Hole Configurat | The CCAL1H1923-X One-Hole Aluminum Cable Cleat is ideal for lower to medium short circuit faults in less corrosive environments. The cable cleat is certified to IEC 61914:2015, for use up to 93.4kA peak fault current and retains cables in the event of a s | C | 100 | 10 | 10 | 4007.52
61305673746 | CCAL1H2327-X | Cable Cleat, Aluminum, 1-Hole Configurat | The CCAL1H2327-X One-Hole Aluminum Cable Cleat is ideal for lower to medium short circuit faults in less corrosive environments. The cable cleat is certified to IEC 61914:2015, for use up to 93.4kA peak fault current and retains cables in the event of a s | C | 100 | 10 | 10 | 4007.52
61305673747 | CCAL1H2732-X | Cable Cleat, Aluminum, 1-Hole Configurat | Cable Cleat, Aluminum, 1-Hole Configuration w/a Cable Diameter of 27-32mm | C | 100 | 10 | 10 | 4266.1
61305673748 | CCAL1H3238-X | Cable Cleat, Aluminum, 1-Hole Configurat | The CCAL1H3238-X One-Hole Aluminum Cable Cleat is ideal for lower to medium short circuit faults in less corrosive environments. The cable cleat is certified to IEC 61914:2015, for use up to 93.4kA peak fault current and retains cables in the event of a s | C | 100 | 10 | 10 | 4524.61
61305673749 | CCAL1H3846-X | Cable Cleat, Aluminum, 1-Hole Configurat | The CCAL1H3846-X One-Hole Aluminum Cable Cleat is ideal for lower to medium short circuit faults in less corrosive environments. The cable cleat is certified to IEC 61914:2015, for use up to 93.4kA peak fault current and retains cables in the event of a s | C | 100 | 10 | 10 | 4524.61
61305673750 | CCAL1H4651-X | Cable Cleat, Aluminum, 1-Hole Configurat | The CCAL1H4651-X One-Hole Aluminum Cable Cleat is ideal for lower to medium short circuit faults in less corrosive environments. The cable cleat is certified to IEC 61914:2015, for use up to 93.4kA peak fault current and retains cables in the event of a s | C | 100 | 10 | 10 | 5041.71
61305673751 | CCAL1H5157-X | Cable Cleat, Aluminum, 1-Hole Configurat | The CCAL1H5157-X One-Hole Aluminum Cable Cleat is ideal for lower to medium short circuit faults in less corrosive environments. The cable cleat is certified to IEC 61914:2015, for use up to 93.4kA peak fault current and retains cables in the event of a s | C | 100 | 10 | 10 | 5127.89
61305674749 | CCAL2H109120-X | Cable Cleat, Aluminum, 2-Hole Configurat | The CCAL2H109120-X Two-Hole Aluminum Cable Cleat is ideal for medium to high short circuit faults in less corrosive environments. The cable cleat is certified to IEC 61914:2015, for use up to 131kA peak fault current and retains cables in the event of a s | C | 100 | 10 | 10 | 6980.8
61305674743 | CCAL2H3846-X | Cable Cleat, Aluminum, 2-Hole Configurat | The CCAL2H3846-X Two-Hole Aluminum Cable Cleat is ideal for medium to high short circuit faults in less corrosive environments. The cable cleat is certified to IEC 61914:2015, for use up to 131kA peak fault current and retains cables in the event of a sho | C | 100 | 10 | 10 | 4660.37
61305674744 | CCAL2H4658-X | Cable Cleat, Aluminum, 2-Hole Configurat | The CCAL2H4658-X Two-Hole Aluminum Cable Cleat is ideal for medium to high short circuit faults in less corrosive environments. The cable cleat is certified to IEC 61914:2015, for use up to 131kA peak fault current and retains cables in the event of a sho | C | 100 | 10 | 10 | 5281.73
61305674745 | CCAL2H5870-X | Cable Cleat, Aluminum, 2-Hole Configurat | The CCAL2H5870-X Two-Hole Aluminum Cable Cleat is ideal for medium to high short circuit faults in less corrosive environments. The cable cleat is certified to IEC 61914:2015, for use up to 131kA peak fault current and retains cables in the event of a sho | C | 100 | 10 | 10 | 5300.28
61305674746 | CCAL2H7083-X | Cable Cleat, Aluminum, 2-Hole Configurat | The CCAL2H7083-X Two-Hole Aluminum Cable Cleat is ideal for medium to high short circuit faults in less corrosive environments. The cable cleat is certified to IEC 61914:2015, for use up to 131kA peak fault current and retains cables in the event of a sho | C | 100 | 10 | 10 | 5774.26
61305674747 | CCAL2H8397-X | Cable Cleat, Aluminum, 2-Hole Configurat | The CCAL2H8397-X Two-Hole Aluminum Cable Cleat is ideal for medium to high short circuit faults in less corrosive environments. The cable cleat is certified to IEC 61914:2015, for use up to 131kA peak fault current and retains cables in the event of a sho | C | 100 | 10 | 10 | 6248.27
61305674748 | CCAL2H97109-X | Cable Cleat, Aluminum, 2-Hole Configurat | The CCAL2H97109-X Two-Hole Aluminum Cable Cleat is ideal for medium to high short circuit faults in less corrosive environments. The cable cleat is certified to IEC 61914:2015, for use up to 131kA peak fault current and retains cables in the event of a sh | C | 100 | 10 | 10 | 6506.85
61305675534 | CCALTR2326-X | Cable Cleat, Aluminum, Trefoil Configura | The CCALTR2326-X Aluminum Trefoil Cable Cleat is ideal for medium to high short circuit faults in less corrosive environments. The cable cleat is certified to IEC 61914:2015, for use up to 114kA peak fault current and retains cables in the event of a shor | C | 100 | 10 | 10 | 6745.81
61305675535 | CCALTR2528-X | Cable Cleat, Aluminum, Trefoil Configura | The CCALTR2528-X Aluminum Trefoil Cable Cleat is ideal for medium to high short circuit faults in less corrosive environments. The cable cleat is certified to IEC 61914:2015, for use up to 114kA peak fault current and retains cables in the event of a shor | C | 100 | 10 | 10 | 6745.81
61305675536 | CCALTR2730-X | Cable Cleat, Aluminum, Trefoil Configura | The CCALTR2730-X Aluminum Trefoil Cable Cleat is ideal for medium to high short circuit faults in less corrosive environments. The cable cleat is certified to IEC 61914:2015, for use up to 114kA peak fault current and retains cables in the event of a shor | C | 100 | 10 | 10 | 7215.87
61305675537 | CCALTR2932-X | Cable Cleat, Aluminum, Trefoil Configura | The CCALTR2932-X Aluminum Trefoil Cable Cleat is ideal for medium to high short circuit faults in less corrosive environments. The cable cleat is certified to IEC 61914:2015, for use up to 114kA peak fault current and retains cables in the event of a shor | C | 100 | 10 | 10 | 7215.87
61305675538 | CCALTR3135-X | Cable Cleat, Aluminum, Trefoil Configura | The CCALTR3135-X Aluminum Trefoil Cable Cleat is ideal for medium to high short circuit faults in less corrosive environments. The cable cleat is certified to IEC 61914:2015, for use up to 114kA peak fault current and retains cables in the event of a shor | C | 100 | 10 | 10 | 8191.32
61305675539 | CCALTR3438-X | Cable Cleat, Aluminum, Trefoil Configura | The CCALTR3438-X Aluminum Trefoil Cable Cleat is ideal for medium to high short circuit faults in less corrosive environments. The cable cleat is certified to IEC 61914:2015, for use up to 114kA peak fault current and retains cables in the event of a shor | C | 100 | 10 | 10 | 8191.32
61305675540 | CCALTR3741-X | Cable Cleat, Aluminum, Trefoil Configura | The CCALTR3741-X Aluminum Trefoil Cable Cleat is ideal for medium to high short circuit faults in less corrosive environments. The cable cleat is certified to IEC 61914:2015, for use up to 114kA peak fault current and retains cables in the event of a shor | C | 100 | 10 | 10 | 8261.84
61305675541 | CCALTR4044-X | Cable Cleat, Aluminum, Trefoil Configura | The CCALTR4044-X Aluminum Trefoil Cable Cleat is ideal for medium to high short circuit faults in less corrosive environments. The cable cleat is certified to IEC 61914:2015, for use up to 114kA peak fault current and retains cables in the event of a shor | C | 100 | 10 | 10 | 8261.84
61305675542 | CCALTR4347-X | Cable Cleat, Aluminum, Trefoil Configura | The CCALTR4347-X Aluminum Trefoil Cable Cleat is ideal for medium to high short circuit faults in less corrosive environments. The cable cleat is certified to IEC 61914:2015, for use up to 114kA peak fault current and retains cables in the event of a shor | C | 100 | 10 | 10 | 9284.3
61305675543 | CCALTR4651-X | Cable Cleat, Aluminum, Trefoil Configura | The CCALTR4651-X Aluminum Trefoil Cable Cleat is ideal for medium to high short circuit faults in less corrosive environments. The cable cleat is certified to IEC 61914:2015, for use up to 114kA peak fault current and retains cables in the event of a shor | C | 100 | 10 | 10 | 9284.3
61305675544 | CCALTR5056-X | Cable Cleat, Aluminum, Trefoil Configura | The CCALTR5561-X Aluminum Trefoil Cable Cleat is ideal for medium to high short circuit faults in less corrosive environments. The cable cleat is certified to IEC 61914:2015, for use up to 114kA peak fault current and retains cables in the event of a shor | C | 100 | 10 | 10 | 10753.31
61305675545 | CCALTR5561-X | Cable Cleat, Aluminum, Trefoil Configura | The CCALTR5561-X Aluminum Trefoil Cable Cleat is ideal for medium-high short circuit faults in less corrosive environments. This cable cleat complies with the IEC 61914:2015 standard and keeps cables contained in the event of a short circuit fault. Availa | C | 100 | 10 | 10 | 10753.31
61305675546 | CCALTR6067-X | Cable Cleat, Aluminum, Trefoil Configura | The CCALTR6067-X Aluminum Trefoil Cable Cleat is ideal for medium to high short circuit faults in less corrosive environments. The cable cleat is certified to IEC 61914:2015, for use up to 114kA peak fault current and retains cables in the event of a shor | C | 100 | 10 | 10 | 12027.96
61305675547 | CCALTR6675-X | Cable Cleat, Aluminum, Trefoil Configura | The CCALTR6675-X Aluminum Trefoil Cable Cleat is ideal for medium to high short circuit faults in less corrosive environments. The cable cleat is certified to IEC 61914:2015, for use up to 114kA peak fault current and retains cables in the event of a shor | C | 100 | 10 | 10 | 12465.25
07498360018 | CCH100-S10-C | FxdDiaClmp,1"Bdl,#10Screw,WH,PK100 | Fixed diameter cable clamp, heavy duty, #10 screw (M5), 1" (25.4mm) bundle, white, standard package. | C | 100 | 500 | 100 | 32.25
07498355623 | CCH100-S10-C0 | FxdDiaClmp,1"Bdl,#10Screw,BL,PK100 | Fixed diameter cable clamp, heavy duty, #10 screw (M5), 1" (25.4mm) bundle, black, standard package. | C | 100 | 500 | 100 | 35.45
07498360063 | CCH100-S10-D | FxdDiaClmp,1"Bdl,#10Screw,WH,PK500 | Fixed diameter cable clamp, heavy duty, #10 screw (M5), 1" (25.4mm) bundle, white, bulk package. | M | 1000 | 5000 | 500 | 201.1
07498360064 | CCH112-S10-C | FxdDiaClmp,1.12"Bdl,#10Screw,WH,PK100 | Fixed diameter cable clamp, heavy duty, #10 screw (M5), 1.12" (28.5mm) bundle, white, standard package. | M | 1000 | 500 | 100 | 344.82
07498359857 | CCH112-S10-C0 | FxdDiaClmp,1.12"Bdl,#10Screw,BL,PK100 | Fixed diameter cable clamp, heavy duty, #10 screw (M5), 1.12" (28.5mm) bundle, black, bulk package. | M | 1000 | 500 | 100 | 396.61
07498360005 | CCH12-S10-C | FxdDiaClmp,.12"Bdl,#10Screw,WH,PK100 | Fixed diameter cable clamp, heavy duty, #10 screw (M5), .12" (3.2mm) bundle, white, standard package. | C | 100 | 500 | 100 | 17.8
07498354955 | CCH12-S10-C0 | FxdDiaClmp,.12"Bdl,#10Screw,BL,PK100 | Fixed diameter cable clamp, heavy duty, #10 screw (M5), .12" (3.2mm) bundle, black, standard package. | C | 100 | 500 | 100 | 19.59
07498360066 | CCH125-S10-C | FxdDiaClmp,1.25"Bdl,#10Screw,WH,PK100 | Fixed diameter cable clamp, heavy duty, #10 screw (M5), 1.25" (31.8mm) bundle, white. | M | 1000 | 500 | 100 | 366.16
07498360067 | CCH138-S10-C | FxdDiaClmp,1.38"Bdl,#10Screw,WH,PK100 | Fixed diameter cable clamp, heavy duty, #10 screw (M5), 1.38" (35.1mm) bundle, white. | M | 1000 | 500 | 100 | 374.65
07498360068 | CCH150-S10-C | FxdDiaClmp,1.5"Bdl,#10Screw,WH,PK100 | Fixed diameter cable clamp, heavy duty, #10 screw (M5), 1.50" (38.1mm) bundle, white. | M | 1000 | 500 | 100 | 383.4
07498359861 | CCH150-S10-C0 | FxdDiaClmp,.19"Bdl,#10Screw,BL,BP | Fixed diameter cable clamp, heavy duty, #10 screw (M5), 1.50" (38.1mm) bundle, black, bulk package. | M | 1000 | 500 | 100 | 440.85
07498360006 | CCH19-S10-C | FxdDiaClmp,.19"Bdl,#10Screw,WH,PK100 | Fixed diameter cable clamp, heavy duty, #10 screw (M5), .19" (4.8mm) bundle, white, standard package. | C | 100 | 500 | 100 | 17.82
07498354956 | CCH19-S10-C0 | FxdDiaClmp,.19"Bdl,#10Screw,BL,SP | Fixed diameter cable clamp, heavy duty, #10 screw (M5), .19" (4.8mm) bundle, black, standard package. | C | 100 | 500 | 100 | 19.61
07498360051 | CCH19-S10-M | FxdDiaClmp,.19"Bdl,#10Screw,WH,PK1000 | Fixed diameter cable clamp, heavy duty, #10 screw (M5), .19" (4.8mm) bundle, white, bulk package. | M | 1000 | 5000 | 1000 | 111.26
07498359844 | CCH19-S10-M0 | FxdDiaClmp,.19"Bdl,#10Screw,BL,PK1000 | Fixed diameter cable clamp, heavy duty, #10 screw (M5), .19" (4.8mm) bundle, black, bulk package. | M | 1000 | 5000 | 1000 | 127.91
07498360007 | CCH25-S10-C | FxdDiaClmp,.25"Bdl,#10Screw,HD,WH,SP | Fixed diameter cable clamp, heavy duty, #10 screw (M5), .25" (6.4mm) bundle, white, standard package. | C | 100 | 500 | 100 | 17.69
07498355147 | CCH25-S10-C0 | FxdDiaClmp,.25"Bdl,#10Screw,HD,BL,SP | Fixed diameter cable clamp, heavy duty, #10 screw (M5), .25" (6.4mm) bundle, black, standard package. | C | 100 | 500 | 100 | 20.41
07498360052 | CCH25-S10-M | FxdDiaClmp,.25"Bdl,#10Screw,HD,WH,BP | Fixed diameter cable clamp, heavy duty, #10 screw (M5), .25" (6.4mm) bundle, white, bulk package. | M | 1000 | 5000 | 1000 | 115.61
07498359845 | CCH25-S10-M0 | FxdDiaClmp,.25"Bdl,#10Screw,BL,PK1000 | Fixed diameter cable clamp, heavy duty, #10 screw (M5), .25" (6.4mm) bundle, black, bulk package. | M | 1000 | 5000 | 1000 | 126.64
07498360008 | CCH31-S10-C | FxdDiaClmp,.31"Bdl,#10Screw,WH,PK100 | The fixed diameter cable clamp for heavy-duty applications uses a #10 (M5) screw and has a maximum bundle diameter of .31" (7.9mm). It is white and comes in packages of 100. | C | 100 | 500 | 100 | 19.59
07498355349 | CCH31-S10-C0 | FxdDiaClmp,.31"Bdl,#10Screw,BL,PK100 | Fixed diameter cable clamp, heavy duty, #10 screw (M5), .31" (7.9mm) bundle, black, standard package. | C | 100 | 500 | 100 | 21.51
07498360053 | CCH31-S10-M | FxdDiaClmp,.31"Bdl,#10Screw,WH,PK1000 | Fixed diameter cable clamp, heavy duty, #10 screw (M5), .31" (7.9mm) bundle, white, bulk package. | M | 1000 | 5000 | 1000 | 121.78
07498359846 | CCH31-S10-M0 | FxdDiaClmp,.31"Bdl,#10Screw,BL,PK1000 | Fixed diameter cable clamp, heavy duty, #10 screw (M5), .31" (7.9mm) bundle, black, bulk package. | M | 1000 | 5000 | 1000 | 140.01
07498360009 | CCH38-S10-C | FxdDiaClmp,.38"Bdl,#10Screw,WH,PK100 | Fixed diameter cable clamp, heavy duty, #10 screw (M5), .38" (9.7mm) bundle, white, standard package. | C | 100 | 500 | 100 | 19.96
07498355362 | CCH38-S10-C0 | FxdDiaClmp,.38"Bdl,#10Screw,BL,PK100 | Fixed diameter cable clamp, heavy duty, #10 screw (M5), .38" (9.7mm) bundle, black, standard package. | C | 100 | 500 | 100 | 23.05
07498360054 | CCH38-S10-M | FxdDiaClmp,.38"Bdl,#10Screw,WH,PK1000 | Fixed diameter cable clamp, heavy duty, #10 screw (M5), .38" (9.7mm) bundle, white, bulk package. | M | 1000 | 5000 | 1000 | 130.46
07498359847 | CCH38-S10-M0 | FxdDiaClmp,.38"Bdl,#10Screw,BL,PK1000 | Fixed diameter cable clamp, heavy duty, #10 screw (M5), .38" (9.7mm) bundle, black, bulk package. | M | 1000 | 5000 | 1000 | 150.07
07498360010 | CCH44-S10-C | FxdDiaClmp,.44"Bdl,#10Screw,WH,PK100 | Fixed diameter cable clamp, heavy duty, #10 screw (M5), .44" (11.2mm) bundle, white, standard package. | C | 100 | 500 | 100 | 21.24
07498360055 | CCH44-S10-M | FxdDiaClmp,.44"Bdl,#10Screw,WH,PK1000 | Fixed diameter cable clamp, heavy duty, #10 screw (M5), .44" (11.2mm) bundle, white, bulk package. | M | 1000 | 5000 | 1000 | 131.76
07498359848 | CCH44-S10-M0 | FxdDiaClmp,.44"Bdl,#10Screw,BL,PK1000 | Fixed diameter cable clamp, heavy duty, #10 screw (M5), .44" (11.2mm) bundle, black, bulk package. | M | 1000 | 5000 | 1000 | 151.55
07498360011 | CCH50-S10-C | FxdDiaClmp,.50"Bdl,#10Screw,WH,PK100 | Fixed diameter cable clamp, heavy duty, #10 screw (M5), .50" (12.7mm) bundle, white, standard package. | C | 100 | 500 | 100 | 20.37
07498356568 | CCH50-S10-C0 | FxdDiaClmp,.50"Bdl,#10Screw,BL,PK100 | Fixed diameter cable clamp, heavy duty, #10 screw (M5), .50" (12.7mm) bundle, black, standard package. | C | 100 | 500 | 100 | 23.53
07498360056 | CCH50-S10-M | FxdDiaClmp,.50"Bdl,#10Screw,WH,PK1000 | Fixed diameter cable clamp, heavy duty, #10 screw (M5), .50" (12.7mm) bundle, white, bulk package. | M | 1000 | 5000 | 1000 | 135.64
07498356611 | CCH50-S10-M0 | FxdDiaClmp,.50"Bdl,#10Screw,BL,PK1000 | Fixed diameter cable clamp, heavy duty, #10 screw (M5), .50" (12.7mm) bundle, black, bulk package. | M | 1000 | 5000 | 1000 | 152.97
07498360012 | CCH56-S10-C | FxdDiaClmp,.56"Bdl,#10Screw,WH,PK100 | Fixed diameter cable clamp, heavy duty, #10 screw (M5), .56" (14.2mm) bundle, white, standard package. | C | 100 | 500 | 100 | 23.43
07498360057 | CCH56-S10-M | FxdDiaClmp,.56"Bdl,#10Screw,WH,PK1000 | Fixed diameter cable clamp, heavy duty, #10 screw (M5), .56" (14.2mm) bundle, white, bulk package. | M | 1000 | 5000 | 1000 | 145.89
07498360013 | CCH62-S10-C | FxdDiaClmp,.62"Bdl,#10Screw,WH,PK100 | Fixed diameter cable clamp, heavy duty, #10 screw (M5), .62" (15.8mm) bundle, white, standard package. | C | 100 | 500 | 100 | 24.58
07498355488 | CCH62-S10-C0 | FxdDiaClmp,.62"Bdl,#10Screw,BL,PK100 | Fixed diameter cable clamp, heavy duty, #10 screw (M5), .62" (15.8mm) bundle, black, standard package. | C | 100 | 500 | 100 | 26.97
07498360058 | CCH62-S10-M | FxdDiaClmp,.62"Bdl,#10Screw,WH,PK1000 | Fixed diameter cable clamp, heavy duty, #10 screw (M5), .62" (15.8mm) bundle, white, bulk package. | M | 1000 | 5000 | 1000 | 152.42
07498359851 | CCH62-S10-M0 | FxdDiaClmp,.62"Bdl,#10Screw,BL,PK1000 | Fixed diameter cable clamp, heavy duty, #10 screw (M5), .62" (15.8mm) bundle, black, bulk package. | M | 1000 | 5000 | 1000 | 175.35
07498360014 | CCH69-S10-C | FxdDiaClmp,.69"Bdl,#10Screw,WH,PK100 | Fixed diameter cable clamp, heavy duty, #10 screw (M5), .69" (17.5mm) bundle, white, standard package. | C | 100 | 500 | 100 | 28.24
07498358672 | CCH69-S10-D | FxdDiaClmp,.69"Bdl,#10Screw,WH,PK500 | Fixed diameter cable clamp, heavy duty, #10 screw (M5), .69" (17.5mm) bundle, white, bulk package. | M | 1000 | 5000 | 500 | 175.28
07498360015 | CCH75-S10-C | FxdDiaClmp,.75"Bdl,#10Screw,WH,PK100 | Fixed diameter cable clamp, heavy duty, #10 screw (M5), .75" (19.1mm) bundle, white, standard package. | C | 100 | 500 | 100 | 29.33
07498355514 | CCH75-S10-C0 | FxdDiaClmp,.75"Bdl,#10Screw,BL,PK100 | Fixed diameter cable clamp, heavy duty, #10 screw (M5), .75" (19.1mm) bundle, black, standard package. | C | 100 | 500 | 100 | 32.2
07498358673 | CCH75-S10-D | FxdDiaClmp,.75"Bdl,#10Screw,WH,PK500 | Fixed diameter cable clamp, heavy duty, #10 screw (M5), .75" (19.1mm) bundle, white, bulk package. | M | 1000 | 5000 | 500 | 182.87
07498359853 | CCH75-S10-D0 | FxdDiaClmp,.75"Bdl,#10Screw,BL,PK500 | Fixed diameter cable clamp, heavy duty, #10 screw (M5), .75" (19.1mm) bundle, black, bulk package. | M | 1000 | 5000 | 500 | 210.32
07498355535 | CCH81-S10-C0 | FxdDiaClmp,.81"Bdl,#10Screw,BL,PK100 | Fixed diameter cable clamp, heavy duty, #10 screw (M5), .81" (20.1mm) bundle, black, standard package. | C | 100 | 500 | 100 | 33.18
07498360017 | CCH87-S10-C | FxdDiaClmp,.87"Bdl,#10Screw,WH,PK100 | Fixed diameter cable clamp, heavy duty, #10 screw (M5), .87" (22.1mm) bundle, white, standard package. | C | 100 | 500 | 100 | 31.33
07498359855 | CCH87-S10-D0 | FxdDiaClmp,.87"Bdl,#10Screw,BL,PK500 | Fixed diameter cable clamp, heavy duty, #10 screw (M5), .87" (22.1mm) bundle, black, bulk package. | M | 1000 | 5000 | 500 | 222.21
61305673292 | CCPL1H1013-X | Cable Cleat, Polymer, 1-Hole Configurati | The CCPL1H1013-X Polymer One-Hole Cable Cleat is ideal for lower to medium short circuit faults in less harsh environments. The cable cleat is certified to IEC 61914:2015, tested up to 69.5kA peak fault current and retains cables in the event of a short c | C | 100 | 10 | 10 | 3408.15
61305673293 | CCPL1H1316-X | Cable Cleat, Polymer, 1-Hole Configurati | The CCPL1H1316-X Polymer One-Hole Cable Cleat is ideal for lower to medium short circuit faults in less harsh environments. The cable cleat is certified to IEC 61914:2015, tested up to 69.5kA peak fault current and retains cables in the event of a short c | C | 100 | 10 | 10 | 3604.03
61305673294 | CCPL1H1619-X | Cable Cleat, Polymer, 1-Hole Configurati | The CCPL1H1619-X Polymer One-Hole Cable Cleat is ideal for lower to medium short circuit faults in less harsh environments. The cable cleat is certified to IEC 61914:2015, tested up to 69.5kA peak fault current and retains cables in the event of a short c | C | 100 | 10 | 10 | 3643.21
61305673295 | CCPL1H1923-X | Cable Cleat, Polymer, 1-Hole Configurati | The CCPL1H1923-X Polymer One-Hole Cable Cleat is ideal for lower to medium short circuit faults in less harsh environments. The cable cleat is certified to IEC 61914:2015, tested up to 69.5kA peak fault current and retains cables in the event of a short c | C | 100 | 10 | 10 | 3643.21
61305673296 | CCPL1H2327-X | Cable Cleat, Polymer, 1-Hole Configurati | The CCPL1H2327-X Polymer One-Hole Cable Cleat is ideal for lower to medium short circuit faults in less harsh environments. The cable cleat is certified to IEC 61914:2015, tested up to 69.5kA peak fault current and retains cables in the event of a short c | C | 100 | 10 | 10 | 3643.21
61305673297 | CCPL1H2732-X | Cable Cleat, Polymer, 1-Hole Configurati | The CCPL1H2732-X Polymer One-Hole Cable Cleat is ideal for lower to medium short circuit faults in less harsh environments. The cable cleat is certified to IEC 61914:2015, tested up to 69.5kA peak fault current and retains cables in the event of a short c | C | 100 | 10 | 10 | 3878.22
61305673298 | CCPL1H3238-X | Cable Cleat, Polymer, 1-Hole Configurati | The CCPL1H3238-X Polymer One-Hole Cable Cleat is ideal for lower to medium short circuit faults in less harsh environments. The cable cleat is certified to IEC 61914:2015, tested up to 69.5kA peak fault current and retains cables in the event of a short c | C | 100 | 10 | 10 | 4113.29
61305673299 | CCPL1H3846-X | Cable Cleat, Polymer, 1-Hole Configurati | The CCPL1H3846-X Polymer One-Hole Cable Cleat is ideal for lower to medium short circuit faults in less harsh environments. The cable cleat is certified to IEC 61914:2015, tested up to 69.5kA peak fault current and retains cables in the event of a short c | C | 100 | 10 | 10 | 4113.29
61305673300 | CCPL1H4651-X | Cable Cleat, Polymer, 1-Hole Configurati | The CCPL1H4651-X Polymer One-Hole Cable Cleat is ideal for lower to medium short circuit faults in less harsh environments. The cable cleat is certified to IEC 61914:2015, tested up to 69.5kA peak fault current and retains cables in the event of a short c | C | 100 | 10 | 10 | 4583.37
61305673301 | CCPL1H5157-X | Cable Cleat, Polymer, 1-Hole Configurati | The CCPL1H5157-X Polymer One-Hole Cable Cleat is ideal for lower to medium short circuit faults in less harsh environments. The cable cleat is certified to IEC 61914:2015, tested up to 69.5kA peak fault current and retains cables in the event of a short c | C | 100 | 10 | 10 | 4661.74
61305673308 | CCPL2H109120-X | Cable Cleat, Polymer, 2-Hole Configurati | The CCPL2H109120-X Polymer Two-Hole Cable Cleat is ideal for lower to medium short circuit faults in less harsh environments. The cable cleat is certified to IEC 61914:2015, tested up to 85.4kA peak fault current and retains cables in the event of a short | C | 100 | 10 | 10 | 6346.22
61305673309 | CCPL2H120135-X | Cable Cleat, Polymer, 2-Hole Configurati | The CCPL2H120135-X Polymer Two-Hole Cable Cleat is ideal for lower to medium short circuit faults in less harsh environments. The cable cleat is certified to IEC 61914:2015, tested up to 85.4kA peak fault current and retains cables in the event of a short | C | 100 | 10 | 10 | 7364.73
61305673310 | CCPL2H135150-X | Cable Cleat, Polymer, 2-Hole Configurati | The CCPL2H135150-X Polymer Two-Hole Cable Cleat is ideal for lower to medium short circuit faults in less harsh environments. The cable cleat is certified to IEC 61914:2015, tested up to 85.4kA peak fault current and retains cables in the event of a short | C | 100 | 10 | 10 | 8500.8
61305673311 | CCPL2H150165-X | Cable Cleat, Polymer, 2-Hole Configurati | The CCPL2H150165-X Polymer Two-Hole Cable Cleat is ideal for lower to medium short circuit faults in less harsh environments. The cable cleat is certified to IEC 61914:2015, tested up to 85.4kA peak fault current and retains cables in the event of a short | C | 100 | 10 | 10 | 9440.99
61305673302 | CCPL2H3846-X | Cable Cleat, Polymer, 2-Hole Configurati | Cable Cleat, Polymer, 2-Hole Configuration w/a Cable Diameter of 38-46mm | C | 100 | 10 | 10 | 4236.69
61305673303 | CCPL2H4658-X | Cable Cleat, Polymer, 2-Hole Configurati | The CCPL2H4658-X Polymer Two-Hole Cable Cleat is ideal for lower to medium short circuit faults in less harsh environments. The cable cleat is certified to IEC 61914:2015, tested up to 85.4kA peak fault current and retains cables in the event of a short c | C | 100 | 10 | 10 | 4801.57
61305673304 | CCPL2H5870-X | Cable Cleat, Polymer, 2-Hole Configurati | Cable Cleat, Polymer, 2-Hole Configuration w/a Cable Diameter of 58-70mm | C | 100 | 10 | 10 | 4818.43
61305673305 | CCPL2H7083-X | Cable Cleat, Polymer, 2-Hole Configurati | The CCPL2H7083-X Polymer Two-Hole Cable Cleat is ideal for lower to medium short circuit faults in less harsh environments. The cable cleat is certified to IEC 61914:2015, tested up to 85.4kA peak fault current and retains cables in the event of a short c | C | 100 | 10 | 10 | 5249.33
61305673306 | CCPL2H8397-X | Cable Cleat, Polymer, 2-Hole Configurati | The CCPL2H8397-X Polymer Two-Hole Cable Cleat is ideal for lower to medium short circuit faults in less harsh environments. The cable cleat is certified to IEC 61914:2015, tested up to 85.4kA peak fault current and retains cables in the event of a short c | C | 100 | 10 | 10 | 5680.27
61305673307 | CCPL2H97109-X | Cable Cleat, Polymer, 2-Hole Configurati | The CCPL2H97109-X Polymer Two-Hole Cable Cleat is ideal for lower to medium short circuit faults in less harsh environments. The cable cleat is certified to IEC 61914:2015, tested up to 85.4kA peak fault current and retains cables in the event of a short | C | 100 | 10 | 10 | 5915.32
61305669998 | CCPLTR2228-X | Cable Cleat, Polymer, Trefoil Configurat | Cable Cleat, Polymer, Trefoil Configuration w/ a Cable Diameter of 22-28mm | C | 100 | 10 | 10 | 6132.54
61305669081 | CCPLTR2633-X | Cable Cleat, Polymer, Trefoil Configurat | Cable Cleat, Polymer, Trefoil Configuration w/ a Cable Diameter of 26-33mm | C | 100 | 10 | 10 | 6559.89
61305669082 | CCPLTR3139-X | Cable Cleat, Polymer, Trefoil Configurat | Cable Cleat, Polymer, Trefoil Configuration w/ a Cable Diameter of 31-39mm | C | 100 | 10 | 10 | 7446.68
61305669083 | CCPLTR3745-X | Cable Cleat, Polymer, Trefoil Configurat | Cable Cleat, Polymer, Trefoil Configuration w/ a Cable Diameter of 37-45mm | C | 100 | 10 | 10 | 7510.77
61305669084 | CCPLTR4352-X | Cable Cleat, Polymer, Trefoil Configurat | Cable Cleat, Polymer, Trefoil Configuration w/ a Cable Diameter of 43-52mm | C | 100 | 10 | 10 | 8440.28
61305669085 | CCPLTR5060-X | Cable Cleat, Polymer, Trefoil Configurat | Cable Cleat, Polymer, Trefoil Configuration w/ a Cable Diameter of 50-60mm | C | 100 | 10 | 10 | 9775.73
07498359990 | CCS12-S8-C | FxdDiaClmp,.12"Bdl,#8Screw,WH,PK100 | The fixed diameter cable clamp uses a #8 (M4) screw and has a maximum bundle diameter of .12" (3.2mm). It is white and comes in packages of 100. | C | 100 | 500 | 100 | 13.51
07498354886 | CCS12-S8-C0 | FxdDiaClmp,.12"Bdl,#8Screw,BL,PK100 | Fixed diameter cable clamp, #8 screw (M4), .12" (3.2mm) bundle, black, standard package. | C | 100 | 500 | 100 | 14.85
07498360069 | CCS12-S8-M | FxdDiaClmp,.12"Bdl,#8Screw,WH,PK1000 | Fixed diameter cable clamp, #8 screw (M4), .12" (3.2mm) bundle, white, bulk package. | M | 1000 | 5000 | 1000 | 84.45
07498359835 | CCS12-S8-M0 | FxdDiaClmp,.12"Bdl,#8Screw,BL,PK1000 | Fixed diameter cable clamp, #8 screw (M4), .12" (3.2mm) bundle, black, bulk package. | M | 1000 | 5000 | 1000 | 97.16
07498359991 | CCS19-S8-C | FxdDiaClmp,.19"Bdl,#8Screw,WH,PK100 | Fixed diameter cable clamp, #8 screw (M4), .19" (4.8mm) bundle, white, standard package. | C | 100 | 500 | 100 | 12.93
07498354892 | CCS19-S8-C0 | FxdDiaClmp,.19"Bdl,#8Screw,BL,PK100 | Fixed diameter cable clamp, #8 screw (M4), .19" (4.8mm) bundle, black, standard package. | C | 100 | 500 | 100 | 14.95
07498360070 | CCS19-S8-M | FxdDiaClmp,.19"Bdl,#8Screw,WH,PK1000 | Panduit CCS19-S8-M Fixed Diameter Cable Clamps bind wires and cables together and then allow them to be secured to various surfaces. Their fully rounded inside edges minimize abrasion to wire bundles. For use in indoor environments with #8 (M4) screws and | M | 1000 | 5000 | 1000 | 81.06
07498359836 | CCS19-S8-M0 | FxdDiaClmp,.19"Bdl,#8Screw,BL,PK1000 | Fixed diameter cable clamp, #8 screw (M4), .19" (4.8mm) bundle, black, bulk package. | M | 1000 | 5000 | 1000 | 97.85
07498336257 | CCS25-S10-C | FxdDiaClmp,.25"Bdl,#10Screw,WH,SP | Fixed diameter cable clamp, #10 screw (M5), .25" (6.4mm) bundle, white, standard package. | C | 100 | 500 | 100 | 14.04
07498354902 | CCS25-S10-C0 | FxdDiaClmp,.25"Bdl,#10Screw,BL,SP | Fixed diameter cable clamp, #10 screw (M5), .25" (6.4mm) bundle, black, standard package. | C | 100 | 500 | 100 | 15.43
07498360076 | CCS25-S10-M | FxdDiaClmp,.25"Bdl,#10Screw,WH,BP | Fixed diameter cable clamp, #10 screw (M5), .25" (6.4mm) bundle, white, bulk package. | M | 1000 | 5000 | 1000 | 87.54
07498359992 | CCS25-S8-C | FxdDiaClmp,.25"Bdl,#8Screw,WH,PK100 | Fixed diameter cable clamp, #8 screw (M4), .25" (6.4mm) bundle, white, standard package. | C | 100 | 500 | 100 | 14.04
07498354893 | CCS25-S8-C0 | FxdDiaClmp,.25"Bdl,#8Screw,BL,PK100 | The fixed diameter cable clamp uses a #8 (M4) screw and has a maximum bundle diameter of .25" (6.4mm) . It is black and comes in packages of 100. | C | 100 | 500 | 100 | 15.43
07498360071 | CCS25-S8-M | FxdDiaClmp,.25"Bdl,#8Screw,WH,PK1000 | Panduit CCS25-S8-M Fixed Diameter Cable Clamps bind wires and cables together and then allow them to be secured to various surfaces. Their fully rounded inside edges minimize abrasion to wire bundles. For use in indoor environments with #8 (M4) screws and | M | 1000 | 5000 | 1000 | 83.37
07498359837 | CCS25-S8-M0 | FxdDiaClmp,.25"Bdl,#8Screw,BL,PK1000 | The fixed diameter cable clamp uses a #8 (M4) screw and has a maximum bundle diameter of .25" (6.4mm) . It is black and comes in packages of 1000. | M | 1000 | 5000 | 1000 | 100.68
07498359993 | CCS31-S8-C | FxdDiaClmp,.31"Bdl,#8Screw,WH,PK100 | Fixed diameter cable clamp, #8 screw (M4), .31" (7.9mm) bundle, white, standard package. | C | 100 | 500 | 100 | 14.41
07498354914 | CCS31-S8-C0 | FxdDiaClmp,.31"Bdl,#8Screw,BL,PK100 | Fixed diameter cable clamp, #8 screw (M4), .31" (7.9mm) bundle, black, standard package. | C | 100 | 500 | 100 | 15.85
07498360072 | CCS31-S8-M | FxdDiaClmp,.31"Bdl,#8Screw,WH,PK1000 | Fixed diameter cable clamp, #8 screw (M4), .31" (7.9mm) bundle, white, bulk package. | M | 1000 | 5000 | 1000 | 89.63
07498359839 | CCS31-S8-M0 | FxdDiaClmp,.31"Bdl,#8Screw,BL,PK1000 | Fixed diameter cable clamp, #8 screw (M4), .31" (7.9mm) bundle, black, bulk package. | M | 1000 | 5000 | 1000 | 103.17
07498359994 | CCS38-S8-C | FxdDiaClmp,.38"Bdl,#8Screw,WH,PK100 | Fixed diameter cable clamp, #8 screw (M4), .38" (9.7mm) bundle, white, standard package. | C | 100 | 500 | 100 | 15.21
07498354915 | CCS38-S8-C0 | FxdDiaClmp,.38"Bdl,#8Screw,BL,PK100 | Fixed diameter cable clamp, #8 screw (M4), .38" (9.7mm) bundle, black, standard package. | C | 100 | 500 | 100 | 16.73
07498360073 | CCS38-S8-M | FxdDiaClmp,.38"Bdl,#8Screw,WH,PK1000 | Fixed diameter cable clamp, #8 screw (M4), .38" (9.7mm) bundle, white, bulk package. | M | 1000 | 5000 | 1000 | 95.01
07498359840 | CCS38-S8-M0 | FxdDiaClmp,.38"Bdl,#8Screw,BL,PK1000 | Fixed diameter cable clamp, #8 screw (M4), .38" (9.7mm) bundle, black, bulk package. | M | 1000 | 5000 | 1000 | 109.28
07498359996 | CCS50-S8-C | FxdDiaClmp,.50"Bdl,#8Screw,WH,PK100 | Fixed diameter cable clamp, #8 screw (M4), .50" (12.7mm) bundle, white, standard package. | C | 100 | 500 | 100 | 16.13
07498354937 | CCS50-S8-C0 | FxdDiaClmp,.50"Bdl,#8Screw,BL,PK100 | Fixed diameter cable clamp, #8 screw (M4), .50" (12.7mm) bundle, black, standard package. | C | 100 | 500 | 100 | 17.74
07498360075 | CCS50-S8-M | FxdDiaClmp,.50"Bdl,#8Screw,WH,PK1000 | Fixed diameter cable clamp, #8 screw (M4), .50" (12.7mm) bundle, white, bulk package. | M | 1000 | 5000 | 1000 | 100.13
07498359842 | CCS50-S8-M0 | FxdDiaClmp,.50"Bdl,#8Screw,BL,PK1000 | Fixed diameter cable clamp, #8 screw (M4), .50" (12.7mm) bundle, black, bulk package. | M | 1000 | 5000 | 1000 | 115.13
61305662470 | CCSSTR2025-X | Cable Cleat, Stainless Steel, Trefoil Co | The CCSSTR2025-X Stainless Steel Trefoil Cable Cleat offers protection against extreme environments and high short circuit current faults. The cable cleat is certified to IEC 61914:2015, for use up to 172kA peak fault current and retains cables in the eve | C | 100 | 10 | 10 | 7307.27
61305644928 | CCSSTR2328-X | Cable Cleat, Stainless Steel, Trefoil Co | The CCSSTR2328-X Stainless Steel Trefoil Cable Cleat offers protection against extreme environments and high short circuit current faults. The cable cleat is certified to IEC 61914:2015, for use up to 172kA peak fault current and retains cables in the eve | C | 100 | 10 | 10 | 7515.8
61305644929 | CCSSTR2632-X | Cable Cleat, Stainless Steel, Trefoil Co | The CCSSTR2632-X Stainless Steel Trefoil Cable Cleat offers protection against extreme environments and high short circuit current faults. The cable cleat is certified to IEC 61914:2015, for use up to 172kA peak fault current and retains cables in the eve | C | 100 | 10 | 10 | 7980.18
61305644930 | CCSSTR3036-X | Cable Cleat, Stainless Steel, Trefoil Co | The CCSSTR3036-X Stainless Steel Trefoil Cable Cleat offers protection against extreme environments and high short circuit current faults. The cable cleat is certified to IEC 61914:2015, for use up to 172kA peak fault current and retains cables in the eve | C | 100 | 10 | 10 | 8368.7
61305644931 | CCSSTR3440-X | Cable Cleat, Stainless Steel, Trefoil Co | The CCSSTR3440-X Stainless Steel Trefoil Cable Cleat offers protection against extreme environments and high short circuit current faults. The cable cleat is certified to IEC 61914:2015, for use up to 172kA peak fault current and retains cables in the eve | C | 100 | 10 | 10 | 8653.04
61305644932 | CCSSTR3844-X | Cable Cleat, Stainless Steel, Trefoil Co | The CCSSTR3844-X Stainless Steel Trefoil Cable Cleat offers protection against extreme environments and high short circuit current faults. The cable cleat is certified to IEC 61914:2015, for use up to 172kA peak fault current and retains cables in the eve | C | 100 | 10 | 10 | 8984.77
61305644933 | CCSSTR4248-X | Cable Cleat, Stainless Steel, Trefoil Co | The CCSSTR4248-X Stainless Steel Trefoil Cable Cleat offers protection against extreme environments and high short circuit current faults. The cable cleat is certified to IEC 61914:2015, for use up to 172kA peak fault current and retains cables in the eve | C | 100 | 10 | 10 | 9297.54
61305644934 | CCSSTR4652-X | Cable Cleat, Stainless Steel, Trefoil Co | The CCSSTR4652-X Stainless Steel Trefoil Cable Cleat offers protection against extreme environments and high short circuit current faults. The cable cleat is certified to IEC 61914:2015, for use up to 172kA peak fault current and retains cables in the eve | C | 100 | 10 | 10 | 9629.29
61305644935 | CCSSTR5057-X | Cable Cleat, Stainless Steel, Trefoil Co | The CCSSTR5057-X Stainless Steel Trefoil Cable Cleat offers protection against extreme environments and high short circuit current faults. The cable cleat is certified to IEC 61914:2015, for use up to 172kA peak fault current and retains cables in the eve | C | 100 | 10 | 10 | 10008.38
61305644936 | CCSSTR5461-X | Cable Cleat, Stainless Steel, Trefoil Co | The CCSSTR5461-X Stainless Steel Trefoil Cable Cleat offers protection against extreme environments and high short circuit current faults. The cable cleat is certified to IEC 61914:2015, for use up to 172kA peak fault current and retains cables in the eve | C | 100 | 10 | 10 | 10349.56
61305644937 | CCSSTR5865-X | Cable Cleat, Stainless Steel, Trefoil Co | The CCSSTR5865-X Stainless Steel Trefoil Cable Cleat offers protection against extreme environments and high short circuit current faults. The cable cleat is certified to IEC 61914:2015, for use up to 172kA peak fault current and retains cables in the eve | C | 100 | 10 | 10 | 10671.82
61305644938 | CCSSTR6269-X | Cable Cleat, Stainless Steel, Trefoil Co | The CCSSTR6269-X Stainless Steel Trefoil Cable Cleat offers protection against extreme environments and high short circuit current faults. The cable cleat is certified to IEC 61914:2015, for use up to 172kA peak fault current and retains cables in the eve | C | 100 | 10 | 10 | 10965.62
61305667056 | CCT-340 | Ratcheting Cable Cutter (1-1/4”) | Ratcheting Cable Cutter (1-1/4”) | PC | 1 | 1 | 1 | 281.46
61305667057 | CCT-620 | Ratcheting Cable Cutter (2-7/16”) | Ratcheting Cable Cutter (2-7/16”) | PC | 1 | 1 | 1 | 368.57
61305618125 | CD-090 | DieInsUCT-2500CHCrmpHdFrm,EA | The CD-090 Die Insert can be used with the UP14ZLW benchtop press, CT-2300/ST BlackFin battery-powered crimping tool, and CT-2500/L crimping tool with CT-2500CH crimp head to install Panduit ferrules. | PC | 1 | 1 | 1 | 219.84
07498307259 | CD-2001-1-SET | Crimp Die for CT-2001 Fmy, #1 AWG Copper | The CD-2001-1-SET Crimp Dies provide circumferential crimp results in terminations with premium electrical and mechanical performance. Color-coded to provide easy matching on connectors while an embossed die index number on the connector barrels provide p | PC | 1 | 1 | 1 | 176.89
61305630960 | CD-2001-1/0-SET | Crimp Die for CT-2001, #2 AWG Copper | The CD-2001-1/0-SET Crimp Dies provide circumferential crimp results in terminations with premium electrical and mechanical performance. Color-coded to provide easy matching on connectors while an embossed die index number on the connector barrels provide | PC | 1 | 1 | 1 | 176.89
61305630955 | CD-2001-2-SET | Crimp Die for CT-2001, #2 AWG Copper | The CD-2001-2-SET Crimp Dies provide circumferential crimp results in terminations with premium electrical and mechanical performance. Color-coded to provide easy matching on connectors while an embossed die index number on the connector barrels provide p | PC | 1 | 1 | 1 | 176.89
61305630961 | CD-2001-2/0-SET | Crimp Die for CT-2001, 2/0 AWG Copper, # | The CD-2001-2/0-SET Crimp Dies provide circumferential crimp results in terminations with premium electrical and mechanical performance. Color-coded to provide easy matching on connectors while an embossed die index number on the connector barrels provide | PC | 1 | 1 | 1 | 176.89
07498307237 | CD-2001-250-SET | Crimp Die for CT-2001, 250 kcmil Copper, | The CD-2001-250-SET Crimp Dies provide circumferential crimp results in terminations with premium electrical and mechanical performance. Color-coded to provide easy matching on connectors while an embossed die index number on the connector barrels provide | PC | 1 | 1 | 1 | 176.89
07498307238 | CD-2001-3/0-SET | Crimp Die for CT-2001, 3/0 AWG Copper, 1 | The CD-2001-3/0-SET Crimp Dies provide circumferential crimp results in terminations with premium electrical and mechanical performance. Color-coded to provide easy matching on connectors while an embossed die index number on the connector barrels provide | PC | 1 | 1 | 1 | 176.89
07498307239 | CD-2001-300-SET | Crimp Die for CT-2001, 300 kcmil Copper, | The CD-2001-300-SET Crimp Dies provide circumferential crimp results in terminations with premium electrical and mechanical performance. Color-coded to provide easy matching on connectors while an embossed die index number on the connector barrels provide | PC | 1 | 1 | 1 | 176.89
07498307240 | CD-2001-350-SET | Crimp Die for CT-2001, 350 kcmil, Copper | The CD-2001-350-SET Crimp Dies provide circumferential crimp results in terminations with premium electrical and mechanical performance. Color-coded to provide easy matching on connectors while an embossed die index number on the connector barrels provide | PC | 1 | 1 | 1 | 176.89
61305630957 | CD-2001-4-SET | Crimp Die for CT-2001, #4 AWG Copper, #6 | The CD-2001-4-SET Crimp Dies provide circumferential crimp results in terminations with premium electrical and mechanical performance. Color-coded to provide easy matching on connectors while an embossed die index number on the connector barrels provide p | PC | 1 | 1 | 1 | 176.89
61305630956 | CD-2001-4/0-SET | Crimp Die for CT-2001, 4/0 AWG Copper, 2 | The CD-2001-4/0-SET Crimp Dies provide circumferential crimp results in terminations with premium electrical and mechanical performance. Color-coded to provide easy matching on connectors while an embossed die index number on the connector barrels provide | PC | 1 | 1 | 1 | 176.89
07498307241 | CD-2001-400-SET | Crimp Die for CT-2001, 400 kcmil Copper, | The CD-2001-400-SET Crimp Dies provide circumferential crimp results in terminations with premium electrical and mechanical performance. Color-coded to provide easy matching on connectors while an embossed die index number on the connector barrels provide | PC | 1 | 1 | 1 | 176.89
07498307242 | CD-2001-500-SET | Crimp Die for CT-2001, 500 kcmil Copper | The CD-2001-500-SET Crimp Dies provide circumferential crimp results in terminations with premium electrical and mechanical performance. Color-coded to provide easy matching on connectors while an embossed die index number on the connector barrels provide | PC | 1 | 1 | 1 | 176.89
61305630958 | CD-2001-6-SET | Crimp Die for CT-2001, #6 AWG Copper | The CD-2001-6-SET Crimp Dies provide circumferential crimp results in terminations with premium electrical and mechanical performance. Color-coded to provide easy matching on connectors while an embossed die index number on the connector barrels provide p | PC | 1 | 1 | 1 | 176.89
61305630959 | CD-2001-8-SET | Crimp Die for CT-2001, #8 AWG Copper | The CD-2001-8-SET Crimp Dies provide circumferential crimp results in terminations with premium electrical and mechanical performance. Color-coded to provide easy matching on connectors while an embossed die index number on the connector barrels provide p | PC | 1 | 1 | 1 | 176.89
07498307243 | CD-2001-BG-SET | Crimp Die for CT-2001, Crimps CTAP4-4 To | Crimp dies for CT-3001 tool, #8 - #4 SOL/STR. | PC | 1 | 1 | 1 | 194.59
07498307244 | CD-2001-C-SET | Crimp Die for CT-2001, Crimps CTAP2-4 To | Crimp dies for CT-3001 tool, #8 - #2 SOL/STR. | PC | 1 | 1 | 1 | 194.59
61305623540 | CD-2001-PDA | PUNCHAdptrForCT-3001/CCPSERIESTOOL,EA | Punch Drive Adapter for Panduit CT-3001/CCP, CT-3001/CCPINT, CT-3001/CCPUK, CT-3001/CCPAUS, and CT-3001/CCPTO hydraulic crimp tools. | PC | 1 | 1 | 1 | 1232.34
07498319857 | CD-2600-P2 | Crimp DieCT-2600Tool,P2,EA | Used with CT-2600 to install Panduit P2 and P2-RHT6 series large wire, high temperature, non-insulated ring terminals. | PC | 1 | 1 | 1 | 231.19
07498319856 | CD-2600-P4 | CrimpDie,CT-2600Tool,P4,EA | Used with CT-2600 to install Panduit P4 and P4-RHT6 series large wire, high temperature, non-insulated ring terminals. | PC | 1 | 1 | 1 | 231.19
07498319855 | CD-2600-P6 | CrimpDie,CT-2600Tool,P6,EA | Used with CT-2600 to install Panduit P6 and P6-RHT6 series large wire, high temperature, non-insulated ring terminals. | PC | 1 | 1 | 1 | 231.19
07498319852 | CD-2600-P8 | CrimpDie,CT-2600Tool,P8,EA | Used with CT-2600 to install Panduit P8 and P8-RHT6 series large wire, high temperature, non-insulated ring terminals. | PC | 1 | 1 | 1 | 231.19
07498319861 | CD-2600-PV2 | CrimpDie,CT-2600Tool,PV2,EA | Used with CT-2600 to install Panduit PV2 and PK2 series large wire, vinyl and KYNAR insulated ring terminals. | PC | 1 | 1 | 1 | 231.19
07498319860 | CD-2600-PV4 | CrimpDie,CT-2600Tool,PV4,EA | Used with CT-2600 to install Panduit PV4 and PK4 series large wire, vinyl and KYNAR insulated ring terminals. | PC | 1 | 1 | 1 | 220.17
07498319859 | CD-2600-PV6 | CrimpDie,CT-2600Tool,PV6,EA | Used with CT-2600 to install Panduit PV6 and PK6 series large wire, vinyl and KYNAR insulated ring terminals. | PC | 1 | 1 | 1 | 220.17
07498319858 | CD-2600-PV8 | CrimpDie,CT-2600Tool,PV8,EA | Used with CT-2600 to install Panduit PV8 and PK8 series large wire, vinyl and KYNAR insulated ring terminals. | PC | 1 | 1 | 1 | 231.19
61305622083 | CD-3001/ST-DA | W Die (CD-2001) adapter ,EA | "W" Die (CD-2001) adapter | PC | 1 | 1 | 1 | 226.49
07498310796 | CD-525 | DieInsert,CT2500CH,22-10AWG,DISC,SPL,EA | The CD-525 Die Insert can be used with the UP14ZLW benchtop press, CT-2300/ST BlackFin battery-powered crimping tool, and CT-2500/L crimping tool with CT-2500CH crimp head to install Panduit disconnects and splices. | PC | 1 | 1 | 1 | 219.84
07498310797 | CD-550 | DieInsert,CT2500CH,22-10AWG,INS-TERM,EA | The CD-550 Die Insert can be used with the UP14ZLW benchtop press, CT-2300/ST BlackFin battery-powered crimping tool, and CT-2500/L crimping tool with CT-2500CH crimp head to install Panduit terminals, disconnects, and splices. | PC | 1 | 1 | 1 | 219.84
61305631609 | CD-550LOC | LOCATOR FOR CD-550 DIE USED IN CT-2300/S | Locator for CD-550 Die set used in CT-2300/ST Tool | PC | 1 | 1 | 1 | 109
07498310798 | CD-570 | DieInsert,CT2500CH,22-10AWG,NON-TERM,EA | The CD-570 Die Insert can be used with the UP14ZLW benchtop press, CT-2300/ST BlackFin battery-powered crimping tool, and CT-2500/L crimping tool with CT-2500CH crimp head to install Panduit terminals, disconnects, and splices. | PC | 1 | 1 | 1 | 219.84
07498391442 | CD-920-1 | Crimp Die,CT-920/930,#1 AWG Cu& #4 Al,EA | The CD-920-1 Crimp Die provides circumferential crimp results in terminations with premium electrical and mechanical performance with Panduit copper compression lugs and splices. Crimping dies and connectors are color-coded for easy matching while the par | PC | 1 | 1 | 1 | 236.22
07498391443 | CD-920-1/0 | CrimpDie,CT-920/930,1/0 AWG Cu& #2 Al,EA | The CD-920-1/0 Crimp Die provides circumferential crimp results in terminations with premium electrical and mechanical performance with Panduit copper compression lugs and splices. Crimping dies and connectors are color-coded for easy matching while the p | PC | 1 | 1 | 1 | 236.22
07498349034 | CD-920-1/0NEST | NestDie,CDI-920-24Die,25mm²,EA | Nest crimping die used with Panduit CDI-920-24 indenter die and specified tools for terminating Panduit copper compression lugs and splices used with 25mm2 Class 5f and Class 6f flexible strand metric conductor. | PC | 1 | 1 | 1 | 155.94
07498391441 | CD-920-2 | Crimp Die,CT-920/930,#2 AWG Cu,EA | The CD-920-2 Crimp Die provides circumferential crimp results in terminations with premium electrical and mechanical performance with Panduit copper compression lugs and splices. Crimping dies and connectors are color-coded for easy matching while the par | PC | 1 | 1 | 1 | 236.22
07498391444 | CD-920-2/0 | Crimp Die,CT-920/930,1/0 AWG Cu,#1 Al,EA | The CD-920-2/0 Crimp Die provides circumferential crimp results in terminations with premium electrical and mechanical performance with Panduit copper compression lugs and splices. Crimping dies and connectors are color-coded for easy matching while the p | PC | 1 | 1 | 1 | 236.22
07498391447 | CD-920-250 | CrimpDie,CT-920/930,250kcmilCu,3/0 Al,EA | The CD-920-250 Crimp Die provides circumferential crimp results in terminations with premium electrical and mechanical performance with Panduit copper compression lugs and splices. Crimping dies and connectors are color-coded for easy matching while the p | PC | 1 | 1 | 1 | 236.22
07498349036 | CD-920-250NEST | NestDie,CDI-920-48Die,70mm²,EA | Nest crimping die used with Panduit CDI-920-48 indenter die and specified tools for terminating Panduit copper compression lugs and splices used with 70 mm2 Class 5f and Class 6f flexible strand metric conductor. | PC | 1 | 1 | 1 | 141.75
07498391445 | CD-920-3/0 | CrimpDie,CT-920/930,3/0AWGCu,1/0AWGAl,EA | The CD-920-3/0 Crimp Die provides circumferential crimp results in terminations with premium electrical and mechanical performance with Panduit copper compression lugs and splices. Crimping dies and connectors are color-coded for easy matching while the p | PC | 1 | 1 | 1 | 222.93
07498349035 | CD-920-3/0NEST | NestDie,CDI-920-24Die,35/50mm²,EA | Nest crimping die used with Panduit CDI-920-24 indenter die and specified tools for terminating Panduit copper compression lugs and splices used with 35 mm2 and 50 mm2 Class 5f and Class 6f flexible strand metric conductor. | PC | 1 | 1 | 1 | 141.75
07498391448 | CD-920-300 | CrimpDie,CT-920/930,300kcmilCu,4/0,Al,EA | The CD-920-300 Crimp Die provides circumferential crimp results in terminations with premium electrical and mechanical performance with Panduit copper compression lugs and splices. Crimping dies and connectors are color-coded for easy matching while the p | PC | 1 | 1 | 1 | 236.22
07498349046 | CD-920-300MXNST | NestDie,CDI-920-60Die,300mm²,EA | Nest crimping die used with Panduit CDI-920-60 indenter die and specified tools for terminating Panduit copper compression lug and splices used with 300mm2 Class 5f flexible strand metric conductor. | PC | 1 | 1 | 1 | 179.44
07498391449 | CD-920-350 | CrimpDie,CT-920/930,350kcmilCu&250Al,EA | The CD-920-350 Crimp Die provides circumferential crimp results in terminations with premium electrical and mechanical performance with Panduit copper compression lugs and splices. Crimping dies and connectors are color-coded for easy matching while the p | PC | 1 | 1 | 1 | 236.22
07498391440 | CD-920-4 | CrimpDie,CT-920/930,#4AWG Cu,#6AWG Al,EA | The CD-920-4 Crimp Die provides circumferential crimp results in terminations with premium electrical and mechanical performance with Panduit copper compression lugs and splices. Crimping dies and connectors are color-coded for easy matching while the par | PC | 1 | 1 | 1 | 236.22
07498391446 | CD-920-4/0 | CrimpDie,CT-920/930,4/0AWGCu,2/0AWGAl,EA | The CD-920-4/0 Crimp Die provides circumferential crimp results in terminations with premium electrical and mechanical performance with Panduit copper compression lugs and splices. Crimping dies and connectors are color-coded for easy matching while the p | PC | 1 | 1 | 1 | 236.22
07498391450 | CD-920-400 | Crimp Die,CT-920/930,400kcmilCu&300Al,EA | The CD-920-400 Crimp Die provides circumferential crimp results in terminations with premium electrical and mechanical performance with Panduit copper compression lugs and splices. Crimping dies and connectors are color-coded for easy matching while the p | PC | 1 | 1 | 1 | 236.22
07498349037 | CD-920-400NEST | NestDie,CDI-920-48Die,95/120/150mm²,EA | Nest crimping die used with Panduit CDI-920-48 indenter die and specified tools for terminating Panduit copper compression lugs and splices used with 95 mm2, 120 mm2 and 150 mm2 Class 5f and Class 6f flexible strand metric conductor. | PC | 1 | 1 | 1 | 155.94
07498351075 | CD-920-4NEST | NestDie,CDI-920-10Die,10/16mm²,EA | Nest crimping die used with Panduit CDI-920-10 indenter die and specified tools for terminating Panduit copper compression lugs and splices used with 10 mm2 and 16 mm2 Class 5f and Class 6f flexible strand metric conductor. | PC | 1 | 1 | 1 | 141.75
07498391451 | CD-920-500 | Crimp Die,CT-920/930,500kcmilCu&350Al,EA | The CD-920-500 Crimp Die provides circumferential crimp results in terminations with premium electrical and mechanical performance with Panduit copper compression lugs and splices. Crimping dies and connectors are color-coded for easy matching while the p | PC | 1 | 1 | 1 | 236.22
07498391454 | CD-920-500A | CrimpDie,CT-920/930,500 kcmilCu&350Al,EA | The CD-920-500A provides circumferential crimp results in terminations with premium electrical and mechanical performance with Panduit copper compression lugs and splices. Crimping dies and connectors are color-coded for easy matching while the part numbe | PC | 1 | 1 | 1 | 236.22
07498349038 | CD-920-500NEST | NestDie,CDI-920-48Die,185mm²,EA | Nest crimping die used with Panduit CDI-920-48 indenter die and specified tools for terminating Panduit copper compression lugs and splices used with 185mm2 Class 5f and Class 6f flexible strand metric conductor. | PC | 1 | 1 | 1 | 141.75
07498391439 | CD-920-6 | Crimp Die,CT-920/930,#6 AWG,Cu,EA | The CD-920-6 provides circumferential crimp results in terminations with premium electrical and mechanical performance with Panduit copper compression lugs and splices. Crimping dies and connectors are color-coded for easy matching while the part number i | PC | 1 | 1 | 1 | 236.22
07498391452 | CD-920-600 | CrimpDie,CT-920/930,600kcmilCu&400Al,EA | The CD-920-600 provides circumferential crimp results in terminations with premium electrical and mechanical performance with Panduit copper compression lugs and splices. Crimping dies and connectors are color-coded for easy matching while the part number | PC | 1 | 1 | 1 | 236.22
07498391456 | CD-920-750 | CrimpDie,CT-920/930,750 kcmilCu&600Al,EA | The CD-920-750 provides circumferential crimp results in terminations with premium electrical and mechanical performance with Panduit copper compression lugs and splices. Crimping dies and connectors are color-coded for easy matching while the part number | PC | 1 | 1 | 1 | 236.22
07498349039 | CD-920-750NEST | NestDie,CDI-920-60Die,240mm²,EA | Nest crimping die used with Panduit CDI-920-60 indenter die and specified tools for terminating Panduit copper compression lugs and splices used with 240mm2 Class 5f and Class 6f flexible strand metric conductor. | PC | 1 | 1 | 1 | 155.94
07498391438 | CD-920-8 | Crimp Die for CT-920/930, #8 AWG Cu,EA | The CD-920-8 provides circumferential crimp results in terminations with premium electrical and mechanical performance with Panduit copper compression lugs and splices. Crimping dies and connectors are color-coded for easy matching while the part number i | PC | 1 | 1 | 1 | 236.22
07498364653 | CD-920-BG | CrimpDie,CT920/930,CTAP4-8-C-TAP4-4,EA | Crimp dies for CT-920, CT-920CH, CT-930, CT-930CH and CT-2920 tools, #8 - #4 SOL/STR. | PC | 1 | 1 | 1 | 480.33
07498364654 | CD-920-C | CrimpDie,CT-920/930,CTAP2-4,CTAP2-2,EA | Crimp dies for CT-920, CT-920CH, CT-930, CT-930CH and CT-2920 tools, #8 - #2 SOL/STR. | PC | 1 | 1 | 1 | 480.33
07498364655 | CD-920-D3 | CrimpDie,CT-920/930,CTAP4/0-4/0,EA | Crimp dies for CT-920, CT-920CH, CT-930, CT-930CH and CT-2920 tools, #6 - #2 SOL/STR, 3/0 AWG - 4/0 AWG STR. | PC | 1 | 1 | 1 | 480.33
61305630853 | CD-920-F87 | Large Ferrule Die Insert, 920 "U" shaped | Large Ferrule Die Insert, 920 "U" shaped style to crimp Panduit 1 AWG - 1/0 | PC | 1 | 1 | 1 | 422.41
61305630854 | CD-920-F89 | Large Ferrule Die Insert, 920 "U" shaped | The CD-920-F89 Die insert can be used with the CT-3001/ST, CT-3001/CCP, CT-2931/ST, and CT-2920/CCP BlackFin battery-powered crimp tools to install Panduit F89 ferrules. | PC | 1 | 1 | 1 | 422.41
61305630855 | CD-920-F90 | Large Ferrule Die Insert, 920 "U" shaped | Large Ferrule Die Insert, 920 "U" shaped style to crimp Panduit 3/0 | PC | 1 | 1 | 1 | 402.29
61305630856 | CD-920-F91 | Large Ferrule Die Insert, 920 "U" shaped | Large Ferrule Die Insert, 920 "U" shaped style to crimp Panduit 4/0 - 250 kcmil | PC | 1 | 1 | 1 | 422.41
61305630857 | CD-920-F92 | Large Ferrule Die Insert, 920 "U" shaped | Large Ferrule Die Insert, 920 "U" shaped style to crimp Panduit 300 kcmil | PC | 1 | 1 | 1 | 422.41
61305630858 | CD-920-F93 | Large Ferrule Die Insert, 920 "U" shaped | Large Ferrule Die Insert, 920 "U" shaped style to crimp Panduit 350 kcmil | PC | 1 | 1 | 1 | 422.41
61305630859 | CD-920-F94 | Large Ferrule Die Insert, 920 "U" shaped | Large Ferrule Die Insert, 920 "U" shaped style to crimp Panduit 400 kcmil | PC | 1 | 1 | 1 | 422.41
07498364656 | CD-920-O | CrimpDie,CT-920/930,HTAP1-1Thru2/0-1,EA | Crimp dies for CT-920, CT-920CH, CT-930, CT-930CH and CT-2920 tools, #8 - #2 SOL/STR, 1/0 AWG - 2/0 AWG STR. | PC | 1 | 1 | 1 | 480.33
61305623541 | CD-920-PDA | PUNCHAdptrForCT-2920/CCP,EA | Punch Drive Adapter for PanduitCT-2920/CCP series and CT-920CH/CCP series hydraulic crimp tools. | PC | 1 | 1 | 1 | 1278.6
61305675564 | CD-920C-500 | Crimp Die, CTAPR, 500 kcmil | Crimp Die, Crimps CTAPR, 500 kcmil | PC | 1 | 1 | 1 | 457.48
07498381586 | CD-920H-2 | CrimpDieforCT-920/930,CrimpsHTCT2-2PKG2 | Crimp die for CT-920 and CT-930, Brown PH2. | PC | 1 | 1 | 1 | 271.84
07498381585 | CD-920H-6 | CrimpDieforCT-920/930,CrimpsHTCT6-6PKG6 | Crimp die for CT-920 and CT-930, Orange PH6. | PC | 1 | 1 | 1 | 245.92
07498303009 | CD-930G-1/0 | Crimp Die,Red,Crimps GCE,GCC1/0,1PR | Crimp die for CT-930. Crimps GCE1/0-1/0, E Style Grounding Connectors and GCC6X61/0-1/0, Grounding Cross Connectors. | PC | 1 | 1 | 1 | 158.52
07498303010 | CD-930G-250 | Crimp Die,Blk,Crimps GCE,GCC250,1PR | The CD-930G-250 provides circumferential crimp results in terminations with premium electrical and mechanical performance with Panduit copper compression lugs and splices. Crimping dies and Lugs are color-coded for easy matching while the part number is p | PC | 1 | 1 | 1 | 286.42
07498303011 | CD-930G-500 | Crimp Die,Blue,Crimps GCE,GCC500,1PR | Crimp die for CT-930. Crimps GCE500-1/0, GCE500-250, E Style Grounding Connectors and GCC6X6500-1/0, GCC6X6500-250, Grounding Cross Connectors. | PC | 1 | 1 | 1 | 303.61
07498381587 | CD-930H-250 | CrimpDieforCT-930,HTCT250-2,8,250,EA | Crimp die for CT-930. | PC | 1 | 1 | 1 | 177.29
07498358940 | CD-940-1000 | Crimp Die,CT-940CH, 1000 kcmil Cu,EA | Dies for CT-940CH remote crimp head, 1000 kcmil code. | PC | 1 | 1 | 1 | 569.42
07498359002 | CD-940-1000A | CrimpDie,CT-940CH,1000Kcmil,AL,EA | Dies for CT-940CH remote crimp head, Brown P161. | PC | 1 | 1 | 1 | 569.42
61305636289 | CD-940-1250 | Crimp Die for CT-940CH, 1250 kcmil Coppe | Crimp Die for CT-940CH, 1250 kcmil Copper | PC | 1 | 1 | 1 | 542.32
07498358941 | CD-940-1500 | CrimpDie,CT-940CH,1500Kcmil,CU,EA | Crimp Die for CT-940CH, 1500 kcmil Copper | PC | 1 | 1 | 1 | 617.8
07498358936 | CD-940-750 | Crimp Die,CT-940CH,750 kcmil Cu,EA | Dies for CT-940CH remote crimp head, 750 kcmil code. | PC | 1 | 1 | 1 | 569.42
07498358942 | CD-940-750A | Crimp Die,CT-940CH, 750 kcmil Al,EA | Dies for CT-940CH remote crimp head, Red P125. | PC | 1 | 1 | 1 | 569.42
07498344256 | CD-940-750X | Crimp Die,CT-940CH,750 kcmil Cu,Flex,EA | Dies for CT-940CH remote crimp head, 777.7 kcmil flex. | PC | 1 | 1 | 1 | 569.42
07498358937 | CD-940-800 | CrimpDie,CT-940CH,800Kcmil,CU,EA | Dies for CT-940CH remote crimp head, 800 kcmil code. | PC | 1 | 1 | 1 | 569.42
07498358958 | CD-940-800A | CrimpDie,CT-940CH,800Kcmil,AL,EA | Dies for CT-940CH remote crimp head, Gray P140. | PC | 1 | 1 | 1 | 542.3
61305617463 | CD-940-920DA | Crimp Die Adapter for CD-920 Dies ,EA | Adapter for CD-920 Dies in 15 ton compression tools | PC | 1 | 1 | 1 | 952.99
07498358935 | CD-940-DA | Die Adapter For CD-920/930 Dies,EA | Die adapter for use with Panduit CT-940CH and CT-2940 crimping tools required for installation of Panduit CD-920, CDM-920, and CD-930 crimping dies in these tools. | PC | 1 | 1 | 1 | 830.16
61305617464 | CD-940-DAPT | Crimp Die Adapter for CD-940 Dies ,EA | Adapter for CD-940 Dies | PC | 1 | 1 | 1 | 931.01
61305644879 | CD-940G-500 | Crimp Die, Crimps GCE500-500 | Crimp Die, Crimps GCE500-500 | PC | 1 | 1 | 1 | 344.2
61305680419 | CD22-2/0 | CD22 Series BCL Hex Crimp Die, 2/0 AWG | The CD22-2/0 Crimp Die provides hex crimp results in terminations with our 2/0 size Battery Cable Lugs. Color-coded and embossed die index number on the connector barrel providing post crimp inspection. Die is used with approved Battery Cable Lug tooling. | PC | 1 | 1 | 1 | 204.68
61305680420 | CD22-3/0 | CD22 Series BCL U Crimp Die, 3/0 AWG | The CD22-3/0 Crimp Die provides circumferential crimp results in terminations with our 3/0 size Battery Cable Lugs. Color-coded and embossed die index number on the connector barrel providing post crimp inspection. Die is used with approved Battery Cable | PC | 1 | 1 | 1 | 425.1
07498395515 | CD70-14SL-QY | Cu,MechLug,2H,1B,SFT,#8-#2A,1/4S,PK25 | Two-hole, copper, single barrel, straight floating tongue lug, slotted screw, #8 - #2 AWG, 1/4 (6.4mm) stud hole. | C | 100 | 50 | 1 | 498.39
07498367392 | CDCLP2 | CWD Mtg Clip for CWD2, 16pcs | The quick mounting clip is used for installing the CWD2 corner wiring duct. It is made of low-carbon steel and spring steel and comes in a package of 16 pieces. The recommended fastener size is #10 – 32 x 1/2" (not included). | PC | 1 | 16 | 16 | 6.45
07498364594 | CDCLP3 | CWD Mtg Clip for CWD3, 16pcs | The quick mounting clip is used for installing the CWD3 corner wiring duct. It is made of low-carbon steel and spring steel and comes in a package of 16 pieces. The recommended fastener size is #10 – 32 x 1/2" (not included). | PC | 1 | 16 | 16 | 6.51
07498364595 | CDCLP4 | CWD Mtg Clip for CWD4, 16pcs | The quick mounting clip is used for installing the CWD4 corner wiring duct. It is made of low-carbon steel and spring steel and comes in a package of 16 pieces. The recommended fastener size is #10 – 32 x 1/2" (not included). | PC | 1 | 16 | 16 | 6.58
07498349040 | CDI-920-10 | Indent Die,CD-920-4Nest,EA | Indenter crimping die used with Panduit CD-920-4NEST die and specified tools for terminating Panduit copper compression lugs and splices used with 10 mm2 and 16 mm2 Class 5f and Class 6f flexible strand metric conductor. | PC | 1 | 1 | 1 | 182.73
07498349041 | CDI-920-24 | Indent Die,CD-920-1/0Nest,EA | Indenter crimping die used with Panduit CD-920-1/0NEST die and specified tools for terminating Panduit copper compression lugs and splices used with 25mm2 Class 5f and Class 6f flexible strand metric conductor; Used with Panduit CD-920-3/0NEST die and spe | PC | 1 | 1 | 1 | 144.81
07498349042 | CDI-920-48 | Indent Die,NEST Dies,5f/6f Flex,EA | Indenter crimping die used with Panduit CD-920-250NEST die and specified tools for terminating Panduit copper compression lugs and splices used with 70mm2 Class 5f and Class 6f flexible strand metric conductor. Used with Panduit CD-920-400NEST die and spe | PC | 1 | 1 | 1 | 152.02
07498349043 | CDI-920-60 | Indent Die,NEST Dies,EA | Indenter crimping die used with Panduit CD-920-750NEST die and specified tools for terminating Panduit copper compression lugs and splices used with 240 mm2 Class 5f and Class 6f flexible strand metric conductor. Used with Panduit CD-920-300MXNST die and | PC | 1 | 1 | 1 | 159.28
61305626072 | CDS35-36-Q | Copper Mechanical lug, 2 Hole, 1 Barrel | The CDS35-36-C Mechanical Connector Lug two-hole copper, single barrel, is made from high strength electrolytic copper to provide premium electrical and mechanical performance for wide wire range-taking capability that helps minimize inventory requirement | C | 100 | 1 | 1 | 364.73
61305681467 | CDS70-14-Q | Copper Mechanical Lug, 2 Hole, 1 Barrel, | The CDS70-14-C Mechanical Connector Lug two-hole copper, single barrel, is made from high strength electrolytic copper to provide premium electrical and mechanical performance for wide wire range-taking capability that helps minimize inventory requirement | C | 100 | 1 | 1 | 479.22
61305623427 | CG-980SS | CYLINDER BLOCK AND GAGE |  | PK | 1 | 1 | 1 | 138.73
07498365453 | CGJ620U | Jumper Kits, Front to Back Rail,20",EA | Two #6 AWG (16mm²) jumpers; factory terminated on both ends with 90° reverse bent lugs; provided with .16 oz. (5cc) of antioxidant, two grounding stickers, eight each #12-24 and M6 bonding studs and sixteen each #12-24 and M6 bonding nuts. | KT | 1 | 1 | 1 | 260.09
07498365584 | CGJ620UB | Jumper Kits,Front-Back,Two #6 AWG,20",EA | Front to back rail grounding jumper kit; two #6 AWG (16mm²) jumpers; factory terminated on both ends with 90° reverse bent lugs; Length 20 (.5M); for cage nut rails. | KT | 1 | 1 | 1 | 260.09
07498365656 | CGJ630UB | Jumper Kits,Front-Back,Two #6 AWG,30",EA | Front to back rail grounding jumper kit; two #6 AWG (16mm²) jumpers; factory terminated on both ends with 90° reverse bent lugs; Length 30 (.75M); for cage nut rails. | KT | 1 | 1 | 1 | 260.09
07498365462 | CGJ640U | Jumper Kits, Front to Back Rail,40",EA | Two #6 AWG (16mm²) jumpers; factory terminated on both ends with 90° reverse bent lugs; provided with .16 oz. (5cc) of antioxidant, two grounding stickers, eight each #12-24 and M6 bonding studs and sixteen each #12-24 and M6 bonding nuts. | KT | 1 | 1 | 1 | 272.44
07498365681 | CGJ640UB | Jumper Kits,Front-Back,Two #6 AWG,40",EA | Front to back rail grounding jumper kit; two #6 AWG (16mm²) jumpers; factory terminated on both ends with 90° reverse bent lugs; Length 40 (1M); for cage nut rails. | KT | 1 | 1 | 1 | 260.09
07498366035 | CGK630UB | Cabinet Ground, Kit, EA | Complete grounding kit for new installations on cabinets with 42 RUs, cage nut rail fasteners and rail depth up to 30" (.75M); includes one RGS13442B-4-1 cabinet grounding strip kit, two RGESD2B-1 ESD port kits, one RGRB19U grounding busbar kit and one CG | KT | 1 | 1 | 1 | 857.71
07498300849 | CGNBSK | Bonding Cage Nut Stud Kit,EA | Bonding stud kit for cage nut rail fasteners; includes 25 bonding studs and 50 bonding nuts. | KT | 1 | 1 | 1 | 144.15
07498365786 | CGR630U | Retrofit Cabinet Grounding Kit,EA | Retrofit grounding kit for installation on cabinets with threaded #12-24 or M6 rail fasteners and rail depth up to 30" (.75m); includes one RGRB19U grounding busbar kit and one CGJ630U front to back rail jumper kit. | KT | 1 | 1 | 1 | 411.45
07498365799 | CGR630UB | Cabinet Retrofit Grounding Kit,EA | Retrofit grounding kit for installation on cabinets with cage nut rail fasteners and rail depth up to 30" (.75m); includes one RGRB19U grounding busbar kit and one CGJ630UB front to back rail jumper kit. | KT | 1 | 1 | 1 | 391.85
07498385818 | CH105-A-C14 | CableHolder,2.5"Adh,PK100 | Adhesive backed cable holder, 2.5" (63.5mm) cable width, gray, standard package. | C | 100 | 500 | 100 | 196.17
07498385819 | CH105-A-T14 | Cable Holder,2.5"Adh,PK200 | Adhesive backed cable holder, 2.5" (63.5mm) cable width, gray, bulk package. | M | 1000 | 200 | 200 | 1412.3
07498385527 | CH105-S6-C14 | CableHolder,2.5",#6Screw,PK100 | Adhesive backed cable holder, #6 screw (M3), 2.5" (63.5mm) cable width, gray, standard package. | C | 100 | 500 | 100 | 204.12
07498385528 | CH105-S6-T14 | CableHolder,2.5",#6Screw,PK200 | Adhesive backed cable holder, #6 screw (M3), 2.5" (63.5mm) cable width, gray, bulk package. | M | 1000 | 200 | 200 | 1179.19
61305681512 | CLC88X3S8C370 | Heavy Duty Three Position 7/8" Corrigate |  | PC | 1 | 100 | 100 | 3.34
07498340220 | CLMAR2/0-14-Q | Mechanical lug,anti-rotational,25PK | The CLMAR2/0-14-Q Copper Mechanical Lug provides an anti-rotational feature and is used to connect the main ground conductor to Panduit UGB series of Universal Ground Bars. | C | 100 | 25 | 1 | 2508.19
07498343853 | CLRCVR1-1 | Clear HTAP Cover for HTCT #8-#6 AWG,EA | Clear insulating cover for HTCT8-8-1 and HTCT6-6-1 copper compression HTAPS. | C | 100 | 5 | 1 | 2837.31
07498344270 | CLRCVR2-1 | Clear Cover, Plastic,For HTAP,EA | The CLRCVR2-1 Insulating Cover is made of high impact plastic to provide high impact strength and 360° inspections of crimped connections to assure the crimp is complete and the correct die was used. | C | 100 | 5 | 1 | 3596.16
07498344054 | CLRCVR3-1 | Clear HTAP Cover for HTCT 250 kcmil,1PK | Clear insulating cover for HTCT250-8-1, HTCT250-2-1 and HTCT250-250-1 copper compression HTAPS. | C | 100 | 5 | 1 | 3914.2
07498362758 | CLT100F-1.25M3 | CLT slit, 1"x1250', Orange, 1rl | Corr. Loom Tubing Slit, 1" (25.4mm) X 1250' (381m), Orange | RL | 1 | 1 | 1 | 750.45
07498340648 | CLT100F-125M20 | CLT slit, 1"x1250', Black, 1rl | Corrugated loom tubing slit wall, 1" (25.4mm) x 1250' (381m), polyethylene, black. | RL | 1 | 1 | 1 | 621.49
07498328715 | CLT100F-C20 | CLT slit, 1"x100', Black, 1rl | The CLT100F-C20 Polyethylene Corrugated Loom Tubing protects cables from impact and abrasion. Features a slit for easy installation onto a bundle of wires or a pre-assembled harness assembly, increasing productivity. Hold in place with cable ties and ac | RL | 1 | 4 | 1 | 110.39
07498362755 | CLT100F-C3 | CLT slit, 1"x100', Orange, 1rl | The CLT100F-C3 Corrugated Loom Slit Wall Tubing protects cables from impact and abrasion. Features a slit for easy installation onto a bundle of wires or a pre-assembled harness assembly, increasing productivity. Hold in place with cable ties and access | RL | 1 | 4 | 1 | 126.94
07498382916 | CLT100F-C4 | CLT slit, 1" 100', Yellow, 1rl | The CLT100F-C4 Corrugated Loom Slit Wall Tubing protects cables from impact and abrasion. Features a slit for easy installation onto a bundle of wires or a pre-assembled harness assembly, increasing productivity. Hold in place with cable ties and access | RL | 1 | 4 | 1 | 126.94
07498391404 | CLT100F-X4 | CLT slit, 1"x10', Yellow, 1rl | Corrugated loom tubing slit wall, 1" (25.4mm) x 10' (3.0m), polyethylene, yellow. | RL | 1 | 4 | 1 | 43.82
07498340655 | CLT100N-125M630 | CLT slit, 1"x1250', HS Nylon, Blk, 1rl | The CLT100N-125M630 Corrugated Loom Slit Wall Tubing protects cables from impact and abrasion. Features a slit for easy installation onto a bundle of wires or a pre-assembled harness assembly, increasing productivity. Hold in place with cable ties and a | RL | 1 | 1 | 1 | 863.34
07498328721 | CLT100N-C630 | CLT slit, 1"x100', HS Nylon,Blk, 1rl | The CLT100N-C630 Corrugated Loom Stil Wall Tubing protects cables from impact and abrasion. Features a slit for easy installation onto a bundle of wires or a pre-assembled harness assembly, increasing productivity. Hold in place with cable ties and acce | RL | 1 | 1 | 1 | 220.89
07498353306 | CLT125F-.75M20 | CLT Slit, 1.25"x750', Black, 1rl | Corrugated loom tubing slit wall, 1.25" (31.8mm) x 750' (228.6m), polyethylene, black. | RL | 1 | 1 | 1 | 566.8
07498353305 | CLT125F-L20 | CLT Slit, 1.25"x50', Black, 1rl | The CLT125F-L20 Polyethylene Corrugated Loom Tubing protects cables from impact and abrasion. Features a slit for easy installation onto a bundle of wires or a pre-assembled harness assembly, increasing productivity. Hold in place with cable ties and | RL | 1 | 1 | 1 | 68.14
07498362756 | CLT125F-L3 | CLT Slit, 1.25"x50', Orange, 1rl | Corrugated loom tubing slit wall, 1.25" (31.8mm) x 50' (15.2m), polyethylene, orange. | RL | 1 | 1 | 1 | 78.32
07498382917 | CLT125F-L4 | Corr. Loom Tubing Slit, 1.25" (31.8mm) X | Corr. Loom Tubing Slit, 1.25" (31.8mm) X 50' (15.2m),Yellow | RL | 1 | 1 | 1 | 82.25
07498353308 | CLT125N-.75M630 | Corr. Loom Tubing Slit, 1.25" (31.8mm) X | Corr. Loom Tubing Slit, 1.25" (31.8mm) X 750' (228.6m), HS Black | RL | 1 | 1 | 1 | 780.52
07498353307 | CLT125N-L630 | CLT Slit, 1.25"x50', HS Nylon,ORN, 1rl | Corrugated loom tubing slit wall, 1.25" (31.8mm) x 50' (15.2m), heat stabilized black nylon 6. | RL | 1 | 1 | 1 | 132.36
07498353310 | CLT150F-D20 | CLT Slit,1.5"X500ft,Black,1rl | Corrugated loom tubing slit wall, 1.50" (38.1mm) x 500' (152.4m), polyethylene, black. | RL | 1 | 1 | 1 | 575.65
07498362760 | CLT150F-D3 | CLT Slit,1.5"X500ft,Orange,1rl | Corrugated loom tubing slit wall, 1.50" (38.1mm) x 500' (152.4m), polyethylene, orange. | RL | 1 | 1 | 1 | 662.02
07498382918 | CLT150F-D4 | CLT Slit,1.5"X500ft,Yellow,1rl | Corrugated loom tubing slit wall, 1.50" (38.1mm) x 500' (152.4m), polyethylene, yellow. | RL | 1 | 1 | 1 | 662.02
61305681485 | CLT150F-D4F | Corr. Loom Tubing Slit, 1.50" (38.1mm) x | The CLT100F-D4 Corrugated Loom Slit Wall Tubing protects cables from impact and abrasion. Features a slit for easy installation onto a bundle of wires or a pre-assembled harness assembly, increasing productivity. Hold in place with cable ties and access | RL | 1 | 1 | 1 | 827.52
07498382931 | CLT150F-T20 | CLT Slit,1.5"X200ft,Black,1rl | The CLT150F-T20 Corrugated Loom Slit Wall Tubing protects cables from impact and abrasion. Features a slit for easy installation onto a bundle of wires or a pre-assembled harness assembly, increasing productivity. Hold in place with cable ties and acces | RL | 1 | 1 | 1 | 302.94
07498382897 | CLT150F-X20 | CLT Slit,1.5"X10ft,Black,1rl | The CLT150F-X20 Corrugated Loom Slit Wall Tubing protects cables from impact and abrasion. Features a slit for easy installation onto a bundle of wires or a pre-assembled harness assembly, increasing productivity. Hold in place with cable ties and acces | RL | 1 | 4 | 1 | 36.52
07498382895 | CLT150F-X3 | CLT Slit,1.5"X10ft,Orange,1rl | Corrugated loom tubing slit wall, 1.50" (38.1mm) x 10' (3.0m), polyethylene, orange. | RL | 1 | 4 | 1 | 41.98
07498382896 | CLT150F-X4 | CLT Slit,1.5"X10ft,Yellow,1rl | The CLT150F-X4 Corrugated Loom Slit Wall Tubing protects cables from impact and abrasion. Features a slit for easy installation onto a bundle of wires or a pre-assembled harness assembly, increasing productivity. Hold in place with cable ties and access | RL | 1 | 4 | 1 | 41.98
61305681486 | CLT150F-X4F | Corr. Loom Tubing Slit, 1.50" (38.1mm) x | The CLT100F-C4 Corrugated Loom Slit Wall Tubing protects cables from impact and abrasion. Features a slit for easy installation onto a bundle of wires or a pre-assembled harness assembly, increasing productivity. Hold in place with cable ties and access | RL | 1 | 1 | 1 | 52.47
07498353312 | CLT150N-D630 | CLT Slit,1.5"X500ft,HS Nylon,YL,1rl | Corrugated loom tubing slit wall, 1.50" (38.1mm) x 500' (152.4m), heat stabilized black nylon 6. | RL | 1 | 1 | 1 | 707.58
07498362781 | CLT188F-3C20 | CLT Slit, 1.88"x300', Black, 1rl | Corrugated loom tubing slit wall, 1.88" (47.8mm) x 300' (91.4m), polyethylene, black. | RL | 1 | 1 | 1 | 623.28
07498382902 | CLT188F-C20 | CLT Slit, 1.88"x100', Black, 1rl | The CLT188F-C20 Corrugated Loom Slit Wall Tubing protects cables from impact and abrasion. Features a slit for easy installation onto a bundle of wires or a pre-assembled harness assembly, increasing productivity. Hold in place with cable ties and acces | RL | 1 | 2 | 1 | 230.79
07498382900 | CLT188F-C3 | CLT Slit, 1.88"x100', Orange, 1rl | Corrugated loom tubing slit wall, 1.88" (47.8mm) x 100' (30.5m), polyethylene, orange. | RL | 1 | 2 | 1 | 265.45
07498382901 | CLT188F-C4 | CLT Slit, 1.88"x100', Yellow, 1rl | Corrugated loom tubing slit wall, 1.88" (47.8mm) x 100' (30.5m), polyethylene, yellow. | RL | 1 | 2 | 1 | 265.45
07498382732 | CLT188F-X20 | CLT Slit, 1.88"x10', Black, 1rl | Corrugated loom tubing slit wall, 1.88" (47.8mm) x 10' (3.0m), polyethylene, black. | RL | 1 | 2 | 1 | 47.03
07498382730 | CLT188F-X3 | CLT Slit, 1.88"x10', Orange, 1rl | Corrugated loom tubing slit wall, 1.88" (47.8mm) x 10' (3.0m), polyethylene, orange. | RL | 1 | 2 | 1 | 56.83
07498382731 | CLT188F-X4 | CLT Slit, 1.88"x10', Yellow, 1rl | Corrugated loom tubing slit wall, 1.88" (47.8mm) x 10' (3.0m), polyethylene, yellow. | RL | 1 | 2 | 1 | 56.83
07498362780 | CLT188N-3C630 | CLT Slit, 1.88"x300', HS NYL, Blk, 1rl | Corrugated loom tubing slit wall, 1.88" (47.8mm) x 300' (91.4m), heat stabilized black nylon 6. | RL | 1 | 1 | 1 | 681.74
07498340642 | CLT25F-10M20 | CLT Slit, .25"x10,000', Black, 1rl | Corrugated loom tubing slit wall, .25" (6.4mm) x 10000' (3048m), polyethylene, black. | RL | 1 | 1 | 1 | 1834.85
07498328710 | CLT25F-C20 | CLT Slit, .25"x100', Black, 1rl | The CLT25F-C20 Polyethylene Corrugated Loom Tubing protects cables from impact and abrasion. Features a slit for easy installation onto a bundle of wires or a pre-assembled harness assembly, increasing productivity. Hold in place with cable ties and ac | RL | 1 | 4 | 1 | 47.53
07498371982 | CLT25F-C3 | CLT Slit, .25"x100', Orange, 1rl | Corrugated loom tubing slit wall, .25" (6.4mm) x 100' (30.5m), polyethylene, orange. | RL | 1 | 4 | 1 | 54.66
07498382910 | CLT25F-C4 | CLT Slit, .25"x100', Yellow, 1rl | Corrugated loom tubing slit wall, .25" (6.4mm) x 100' (30.5m), polyethylene, yellow. | RL | 1 | 4 | 1 | 57.38
07498340649 | CLT25N-10M630 | CLT Slit, .25"x10,000', HS NYL,BLK, 1rl | Corrugated loom tubing slit wall, .25" (6.4mm) x 10000' (3048m), heat stabilized black nylon 6. | RL | 1 | 1 | 1 | 2285.13
07498328716 | CLT25N-C630 | CLT Slit, .25"x100', HS NYL,BLK, 1rl | The CLT25N-C630 Corrugated Loom Slit Wall Tubing protects cables from impact and abrasion. Features a slit for easy installation onto a bundle of wires or a pre-assembled harness assembly, increasing productivity. Hold in place with cable ties and access | RL | 1 | 4 | 1 | 66.47
07498340643 | CLT35F-7M20 | CLT Slit, .35"x7,000', Black, 1rl | Corrugated loom tubing slit wall, .35" (8.9mm) x 7000' (2133.6m), polyethylene, black. | RL | 1 | 1 | 1 | 1593.11
07498340640 | CLT35F-C20 | CLT Slit, .35"x100', Black, 1rl | Corrugated loom tubing slit wall, .35" (8.9mm) x 100' (30.5m), polyethylene, black. | RL | 1 | 4 | 1 | 54.28
07498371984 | CLT35F-C3 | CLT Slit, .35"x100', Orange, 1rl | Corrugated loom tubing slit wall, .35" (8.9mm) x 100' (30.5m), polyethylene, orange. | RL | 1 | 4 | 1 | 65.58
07498340641 | CLT35N-C630 | CLT Slit, .35"x100', HS NYL, Blk, 1rl | Corrugated loom tubing slit wall, .35" (8.9mm) x 100' (30.5m), heat stabilized black nylon 6. | RL | 1 | 4 | 1 | 67.8
07498340644 | CLT38F-5M20 | CLT Slit, .38"x5,000', Black, 1rl | Corrugated loom tubing slit wall, .38" (9.7mm) x 5000' (1524m), polyethylene, black. | RL | 1 | 1 | 1 | 1109.43
07498328711 | CLT38F-C20 | CLT Slit, .38"x100', Black, 1rl | The CLT38F-C20 Corrugated Loom Slit Wall Tubing protects cables from impact and abrasion. Features a slit for easy installation onto a bundle of wires or a pre-assembled harness assembly, increasing productivity. Hold in place with cable ties and access | RL | 1 | 4 | 1 | 56.11
07498371986 | CLT38F-C3 | CLT Slit, .38"x100', Orange, 1rl | Corrugated loom tubing slit wall, .38" (9.7mm) x 100' (30.5m), polyethylene, orange. | RL | 1 | 4 | 1 | 67.84
07498382912 | CLT38F-C4 | CLT Slit, .38"x100', Yellow, 1rl | Corrugated loom tubing slit wall, .38" (9.7mm) x 100' (30.5m), polyethylene, yellow. | RL | 1 | 4 | 1 | 67.84
07498340651 | CLT38N-5M630 | CLT Slit, .35"x5,000', HS NYL, Blk, 1rl | Corrugated loom tubing slit wall, .38" (9.7mm) x 5000' (1524m), heat stabilized black nylon 6. | RL | 1 | 1 | 1 | 1415.24
07498328717 | CLT38N-C630 | CLT Slit, .38"x100', HS NYL, Blk, 1rl | The CLT38N-C630 Corrugated Loom Slit Wall Tubing protects cables from impact and abrasion. Features a slit for easy installation onto a bundle of wires or a pre-assembled harness assembly, increasing productivity. Hold in place with cable ties and access | RL | 1 | 4 | 1 | 71.74
07498340645 | CLT50F-4M20 | CLT Slit, .50"x4,000', Black, 1rl | Corrugated loom tubing slit wall, .50" (12.7mm) x 4000' (1219.2m), polyethylene, black. | RL | 1 | 1 | 1 | 1070.69
07498328712 | CLT50F-C20 | CLT Slit, .50"x100', Black, 1rl | The CLT50F-C20 Polyethylene Corrugated Loom Tubing protects cables from impact and abrasion. Features a slit for easy installation onto a bundle of wires or a pre-assembled harness assembly, increasing productivity. Hold in place with cable ties and acc | RL | 1 | 4 | 1 | 59.52
07498371988 | CLT50F-C3 | CLT Slit, .50"x100', Orange, 1rl | The CLT50F-C3 Corrugated Loom Slit Wall Tubing protects cables from impact and abrasion. Features a slit for easy installation onto a bundle of wires or a pre-assembled harness assembly, increasing productivity. Hold in place with cable ties and accesso | RL | 1 | 4 | 1 | 68.44
07498382913 | CLT50F-C4 | CLT Slit, .50"x100', Yellow, 1rl | The CLT50F-C4 Corrugated Loom Slit Wall Tubing protects cables from impact and abrasion. Features a slit for easy installation onto a bundle of wires or a pre-assembled harness assembly, increasing productivity. Hold in place with cable ties and accesso | RL | 1 | 4 | 1 | 68.44
07498340652 | CLT50N-4M630 | CLT Slit, .50"x4,000', HS Nylon,Blk, 1rl | The CLT50N-4M630 Corrugated Loom Slit Wall Tubing protects cables from impact and abrasion. Features a slit for easy installation onto a bundle of wires or a pre-assembled harness assembly, increasing productivity. Hold in place with cable ties and acces | RL | 1 | 1 | 1 | 1372.34
07498328718 | CLT50N-C630 | CLT Slit, .50"x100', HS Nylon,Blk, 1rl | The CLT50N-C630 Corrugated Loom Slit Wall Tubing protects cables from impact and abrasion. Features a slit for easy installation onto a bundle of wires or a pre-assembled harness assembly, increasing productivity. Hold in place with cable ties and access | RL | 1 | 4 | 1 | 87.86
07498340646 | CLT62F-2.5M20 | CLT Slit, .62"x2,500', Black, 1rl | Corrugated Loom Tubing Slit, .67" (17.0mm) X 2500' (762m), Black | RL | 1 | 1 | 1 | 896.34
07498328713 | CLT62F-C20 | CLT Slit, .62"x100', Black, 1rl | The CLT62F-C20 Corrugated Loom Slit Wall Tubing protects cables from impact and abrasion. Features a slit for easy installation onto a bundle of wires or a pre-assembled harness assembly, increasing productivity. Hold in place with cable ties and access | RL | 1 | 1 | 1 | 69.99
07498371990 | CLT62F-C3 | CLT Slit, .62"x100', Orange, 1rl | Corrugated Loom Tubing Slit, .67" (17.0mm) X 100' (30.5m), Orange | RL | 1 | 1 | 1 | 84.54
07498382914 | CLT62F-C4 | CLT Slit, .62"x100', Yellow, 1rl | Corrugated Loom Tubing Slit, .67" (17.0mm) X 100' (30.5m), Yellow | RL | 1 | 1 | 1 | 84.54
07498340653 | CLT62N-2.5M630 | CLT Slit, .50"x2,500', HS Nylon,Blk, 1rl | Corrugated Loom Tubing Slit, .67" (17.0mm) X 2500' (762m), HS Black | RL | 1 | 1 | 1 | 1155.42
07498328719 | CLT62N-C630 | CLT Slit, .62"x100', HS Nylon,Blk, 1rl | Corrugated Loom Tubing Slit, .67" (17.0mm) X 100' (30.5m), HS Black | RL | 1 | 1 | 1 | 106.58
07498340647 | CLT75F-2M20 | CLT Slit, .75"x2,000', Black, 1rl | The CLT75F-2M20 Corrugated Loom Slit Wall Tubing protects cables from impact and abrasion. Features a slit for easy installation onto a bundle of wires or a pre-assembled harness assembly, increasing productivity. Hold in place with cable ties and acces | RL | 1 | 1 | 1 | 800.97
07498328714 | CLT75F-C20 | CLT Slit, .75"x100', Black, 1rl | The CLT75F-C20 Polyethylene Corrugated Loom Tubing protects cables from impact and abrasion. Features a slit for easy installation onto a bundle of wires or a pre-assembled harness assembly, increasing productivity. Hold in place with cable ties and ac | RL | 1 | 1 | 1 | 85.55
07498362754 | CLT75F-C3 | CLT Slit, .75"x100', Orange, 1rl | The CLT75F-C3 Corrugated Loom Slit Wall Tubing protects cables from impact and abrasion. Features a slit for easy installation onto a bundle of wires or a pre-assembled harness assembly, increasing productivity. Hold in place with cable ties and accesso | RL | 1 | 1 | 1 | 98.43
07498382915 | CLT75F-C4 | CLT Slit, .75"x100',Yellow, 1rl | The CLT75F-C4 Corrugated Loom Slit Wall Tubing protects cables from impact and abrasion. Features a slit for easy installation onto a bundle of wires or a pre-assembled harness assembly, increasing productivity. Hold in place with cable ties and accesso | RL | 1 | 1 | 1 | 98.43
07498340654 | CLT75N-2M630 | CLT Slit, .75"x2,000', HS Nylon,Blk, 1rl | Corrugated loom tubing slit wall, .75" (19.1mm) x 2000' (609.6m), heat stabilized black nylon 6. | RL | 1 | 1 | 1 | 1257.49
07498328720 | CLT75N-C630 | CLT Slit, .75"x100', HS Nylon,Blk, 1rl | The CLT75N-C630 Corrugated Loom Slit Wall Tubing protects cables from impact and abrasion. Features a slit for easy installation onto a bundle of wires or a pre-assembled harness assembly, increasing productivity. Hold in place with cable ties and access | RL | 1 | 1 | 1 | 140.73
07498362254 | CLTS100F-C | CLT Solid, 1"x100', Black, 1rl | Corrugated loom tubing solid wall, 1" (25.4mm) x 100', polyethylene, black. | RL | 1 | 4 | 1 | 115.93
07498362764 | CLTS100F-C3 | CLT Solid, 1"x100', Orange, 1rl | Corrugated loom tubing solid wall, 1" (25.4mm) x 100', polyethylene, orange. | RL | 1 | 4 | 1 | 133.28
07498362262 | CLTS100N-C | CLT Solid, 1"x100', HS Nylon,Blk, 1rl | Corrugated loom tubing solid wall, 1" (25.4mm) x 100', heat stabilized nylon 6, black. | RL | 1 | 1 | 1 | 231.93
07498362255 | CLTS125F-L | CLT Solid, 1.25"x50', Black, 1rl | Corrugated loom tubing solid wall, 1.25" (31.8mm) x 50', polyethylene, black. | RL | 1 | 1 | 1 | 71.54
07498362765 | CLTS125F-L3 | CLT Solid, 1.25"x50', Orange, 1rl | Corrugated loom tubing solid wall, 1.25" (31.8mm) x 50', polyethylene, orange. | RL | 1 | 1 | 1 | 82.25
07498362263 | CLTS125N-L | CLT Solid, 1"x50', HS Nylon,Blk, 1rl | Corrugated loom tubing solid wall, 1.25" (31.8mm) x 50', heat stabilized nylon 6, black. | RL | 1 | 1 | 1 | 138.98
07498362282 | CLTS150F-D | CLT Solid, 1.5"x500', Black, 1rl | Corrugated loom tubing solid wall, 1.50" (38.1mm) x 500', polyethylene, black. | RL | 1 | 1 | 1 | 604.41
07498362769 | CLTS150F-D3 | CLT Solid, 1.5"x500', Orange, 1rl | Corrugated loom tubing solid wall, 1.50" (38.1mm) x 500', polyethylene, orange. | RL | 1 | 1 | 1 | 695.12
07498362274 | CLTS25F-10M | CLT Solid, .25"x10,000', Black, 1rl | Corrugated loom tubing solid wall, .25" (6.4mm) x 10000', polyethylene, black. | RL | 1 | 1 | 1 | 1882.61
07498362248 | CLTS25F-C | CLT Solid, .25"x100', Black, 1rl | The CLTS25F-C Corrugated Loom Solid Wall Tubing protects cables from impact and abrasion. Hold in place with push-type cable ties, adhesive, or push-type mounts. Suitable for indoor applications. UL94-HB flammability rating and a maximum temperature rati | RL | 1 | 4 | 1 | 47.53
07498362256 | CLTS25N-C | CLT Solid, .25"x100',HS NYL, Blk, 1rl | The CLTS25N-C Corrugated Loom Solid Wall Tubing protects cables from impact and abrasion. Hold in place with push-type cable ties, adhesive, or push-type mounts. Suitable for indoor applications. UL94-HB flammability rating and a maximum temperature rati | RL | 1 | 4 | 1 | 66.47
07498362249 | CLTS35F-C | CLT Solid, .35"x100', Black, 1rl | Corrugated loom tubing solid wall, .31" (7.9mm) x 100', polyethylene, black. | RL | 1 | 4 | 1 | 56.98
07498362257 | CLTS35N-C | CLT Solid, .35"x100',HS NYL, Blk, 1rl | Corrugated loom tubing solid wall, .31" (7.9mm) x 100', heat stabilized nylon 6, black. | RL | 1 | 4 | 1 | 67.8
07498362250 | CLTS38F-C | CLT Solid, .38"x100', Black, 1rl | Corrugated loom tubing solid wall, .38" (9.7mm) x 100', polyethylene, black. | RL | 1 | 4 | 1 | 58.92
07498362258 | CLTS38N-C | CLT Solid, .38"x100',HS NYL, Blk, 1rl | Corrugated loom tubing solid wall, .38" (9.7mm) x 100', heat stabilized nylon 6, black. | RL | 1 | 4 | 1 | 75.35
07498362251 | CLTS50F-C | CLT Solid, .50"x100', Black, 1rl | Corrugated loom tubing solid wall, .50" (12.7mm) x 100', polyethylene, black. | RL | 1 | 4 | 1 | 62.49
07498373543 | CLTS50F-C3 | CLT Solid, .50"x100', Orange, 1rl | Corrugated loom tubing solid wall, .50" (12.7mm) x 100', polyethylene, orange. | RL | 1 | 4 | 1 | 71.83
07498362259 | CLTS50N-C | CLT Solid, .50"x100',HS NYL, Blk, 1rl | Corrugated loom tubing solid wall, .50" (12.7mm) x 100', heat stabilized nylon 6, black. | RL | 1 | 4 | 1 | 92.23
07498362252 | CLTS62F-C | CLT Solid, .62"x100', Black, 1rl | Corrugated loom tubing solid wall, .62" (15.8mm) x 100', polyethylene, black. | RL | 1 | 1 | 1 | 73.5
07498373545 | CLTS62F-C3 | CLT Solid, .62"x100', Orange, 1rl | Corrugated loom tubing solid wall, .62" (15.8mm) x 100', polyethylene, orange. | RL | 1 | 1 | 1 | 84.54
07498362260 | CLTS62N-C | CLT Solid, .62"x100',HS NYL, Blk, 1rl | Corrugated loom tubing solid wall, .62" (15.8mm) x 100', heat stabilized nylon 6, black. | RL | 1 | 1 | 1 | 106.58
07498362253 | CLTS75F-C | CLT Solid, .75"x100', Black, 1rl | Corrugated loom tubing solid wall, .75" (19.1mm) x 100', polyethylene, black. | RL | 1 | 1 | 1 | 89.85
07498362763 | CLTS75F-C3 | CLT Solid, .75"x100', Orange, 1rl | Corrugated loom tubing solid wall, .75" (19.1mm) x 100', polyethylene, orange. | RL | 1 | 1 | 1 | 103.34
07498362261 | CLTS75N-C | CLT Solid, .75"x100',HS NYL, Blk, 1rl | Corrugated loom tubing solid wall, .75" (19.1mm) x 100', heat stabilized nylon 6, black. | RL | 1 | 1 | 1 | 147.76
07498355460 | CM4S-L2 | CMrkrStrap,15.3L,PolyE,RD,PK50 | Panduit CM4S-L2 Cable Marker Straps are used to fasten and identify bundles at the same time. They eliminate the need for costly and cumbersome lead marketing tags and are lightweight and easy to install. Ideal for underground identification applications, | M | 1000 | 50 | 50 | 1223.88
07498355461 | CM4S-L8 | CMrkrStrap,15.3L,PolyE,GY,PK50 | Cable marker strap, standard cross section, 15.3 (387mm) length, gray. | M | 1000 | 50 | 50 | 1285.08
61305679288 | CME12-M300 | Clip-on Mount, Edge Fixed, .7mm - 3mm pa | The CME12-M300 Edge Clip provides versatile mounting to edges without adhesives or drilling. When paired with a miniature, intermediate or standard cross-section cable tie, will provide a means to secure and route cables parallel or perpendicular and offs | M | 1000 | 1000 | 1000 | 538.74
61305679290 | CME24-M300 | Clip-on Mount, Edge Fixed, 3mm - 6mm pan | The CME24-M300 Edge Clip provides versatile mounting to edges without adhesives or drilling. When paired with a miniature, intermediate or standard cross-section cable tie, will provide a means to secure and route cables parallel or perpendicular and offs | M | 1000 | 1000 | 1000 | 1021.72
61305677789 | CMEA12-2S-C300 | Mount Assembly PLT tie edge-fixed, paral | The CMEA12-2S-C300 Edge Clip with Cable Tie Mounts helps secure wire and cable bundles with versatile mounting to edges without adhesives or drilling. Pre-assembled with a cable tie for securing and routing cables parallel and offset to a 0.7mm to 3mm edg | C | 100 | 100 | 100 | 84.87
61305679292 | CMEA12-2S-D300 | Mount Assembly PLT tie edge-fixed, paral | The CMEA12-2S-D300 Edge Clip with Cable Tie Mounts helps secure wire and cable bundles with versatile mounting to edges without adhesives or drilling. Pre-assembled with a cable tie for securing and routing cables parallel and offset to a 0.7mm to 3mm edg | M | 1000 | 500 | 500 | 678.67
61305679303 | CMEA12-B2S-D300 | Mount Assembly BT tie edge-fixed, parall | The CMEA12-B2S-D300 Edge Clip with Cable Tie Mounts helps secure wire and cable bundles with versatile mounting to edges without adhesives or drilling. Pre-assembled with a barb cable tie for securing and routing cables parallel and offset to a 0.7mm to 3 | M | 1000 | 500 | 500 | 795.32
61305677515 | CMEA24-2S-C300 | Mount Assembly PLT tie edge-fixed, paral | The CMEA24-2S-C300 Edge Clip with Cable Tie Mounts helps secure wire and cable bundles with versatile mounting to edges without adhesives or drilling. Pre-assembled with a cable tie for securing and routing cables parallel and offset to a 3mm to 6mm edge. | C | 100 | 100 | 100 | 118.79
61305679291 | CMEA24-2S-D300 | Mount Assembly PLT tie edge-fixed, paral | The CMEA24-2S-D300 Edge Clip with Cable Tie Mounts helps secure wire and cable bundles with versatile mounting to edges without adhesives or drilling. Pre-assembled with a cable tie for securing and routing cables parallel and offset to a 3mm to 6mm edge. | M | 1000 | 500 | 500 | 1017.73
61305679305 | CMEA24-B2S-D300 | Mount Assembly BT tie edge-fixed, parall | The CMEA24-B2S-D300 Edge Clip with Cable Tie Mounts helps secure wire and cable bundles with versatile mounting to edges without adhesives or drilling. Pre-assembled with a barb cable tie for securing and routing cables parallel and offset to a 3mm to 6mm | M | 1000 | 500 | 500 | 1141.8
61305679294 | CMEB12-2S-C300 | Mount Assembly PLT tie edge-fixed, perpe | The CMEB12-2S-C300 Edge Clip with Cable Tie Mounts helps secure wire and cable bundles with versatile mounting to edges without adhesives or drilling. Pre-assembled with a cable tie for securing and routing cables perpendicular and offset to a 0.7mm to 3m | C | 100 | 100 | 100 | 84.87
61305679293 | CMEB12-2S-D300 | Mount Assembly PLT tie edge-fixed, perpe | The CMEB12-2S-D300 Edge Clip with Cable Tie Mounts helps secure wire and cable bundles with versatile mounting to edges without adhesives or drilling. Pre-assembled with a cable tie for securing and routing cables perpendicular and offset to a 0.7mm to 3m | M | 1000 | 500 | 500 | 678.67
61305679304 | CMEB12-B2S-D300 | Mount Assembly BT tie edge-fixed, perpen | The CMEB12-B2S-D300 Edge Clip with Cable Tie Mounts helps secure wire and cable bundles with versatile mounting to edges without adhesives or drilling. Pre-assembled with a barb cable tie for securing and routing cables perpendicular and offset to a 0.7mm | M | 1000 | 500 | 500 | 795.32
61305679296 | CMEB24-2S-C300 | Mount Assembly PLT tie edge-fixed, perpe | The CMEB24-2S-C300 Edge Clip with Cable Tie Mounts helps secure wire and cable bundles with versatile mounting to edges without adhesives or drilling. Pre-assembled with a cable tie for securing and routing cables perpendicular and offset to a 3mm to 6mm | C | 100 | 100 | 100 | 118.79
61305679295 | CMEB24-2S-D300 | Mount Assembly PLT tie edge-fixed, perpe | The CMEB24-2S-D300 Edge Clip with Cable Tie Mounts helps secure wire and cable bundles with versatile mounting to edges without adhesives or drilling. Pre-assembled with a cable tie for securing and routing cables perpendicular and offset to a 3mm to 6mm | M | 1000 | 500 | 500 | 1017.73
61305679306 | CMEB24-B2S-D300 | Mount Assembly BTT tie edge-fixed, perpe | The CMEB24-B2S-D300 Edge Clip with Cable Tie Mounts helps secure wire and cable bundles with versatile mounting to edges without adhesives or drilling. Pre-assembled with a barb cable tie for securing and routing cables perpendicular and offset to a 3mm t | M | 1000 | 500 | 500 | 1141.8
07498391400 | CMP-100-1 | Joint Compound,Alum.Thread,8oz.,EA | Contact aid for pad-to-pad or thread-to-thread aluminum connections, 8 oz. Operating temperature range -40° F (-40°C) to 350°F (177°C). | PC | 1 | 1 | 1 | 27.92
07498391401 | CMP-200-1 | JointCompound,ForAl,8OzPKG1 | Contact aid for cable connections with compression connections made on aluminum conductor, 8 oz. Operating temperature range -40°F (-40°C) to 350°F (177°C). Compatible with all insulating materials. | PC | 1 | 1 | 1 | 28.64
07498302268 | CMP-300-1 | Joint Compound, 8 Oz, EA | Contact aid for copper-to-copper and copper-to-steel connections, 8 oz. Operating temperature range -40°F (-40°C) to 350°F (177°C). Good for all voltages and suitable for grounding. Also used for anti-seizing thread lubricant. | PC | 1 | 1 | 1 | 85.65
07498302267 | CMP-300-4-1 | Joint Compound, 4 Oz ,EA | Contact aid for copper-to-copper and copper-to-steel connections, 4 oz. Operating temperature range -40°F (-40°C) to 350°F (177°C). Good for all voltages and suitable for grounding. Also used for anti-seizing thread lubricant. | PC | 1 | 1 | 1 | 45.91
61305679451 | CMS12-M300 | Clip-on Mount, Side Fixed, .7mm - 3mm pa | The CMS12-M300 Edge Clip provides versatile mounting to edges without adhesives or drilling. When paired with a miniature, intermediate or standard cross-section cable tie, will provide a means to secure and route cables parallel or perpendicular and adj | M | 1000 | 1000 | 1000 | 538.74
61305679287 | CMS24-M300 | Clip-on Mount, Side Fixed, 3mm - 6mm pan | The CMS24-M300 Edge Clip provides versatile mounting to edges without adhesives or drilling. When paired with a miniature, intermediate or standard cross-section cable tie, will provide a means to secure and route cables parallel or perpendicular and adj | M | 1000 | 1000 | 1000 | 1021.72
61305677516 | CMSA12-2S-C300 | Mount Assembly PLT tie side-fixed, paral | The CMSA12-2S-C300 Edge Clip with Cable Tie Mounts helps secure wire and cable bundles with versatile mounting to edges without adhesives or drilling. Pre-assembled with a cable tie for securing and routing cables parallel and adjacent to a 0.7mm to 3mm e | C | 100 | 100 | 100 | 84.87
61305679297 | CMSA12-2S-D300 | Mount Assembly PLT tie side-fixed, paral | The CMSA12-2S-D300 Edge Clip with Cable Tie Mounts helps secure wire and cable bundles with versatile mounting to edges without adhesives or drilling. Pre-assembled with a cable tie for securing and routing cables parallel and adjacent to a 0.7mm to 3mm e | M | 1000 | 500 | 500 | 678.67
61305679307 | CMSA12-B2S-D300 | Mount Assembly BT tie side-fixed, parall | The CMSA12-B2S-D300 Edge Clip with Cable Tie Mounts helps secure wire and cable bundles with versatile mounting to edges without adhesives or drilling. Pre-assembled with a barb cable tie for securing and routing cables parallel and adjacent to a 0.7mm to | M | 1000 | 500 | 500 | 795.32
61305677517 | CMSA24-2S-C300 | Mount Assembly PLT tie side-fixed, paral | The CMSA24-2S-C300 Edge Clip with Cable Tie Mounts helps secure wire and cable bundles with versatile mounting to edges without adhesives or drilling. Pre-assembled with a cable tie for securing and routing cables parallel and adjacent to a 3mm to 6mm edg | C | 100 | 100 | 100 | 118.79
61305679300 | CMSA24-2S-D300 | Mount Assembly PLT tie side-fixed, paral | The CMSA24-2S-D300 Edge Clip with Cable Tie Mounts helps secure wire and cable bundles with versatile mounting to edges without adhesives or drilling. Pre-assembled with a cable tie for securing and routing cables parallel and adjacent to a 3mm to 6mm edg | M | 1000 | 500 | 500 | 1017.73
61305679309 | CMSA24-B2S-D300 | Mount Assembly BT tie side-fixed, parall | The CMSA24-B2S-D300 Edge Clip with Cable Tie Mounts helps secure wire and cable bundles with versatile mounting to edges without adhesives or drilling. Pre-assembled with a barb cable tie for securing and routing cables parallel and adjacent to a 3mm to 6 | M | 1000 | 500 | 500 | 1141.8
61305679299 | CMSB12-2S-C300 | Mount Assembly PLT tie side-fixed, perpe | The CMSB12-2S-C300 Edge Clip with Cable Tie Mounts helps secure wire and cable bundles with versatile mounting to edges without adhesives or drilling. Pre-assembled with a cable tie for securing and routing cables perpendicular and adjacent to a 0.7mm to | C | 100 | 100 | 100 | 84.87
61305679298 | CMSB12-2S-D300 | Mount Assembly PLT tie side-fixed, perpe | The CMSB12-2S-D300 Edge Clip with Cable Tie Mounts helps secure wire and cable bundles with versatile mounting to edges without adhesives or drilling. Pre-assembled with a cable tie for securing and routing cables perpendicular and adjacent to a 0.7mm to | M | 1000 | 500 | 500 | 678.67
61305679308 | CMSB12-B2S-D300 | Mount Assembly BT tie side-fixed, perpen | The CMSB12-B2S-D300 Edge Clip with Cable Tie Mounts helps secure wire and cable bundles with versatile mounting to edges without adhesives or drilling. Pre-assembled with a barb cable tie for securing and routing cables perpendicular and adjacent to a 0.7 | M | 1000 | 500 | 500 | 795.32
61305679302 | CMSB24-2S-C300 | Mount Assembly PLT tie side-fixed, perpe | The CMSB24-2S-C300 Edge Clip with Cable Tie Mounts helps secure wire and cable bundles with versatile mounting to edges without adhesives or drilling. Pre-assembled with a cable tie for securing and routing cables perpendicular and adjacent to a 3mm to 6m | C | 100 | 100 | 100 | 118.79
61305679301 | CMSB24-2S-D300 | Mount Assembly PLT tie side-fixed, perpe | The CMSB24-2S-D300 Edge Clip with Cable Tie Mounts helps secure wire and cable bundles with versatile mounting to edges without adhesives or drilling. Pre-assembled with a cable tie for securing and routing cables perpendicular and adjacent to a 3mm to 6m | M | 1000 | 500 | 500 | 1017.73
61305679310 | CMSB24-B2S-D300 | Mount Assembly BT tie side-fixed, perpen | The CMSB24-B2S-D300 Edge Clip with Cable Tie Mounts helps secure wire and cable bundles with versatile mounting to edges without adhesives or drilling. Pre-assembled with a barb cable tie for securing and routing cables perpendicular and adjacent to a 3mm | M | 1000 | 500 | 500 | 1141.8
07498334550 | CMVDR1S-L | 1" Wide Vert. Cable Mgmt. - Short | Vertical D-ring.Outside dimensions 3.26"L x 2.05"W (82.8mm x 52.1mm). | PC | 1 | 50 | 50 | 13.58
07498309816 | CNB4K | Bonding Cage Nut Kit,4 Pack,Green,EA | Green bonding cage nut, includes 4 #12-24 bonding cage nuts (.06 – .11 thick panel) and 4 #12-24 x 1/2" bonding screws with #2 Phillips/slotted combo hex head (use 5/16" or 8mm socket). Ideal for patch panel applications. | KT | 1 | 5 | 1 | 23.06
07498309730 | CNBK | Bonding Cage Nut Kit, 50 Pack,Green,EA | The CNBK High Carbon Steel Bonding Cage Nut Kit creates an electrical bond between the mounting rails and equipment that conforms to EIA-310 specifications for racks and cabinets. The CNBK Bonding Cage Nut Kit is made from high carbon steel and installed | KT | 1 | 1 | 1 | 274.58
61305626073 | COS35-36-Q | Copper Mechanical lug, 2 Hole, 1 Barrel | The COS35-36-Q Mechanical Connector Lug two-hole copper, single barrel, is made from high strength electrolytic copper to provide premium electrical and mechanical performance for wide wire range-taking capability that helps minimize inventory requirement | C | 100 | 1 | 1 | 322.63
61305681465 | COS70-14-Q | Copper Mechanical Lug, 2 Hole, 1 Barrel, | The COS70-14-Q Mechanical Connector Lug two-hole copper, single barrel, is made from high strength electrolytic copper to provide premium electrical and mechanical performance for wide wire range-taking capability that helps minimize inventory requirement | C | 100 | 1 | 1 | 469.52
07498363443 | CP-881 | Semi-Auto,FerruleTool,#20-14AWG,EA | The CP-881 semi-automated, strip & crimp tool installs single-wire ferrules onto insulated wire. This tool is used with continuously molded ferrules on mini-reels for medium to high volume terminations and has a 1.5 second cycle time for high productivity | PC | 1 | 1 | 1 | 13807.56
61305668337 | CP-881-KIT4 | CP-881 Tool Kit, 24 AWG (0.25 mm²) |  | PC | 1 | 1 | 1 | 1702.93
07498361166 | CP-881/E | Semi-Auto,230Vac,Ferrules on Reel,EA | A semi-automated tool that provides a quick three step process (wire stripping, ferrule placement, and ferrule crimping) with a cycle time of 1.5 seconds. This tool is used with Panduit continuously molded #20 – 14 AWG (0.5 – 2.5mm2) DIN ferrules on mini- | PC | 1 | 1 | 1 | 13807.56
61305666975 | CP-991 | Bowl Feeder Ferrule Crimp Press CP-991 | The CP-991 semi-automated, strip & crimp tool installs single-wire ferrules onto insulated wire with quick 1.5 second cycle times to maximize productivity. The refillable bowl-feeding container is designed for use with high volume, loose piece ferrules to | PC | 1 | 1 | 1 | 23933.1
61305666951 | CP-992 | Ferrule Crimp Press with Bowl Feed | Bowl-fed ferrule crimp press for #12 (4 mm2) to #8 AWG (10 mm2) * requires a component kit, sold separately | PC | 1 | 1 | 1 | 23933.1
07498361100 | CPH.75-S8-X | CornerPost,.75"Bdl,#8Screw,High,PK10 | Harness corner post, .75" (19.1mm) bundle, #8 screw (M4), high, black. | PC | 1 | 100 | 10 | 7.73
07498361099 | CPL.75-S8-X | CornerPost,.75"Bdl,#8Screw,Low,PK10 | Harness corner post, .75" (19.1mm) bundle, #8 screw (M4), low, black. | PC | 1 | 100 | 10 | 7.4
07498360086 | CPM122S-C | CbleTieMnt,CntrlPnl,1.22"Hole,PK100 | Control panel switch cable tie mount, 1.22" (31.0mm) hole. | C | 100 | 1000 | 100 | 109.82
07498360085 | CPM87S-C | CbleTieMnt,CntrlPnl,.89"Hole,PK100 | Control panel switch cable tie mount, .89" (22.6mm) hole. | C | 100 | 1000 | 100 | 90.48
07498372006 | CPPLF-5 | Laser/InkJet,PerfNtwrkLbl,WH,PK5000 | Patch Panel/Furniture Faceplate Label, 0.61" x 0.33", Laser/Dot-Matrix, White | M | 1000 | 10000 | 5000 | 66.5
07498360001 | CR2-M | ClosedConnectorRing,0.33"long,Nat,PK1000 | Panduit CR2-M Closed Cable Tie Connector Ring Mounts connect multiple wire bundles or hang bundles from conduit, eliminating the need for saddle clamps. These mounts can be used with miniature, intermediate and standard cable ties and are intended for ind | M | 1000 | 2000 | 1000 | 231.06
07498360021 | CR4H-M | ClosedConnectorRing,0.57in.L,Nat,PK1000 | Panduit CR4H-M Closed Cable Tie Connector Ring Mounts connect multiple wire bundles or hang bundles from conduit, eliminating the need for saddle clamps. These mounts can be used with miniature, intermediate, standard, heavy-standard and light-heavy cable | M | 1000 | 2000 | 1000 | 327.2
07498358921 | CR4H-M0 | ClosedConnectorRing,0.57in.L,WRBL,PK1000 | Panduit CR4H-M0 Closed Cable Tie Connector Ring Mounts connect multiple wire bundles or hang bundles from conduit, eliminating the need for saddle clamps. These mounts can be used with miniature, intermediate, standard, heavy-standard and light-heavy cabl | M | 1000 | 2000 | 1000 | 365.68
07498358922 | CR4H-M30 | ClosedConnectorRing,0.57inL,HSBL,PK1000 | Panduit CR4H-M30 Closed Cable Tie Connector Ring Mounts connect multiple wire bundles or hang bundles from conduit, eliminating the need for saddle clamps. These mounts can be used with miniature, intermediate, standard, heavy-standard and light-heavy cab | M | 1000 | 2000 | 1000 | 365.68
07498360044 | CROS-M | CbleTieMnt,OpenConnRing,Nat,PK1000 | Open Cable Tie Connector Ring, Natural. | M | 1000 | 1000 | 1000 | 442.62
07498395532 | CS125-14SL-QY | CuMechlug,SFT,#2-1/0AWG,1/4StudPKG25Y | One-hole, copper, single barrel, straight floating tongue lug, slotted screw, #2 - 1/0 AWG, 1/4 (6.4mm) stud hole. | C | 100 | 25 | 1 | 800.18
07498325200 | CS1LG6 | Duct Corner Strip, 6' Lgth, LG, 6ft | Panduct® duct corner strip, 6' length for use with all types of PVC wiring duct, cut by user to fit duct height, light gray. | FT | 1 | 6 | 6 | 4.78
61305680415 | CSB42-150-230-Q | Ind. Cushion Sleeve, Min. Length 6.0" (1 |  | C | 100 | 25 | 25 | 599.81
61305680362 | CSB42-230-330-Q | Ind. Cushion Sleeve, Min. Length 9.0" (2 |  | C | 100 | 25 | 25 | 799.75
61305680363 | CSB42-330-430-Q | Ind. Cushion Sleeve, Min. Length 13.0" ( |  | C | 100 | 25 | 25 | 999.68
07498381426 | CSC1LG6 | 1" Bend Radius Corner Strip, 6'L, LG,6ft | Panduct® duct corner strip with 1" bend radius control, 6' lenght for use with all types of PVC wiring duct, cut-to-size 6', light gray. | FT | 1 | 6 | 6 | 8.87
07498360091 | CSCS-M | CbleTieMnt,CbleSpcer-Cross,Nat,PK1000 | Panduit CSCS-M Cable Spacer Crosses allow you to connect two bundles at 90 degrees. They also separate bundles to prevent abrasion and because of the dual cradle design the cable bundles remain stable. For use with miniature, intermediate and standard cab | M | 1000 | 2000 | 1000 | 591.31
07498379056 | CSEH15A30-C0 | CableSpacer,EH,WRBL,PK100 | Panduit CSEH15A30-C0 Heavy Duty Cable Spacer Crosses are designed to accommodate hoses or cable bundles while maintaining separation. For use with Panduit cable ties up to Heavy cross section and are intended for outdoor environments. Made of Weather Resi | C | 100 | 1000 | 100 | 68.89
07498360092 | CSH-D0 | CbleTieMnt,CbleSpcer,WRBL,PK500 | Panduit CSH-D0 Weather Resistant Cable Spacers are designed to separate or hand cords, cables and tubing. For use with Panduit cable ties up to Heavy cross section and are intended for indoor/outdoor environments. Made of Weather Resistant Nylon 6.6, are | M | 1000 | 500 | 500 | 880.46
07498360095 | CSH-D20 | CbleTieMnt,CbleSpcer,BL,PK500 | Panduit CSH-D20 Cable Spacers are designed to separate or hang cords, cables and tubing. For use with Panduit cable ties up to Heavy cross section and are intended for indoor/outdoor environments. Made of Nylon 6.6, are black in color and come in packages | M | 1000 | 500 | 500 | 840.31
07498348642 | CSMS-D71 | CbleTieMnt,CbleSpcer,PEEK,PK500 | Panduit CSMS-D71 PEEK Cable Spacers are designed to separate or hang cords, cables and tubing in high temperature and harsh chemical environments. They are multifunctional, lightweight and are intended for indoor environments. Made of PEEK, are light brow | M | 1000 | 500 | 500 | 2437.73
61305626071 | CSS35-14-C | Copper Mechanical Lug, 1 Hole, 1 Barrel, | The CSS35-14-C Mechanical Connector Lug one-hole copper, single barrel, is made from high strength electrolytic copper to provide premium electrical and mechanical performance for wide wire range-taking capability that helps minimize inventory requirement | C | 100 | 1 | 1 | 312.02
61305626070 | CSS35-36-C | Copper Mechanical Lug, 1 Hole, 1 Barrel, | The CSS35-36-C Mechanical Connector Lug one-hole copper, single barrel, is made from high strength electrolytic copper to provide premium electrical and mechanical performance for wide wire range-taking capability that helps minimize inventory requirement | C | 100 | 1 | 1 | 290.03
61305681466 | CSS70-14-L | Copper Mechanical Lug, 1 Hole, 1 Barrel, | The CSS70-14-L Mechanical Connector Lug one-hole copper, single barrel, is made from high strength electrolytic copper to provide premium electrical and mechanical performance for wide wire range-taking capability that helps minimize inventory requirement | C | 100 | 1 | 1 | 315.3
07498342065 | CST114-157 | Cable Stripping Tool,EA | Cable stripping tool for stripping insulation from cables 3/16" to 1 9/16" diameter. Includes replacement cutting blade. | PC | 1 | 1 | 1 | 141.32
07498342066 | CST114-157B | Blade Kit,Replacement,CST114-157,EA | Blade Kit Replacement for CST114-157 | PC | 1 | 5 | 1 | 37.31
07498322560 | CST115 | Wire Stripper, plier type,EA | Plier nose wire stripper. | PC | 1 | 1 | 1 | 33.1
07498300982 | CT-1000 | FerruleCrimpTool,Semiauto,StripsWire,EA | The CT-1000 Contour Crimp™ Ferrule Crimp Tool has a trapezoid profile. The innovative rapid load design utilizes continuously molded ferrules to significantly reduce installation time. The controlled-cycle mechanism assures high quality, consistent termin | PC | 1 | 1 | 1 | 430.78
07498376435 | CT-1002 | FerruleCrimp,26-10AWG,Trapezoid,CntrlCyc | The CT-1002 Contour Crimp™ Ferrule Crimp Tool has a trapezoid profile. The controlled-cycle mechanism assures high quality, consistent terminations. The ergonomic grip and front load design assures operator comfort and convenience. | PC | 1 | 1 | 1 | 430.78
07498376436 | CT-1003 | FerruleCrimp,22-8AWG,Trapezoid,CntrlCyc | The CT-1003 Contour Crimp™ Ferrule Crimp Tool has a trapezoid profile. The controlled-cycle mechanism assures high quality, consistent terminations. The ergonomic grip and front load design assures operator comfort and convenience. | PC | 1 | 1 | 1 | 430.78
07498376437 | CT-1004 | FerruleCrimp,8-6AWG,Trapezoid,CntrlCyc | The controlled cycle crimp tool has a trapezoidal profile and is designed for strength and durability. It is intended for American Wire Gauge (AWG) #8 to 6 (0.10 to 16.0 mm²) insulated and non-insulated single wire ferrules and American Wire Gauge (AWG) # | PC | 1 | 1 | 1 | 430.78
07498376438 | CT-1005 | FerruleCrimp,4-2AWG,ControlCycle,EA | The CT-1005 Contour Crimp™ Ferrule Crimp Tool has a trapezoid profile. The controlled-cycle mechanism assures high quality, consistent terminations. The ergonomic grip and front load design assures operator comfort and convenience. | PC | 1 | 1 | 1 | 430.78
07498376439 | CT-1006 | FerruleCrimpTool,Insul and non-insul,EA | Controlled cycle crimp tool with trapezoid profile for Panduit #1 AWG (50.0mm²) insulated and non-insulated ferrules. | PC | 1 | 1 | 1 | 452.32
61305676451 | CT-100B | Crimp Tool, plier type, crimps Panduit t | The CT-100B Pan-Term hand crimping tool is an excellent all-around application tool of heat-treated finished steel with a comfortable cushioned plastic grip handle. This tool is designed to crimp most Panduit #22-10 AWG insulated and non-insulated termina | PC | 1 | 1 | 1 | 71.04
07498353247 | CT-1015 | CrimpTool,14AWG,CntrlCycl,DblCrmpDscn,EA | Crimps Panduit #22 – 14 AWG loose piece Supra-Grip™ Disconnects. | PC | 1 | 1 | 1 | 541.97
61305618124 | CT-1090 | Controlled Cycle Ferrule Crimp Tool ,EA | Controlled Cycle Ferrule Crimp tool with square profile for #26 - 10 AWG (0.14-6.0mm²) insulated and non-insulated single wire ferrules and #22 - 12 AWG (0.05 - 4.0mm²) insulated twin ferrules. | PC | 1 | 1 | 1 | 411.2
07498371748 | CT-1104 | Ferrule,Crimp Tool,EA | Controlled cycle crimp tool with square profile for Panduit #8 – 6 AWG (10.0 – 16.0mm²) insulated and non-insulated ferrules and #10 AWG (6.0mm²) insulated twin wire ferrules. | PC | 1 | 1 | 1 | 430.78
07498371749 | CT-1123 | FerruleCrimp,8-6AWG,SquareProfl,CntrlCyc | The CT-1123 Contour Crimp™ Ferrule Crimp Tool has a square profile. The controlled-cycle mechanism assures high quality, consistent terminations. The ergonomic grip and side load design assures operator comfort and convenience. | PC | 1 | 1 | 1 | 430.78
61305618122 | CT-1160 | CtrldCYFerrCrmpToolw/PtLocator,Hex,EA | The CT-1160 Contour Crimp™ Ferrule Crimp Tool has a hexagon profile and crimps Pan-Term® single wire and twin wire ferrules. The controlled-cycle mechanism assures high quality, consistent terminations, and the ergonomic tool assures operator comfort, saf | PC | 1 | 1 | 1 | 398.93
61305618123 | CT-1170 | CtrldCYFerrCrmpToolw/PtLocator,Sq,EA | The CT-1170 Contour Crimp™ Ferrule Crimp Tool has a square profile. The controlled-cycle mechanism assures high quality, consistent terminations. The ergonomic grip and multi-position locator assures operator comfort and convenience. | PC | 1 | 1 | 1 | 398.93
61305677732 | CT-1250 | Manual Crimping tool for #1 AWG to 250 K | Panduit CT-1250 is a simple easy to use hand crimping tool that crimps #1, 1/0, 2/0, and 4/0 AWG connectors. This tool requires no individual dies – instead, it includes a 6-position integrated rotating wheel that provides a UL and CSA approved crimp. | PC | 1 | 1 | 1 | 819.25
07498372543 | CT-1525 | TermCrimp,CtrlCycle,26-22T,22-10D/D,EA | The CT-1525 Contour Crimp™ Terminal Crimp Tool crimps insulated terminals, splices, disconnects and, insulated parallel splices. The controlled-cycle mechanism assures high quality, consistent terminations. The ergonomic, extended grip handles with flat s | PC | 1 | 1 | 1 | 391.62
07498353243 | CT-1550 | TermCrimp,CtrlCycle,22-10T/S/D,EA | The CT-1550 Contour Crimp™ Terminal Crimp Tool crimps most Pan-Term® insulated terminals, splices, and disconnects. The controlled-cycle mechanism assures high quality, consistent terminations, and the ergonomic tool assures operator comfort, safety, and | PC | 1 | 1 | 1 | 391.62
07498353554 | CT-1551 | Crimp Tool,insulated Terms,Disc,Sp,EA | The CT-1551 Contour Crimp™ Terminal Crimp Tool crimps insulated terminals, splices, disconnects and, insulated parallel splices. The controlled-cycle mechanism and multi-postion locator assures high quality, consistent terminations. The ergonomic, extende | PC | 1 | 1 | 1 | 391.62
07498353244 | CT-1570 | TermCrimp,CtrlCycle,NonInsT/S/D/L,EA | The CT-1570 Contour Crimp™ Terminal Crimp Tool crimps non-insulated terminals, splices, disconnects and, insulated parallel splices. The controlled-cycle mechanism assures high quality, consistent terminations. The ergonomic, extended grip handles with fl | PC | 1 | 1 | 1 | 391.62
07498385009 | CT-160 | CrimpTool,PlierType,Terms,Dis,Spl,EA | Crimps most Panduit #22 – 10 AWG insulated and non-insulated terminals disconnects and splices. Cuts three U.S. and three metric screw sizes. Cuts and strips #22 – 10 AWG wire. Has insulation closure pocket. | PC | 1 | 1 | 1 | 61.87
07498372650 | CT-1700 | Crimp Tool,Controlled Cycle,EA | The CT-1700 Contour Crimp Controlled Cycle Tool provides a controlled cycle mechanism assuring a high quality, consistent terminations while an ergonomic tool design ensures operator comfort, safety, and performance. The polypropylene handles provides che | PC | 1 | 1 | 1 | 349.58
07498372651 | CT-1701 | TermCrimp,CtrlCycle,NonInsHD/LgRngTrm,EA | The CT-1701 Controlled Cycle Tool features a controlled-cycle crimping ratchet mechanism along with a ergonomic design which provides low handle effort for crimping. | PC | 1 | 1 | 1 | 349.58
07498385001 | CT-200 | Crimp Tool, Plier Type,non-insul,EA | Crimps most Panduit #22 – 10 AWG non-insulated terminals, disconnects and splices. Cuts #22 – 10 AWG wire. | PC | 1 | 1 | 1 | 64.51
61305664034 | CT-2002CH | 6 Ton Hydraulic Crimp Head | 6 Ton Hydraulic Crimp Head | PC | 1 | 1 | 1 | 1798.42
61305617218 | CT-2300/AUS | MicroCrimpTool,1.7Ton,AUS,EA | The Panduit® BlackFin® Battery Powered Micro-crimping Tool crimps 65 percent faster than a manual crimping tool thanks to an innovative trigger with power sensing technology. The lightweight, ergonomic design requires less hand force, reducing the risk of | PC | 1 | 1 | 1 | 1117.45
61305617215 | CT-2300/ST | MicroCrimpTool,1.7Ton,USA,EA | The CT-2300/ST BlackFin® Battery Powered Crimping Tool has interchangeable crimp dies for terminating most Pan-Term® terminals, splices, disconnects, ferrules and some copper lugs. The lightweight ergonomic design provides maximum productivity and ease of | PC | 1 | 1 | 1 | 1015.83
61305616915 | CT-2500/L | BLKFinCrimpTool,1.7Ton,USA,EA | The Panduit® BlackFin® Crimping Tool is built with an innovative in-line ergonomic design requires less hand force, reducing the risk of injury. The tool crimp force of 1.7 tons crimps a range of #22 – 10 AWG terminals, #26 – 10 AWG single wire ferrules, | PC | 1 | 1 | 1 | 2695.41
61305623488 | CT-2500/LBC | BATTERY, 10.8 VDC ,EA | BATTERY, 10.8 VDC | PC | 1 | 1 | 1 | 201.97
61305623489 | CT-2500/LCHR | CHARGER 10.8 VDC, 120 VAC USA ,EA | CHARGER 10.8 VDC, 120 VAC USA | PC | 1 | 1 | 1 | 229.21
07498300969 | CT-2500BC | RechargeToolBattery,CT-2500-CT-2600,EA | Rechargeable tool battery for use with the CT-2500 and CT-2600. | PC | 1 | 1 | 1 | 846.42
07498311194 | CT-2500CH | CrimpHeadFrame,CT-2500,CD-525,550,570,EA | Crimp head frame to be used with die inserts CD-525, CD-550 or CD-570 (sold separately). | PC | 1 | 1 | 1 | 641.23
07498300970 | CT-2500CHR | BatteryCharger,US,CT-2500-CT-2600,EA | U.S. compatible battery charger for use with the CT-2500 and the CT-2600. | PC | 1 | 1 | 1 | 1065.49
61305618128 | CT-2504CH | CrimpHeadFrame usew/ CT-2500 ,EA | Crimp Head for use with Panduit CT-2500 , CT-2500/E, CT-2500/L and CT-2500/LE crimp tools. Crimps Panduit #8-6 AWG single wire ferrules and Panduit #10 AWG twin wire ferrules. Square crimp profile. | PC | 1 | 1 | 1 | 595.39
61305618127 | CT-2523CH | CrimpHeadFrame usew/ 26-8AWG,CT-2500 ,EA | Crimps Panduit #26 - 8 AWG (0.14 - 10.0mm2) insulated and non-insulated ferrules and #22 - 12 AWG (0.50 - 4.0mm2) insulated twin wire ferrules - Square profile. Used with the Panduit CT-2500/L Series Battery Hydraulic crimping tool | PC | 1 | 1 | 1 | 623.73
07498300972 | CT-2525CH | CrimpHead,CT-2500,Fullyinsulated,EA | Crimps Panduit #22 – 10 AWG fully insulated disconnects and insulated parallel splices. | PC | 1 | 1 | 1 | 726.43
07498300973 | CT-2550CH | CrimpHead,CT-2500,Terms,Dis,Spl,EA | Crimps Panduit #22 – 10 AWG insulated terminals, disconnects, and splices. | PC | 1 | 1 | 1 | 666.81
07498300974 | CT-2570CH | CrimpHead,CT-2500,Non-insulated,EA | Crimps Panduit #22 – 10 AWG non-insulated terminals, disconnects, and splices. | PC | 1 | 1 | 1 | 726.43
07498385013 | CT-260 | Term Crimp Tool,Plier Type,22-10AWG,EA | Crimps most Panduit #22 – 10 AWG insulated and non-insulated terminals. Cuts #22 – 10 AWG wire. | PC | 1 | 1 | 1 | 67.03
61305616977 | CT-2600/L | BLKFinCrimpTool,4Ton,USA,EA | The CT-2600/L BlackFin® Battery Powered Crimping Tool quickly terminates bare, vinyl insulated, and KYNAR insulated large wire terminals. The flip top crimp head allows for easy change over of crimp dies for installation efficiency. The controlled cycle | PC | 1 | 1 | 1 | 2922.98
61305675765 | CT-2902BPHP/ST | Industrial, Hydraulic Pump, 10KPSI, Batt | Pump, 10KPSI, Battery Operated, 110V Charger &amp; 2 Batteries | PC | 1 | 1 | 1 | 7074.35
61305675415 | CT-2902BPHP/TO | Industrial, Hydraulic Pump, 10KPSI, Batt | Pump, 10KPSI, Battery Operated, Tool Only | PC | 1 | 1 | 1 | 5889.74
61305675741 | CT-2902RFS | Battery Pump, Remote Foot Switch | Remote Foot Switch for CT-2902BPHP Battery Pump | PC | 1 | 1 | 1 | 856.61
61305675416 | CT-2902RPS | Battery Pump, Remote Pendant Switch |  | PC | 1 | 1 | 1 | 406.53
61305617233 | CT-2920/CCP | BLKFinMultiTool,12Ton,USA,EA | The Panduit® BlackFin® Crimping Tool crimps, cuts and punches with just the touch of a button. Thanks to a 355-degree rotating, flip-top crimp head, adapters and dies change out quickly and easily. This crimping tool has a force of 12 tons and crimps #8 A | PC | 1 | 1 | 1 | 7585.22
61305617189 | CT-2920/CCPINT | BLKFinMultiTool,12Ton,INT,EA | The Panduit® BlackFin® Crimping Tool crimps, cuts and punches with just the touch of a button. Thanks to a 355-degree rotating, flip-top crimp head, adapters and dies change out quickly and easily. This crimping tool has a force of 12 tons and crimps #8 A | PC | 1 | 1 | 1 | 7732.68
61305617228 | CT-2931/ST | BLKFinCrimpTool,12Ton,USA,EA | The CT-2931/ST BlackFin® Battery Powered Crimping Tool crimps with just the touch of a button. Wires can quickly and easily be terminate with a 355-degree rotating flip-top crimp head. The crimp tool has a force of 12 tons and crimps most Pan-Term® termin | PC | 1 | 1 | 1 | 6347.44
61305617229 | CT-2931/STCV | BLKFinCrimpTool,PVC,12Ton,USA,EA | The Panduit® BlackFin® Crimping Tool crimps with just the touch of a button. Dies even change out quickly and easily thanks to a 355-degree rotating open C-crimp head with two-layer PVC coating. The crimping tool has a force of 12 tons and crimps #8 AWG – | PC | 1 | 1 | 1 | 7114.37
61305617143 | CT-2931/STCVINT | BLKFinCrimpTool,PVC,12Ton,INT,EA | The Panduit® BlackFin® Crimping Tool crimps with just the touch of a button. Dies even change out quickly and easily thanks to a 355-degree rotating open C-crimp head with two-layer PVC coating. The crimp tool has a force of 12 tons and crimps #8 AWG – 75 | PC | 1 | 1 | 1 | 7179.43
61305617142 | CT-2931/STINT | BLKFinCrimpTool,12Ton,INT,EA | The Panduit® BlackFin® Crimping Tool crimps with just the touch of a button. Dies even change out quickly and easily thanks to a 355-degree rotating open C-crimp head. The crimp tool has a force of 12 tons and crimps #8 AWG – 750 kcmil copper code, #8 AWG | PC | 1 | 1 | 1 | 6662.16
07498319554 | CT-2940/L | CT-2940 Crimp Tool,Die Type,15 Ton,EA | Die type 15 ton crimping tool, 18V lithium-ion battery powered, 120 VAC charger, Jaw opening: 2" (50.8mm), Weight: 24.35 lbs. (11.0kg) with battery, Length: 22" (558.8mm), Height: 10.75" (273.1mm), Width: 3.75" (95.3mm). | PC | 1 | 1 | 1 | 8954.64
61305617232 | CT-2940/ST | BLKFinCrimpTool,15Ton,USA,EA | The Panduit® BlackFin® Crimping Tool crimps with just the touch of a button. Dies even change out quickly and easily thanks to a 355-degree rotating open C-crimp head. The crimp tool has a force of 15 tons and crimps #8 AWG – 1000 kcmil copper code, #8 AW | PC | 1 | 1 | 1 | 8390.36
61305617185 | CT-2940/STINT | BLKFinCrimpTool,15Ton,INT,EA | The Panduit® BlackFin® Crimping Tool crimps with just the touch of a button. Dies even change out quickly and easily thanks to a 355-degree rotating open C-crimp head. The crimp tool has a force of 15 tons and crimps #8 AWG – 1000 kcmil copper code, #8 AW | PC | 1 | 1 | 1 | 7674.07
61305617231 | CT-2980/ST | BLKFinCrimpTool,6.2Ton,USA,EA | The CT-2980/ST BlackFin® Battery Powered Crimping Tool crimps with just the touch of a button. Wires can quickly and easily terminate with a 360-degree rotating flip-top crimp head. The crimp tool has a force of 6.2 tons and crimps most Pan-Term® terminal | PC | 1 | 1 | 1 | 6530.62
61305617183 | CT-2980/STINT | BLKFinCrimpTool,6.2Ton,INT,EA | The Panduit® BlackFin® 4-point Indenter Dieless Crimping Tool crimps with just the touch of a button. Wires can quickly and easily be terminated with a 360-degree rotating flip-top crimp head. The crimp tool has a force of 6.2 tons and crimps #4 AWG – 750 | PC | 1 | 1 | 1 | 6919.9
07498385002 | CT-300-1 | Crimp Tool,Fullyinsulated,Rgt.Dis,EA | Crimps Panduit #22 – 14 AWG fully insulated right angle disconnects (DNFR-FIB series). | PC | 1 | 1 | 1 | 469.19
61305617151 | CT-3001/CCP | BLKFinMultiTool,6.7Ton,USA,EA | The CT-3001/CCP BlackFin® Battery Powered Crimp Tool designed to operate using crimp dies, cutting blades, and hole punch adapters. The low profile, flip-top crimp head rotates 355 degrees and crimps up to 6.7 tons. This tool crimps most Pan-Term® termin | PC | 1 | 1 | 1 | 3102.91
61305617152 | CT-3001/CCPINT | BLKFinMultiTool,6.7Ton,INT,EA | Introducing the Panduit® BlackFin® 3-in-1 in-line Lithium-ion Hydraulic Crimp, Cut and Punch Tool. Adapters and dies change out quickly and easily thanks to a 355-degree rotating flip-top crimp head. The crimp tool has a force of 6.7 tons and crimps Pandu | PC | 1 | 1 | 1 | 3719.89
61305617227 | CT-3001/ST | BLKFinCrimpTool,6.7Ton,Die,USA,EA | The CT-3001/ST BlackFin® Battery Powered Crimp Tool crimps easily with a 360-degree rotating flip-top crimp head since adapters can change out quickly. The crimp tool has a force of 6.7 tons and crimps most Pan-Term® terminals, splices, disconnects, ferru | PC | 1 | 1 | 1 | 3524.42
61305617225 | CT-3001/STINT | BLKFinCrimpTool,6.7Ton,Die,INT,EA | Introducing the Panduit® BlackFin® 3-in-1 in-line Lithium-ion Hydraulic Crimp Tool. Adapters and dies change out quickly and easily thanks to a 355-degree rotating flip-top crimp head. The crimp tool has a force of 6.7 tons and crimps Panduit copper lugs | PC | 1 | 1 | 1 | 3920.36
07498320333 | CT-310 | CrimpTool, controlcycle,EA | Blue handle tool crimps Panduit #22 – 10 AWG heat shrink insulated terminals, disconnects, and splices. | PC | 1 | 1 | 1 | 373.83
61305617230 | CT-3980 | BLKFinCrimpTool,6.7Ton,Dieless,USA,EA | The CT-3980 BlackFin® Battery Powered Crimp Tool crimps easily with a 360-degree rotating flip-top crimp head since adapters can change out quickly. The crimp tool has a force of 6.7 tons and crimps most Pan-Term® terminals, splices, disconnects, ferrules | PC | 1 | 1 | 1 | 4396.11
61305617160 | CT-3980/INT | BLKFinCrimpTool,6.7Ton,Dieless,INT,EA | Introducing the Panduit® BlackFin® In-line Lithium-ion Dieless Hydraulic Crimp Tool. Terminations are quick and easy thanks to a 355-degree rotating flip-top crimp head. The crimp tool has a variable force of 3.4 - 6.7 tons and crimps Panduit copper lugs | PC | 1 | 1 | 1 | 4611.02
61305677520 | CT-810 | Manual Crimping tool for #8 to 1/0 AWG L | The Panduit CT-810 is a simple and easy to use hand crimping tool that crimps #8, #6, #4, #2, #1, and 1/0 AWG connectors. This tool requires no individual dies – instead, it includes a 6-position integrated rotating wheel that provides a UL and CSA approv | PC | 1 | 1 | 1 | 570.71
07498391459 | CT-900HPH | Hydraulic Hose,CT-901HP, 10' (3.05m) | Electrically non-conductive 10' hose compatible with Panduit CT-901HP hydraulic pump and CT-930CH, CT-940CH and CT-980CH crimp heads, supplied pre-filled with hydraulic fluid for fast start up. Supplied with two male Parker type quick-connect fittings. | PC | 1 | 1 | 1 | 669.1
07498384057 | CT-900LPHPH | Hydraulic Hose,CT-8250HP, 10' (3.05m) | Electrically non-conductive 10' hose compatible with Panduit CT-8250HP hydraulic pump and CT-930LPCH and CT-980LPCH crimp heads, supplied pre-filled with hydraulic fluid for fast start up. Supplied with two female Parker type quick-connect fittings. | PC | 1 | 1 | 1 | 710.62
61305617007 | CT-902HP | Industrial 115V 10K PSI System Hydraulic |  | PC | 1 | 1 | 1 | 5299.13
61305617009 | CT-902HP-5K | industrial 115V 5K PSI System Hydraulic |  | PC | 1 | 1 | 1 | 5829.03
61305617010 | CT-902HP-5K220 | 220V 5K PSI System Hydraulic Pump (Must |  | PC | 1 | 1 | 1 | 5445.49
61305631594 | CT-902HP-5KRFS | 5K PSI PUMP, FOOT SWITCH 115V |  | PC | 1 | 1 | 1 | 6700.99
61305617008 | CT-902HP220 | 220V 10K PSI System Hydraulic Pump (Must |  | PC | 1 | 1 | 1 | 5717.75
61305631593 | CT-902HPRCH | PUMP, REMOTE CRIMP HANDLE |  | PC | 1 | 1 | 1 | 6753.33
61305632085 | CT-902HPRFS | Pump, 10K PSI, 115V with Remote Foot Swi |  | PC | 1 | 1 | 1 | 6700.56
61305617012 | CT-902RCH | Remote Crimp Handle (High Pressure Only) |  | PC | 1 | 1 | 1 | 1526.93
61305617011 | CT-902RFS | Remote Foot Switch for CT-902HP, CT-902H |  | PC | 1 | 1 | 1 | 1471.52
61305623446 | CT-920 | CrmpTool,HandOpd,CtrldCY,EA | The CT-920 Manual Hydraulic Crimp Tool is a hand-operated and light weight hydraulic crimping tool that is made of high quality aluminum that provides long-term dependability. The cushion grip prevents hands from slipping and reduces worker fatigue. This | PC | 1 | 1 | 1 | 3142.05
61305617221 | CT-920/CV | 12 TON MANUAL HYDRAULIC TOOL ,EA | Manual Hydraulic Crimping Tools, 12 Ton. | PC | 1 | 1 | 1 | 3647.96
61305623445 | CT-920CH | BLKFinCrimpTool,RemoteHydraulic,14ton,EA | When partnered as a complete Panduit set, the Panduit® BlackFin® Crimping Tool provides continuous crimping operation. Plus, the open C-crimp head design allows easy loading of crimping dies and connectors, saving time. The crimp tool has a force of 12 to | PC | 1 | 1 | 1 | 2371.93
61305623447 | CT-920CH/CCP | 12 TON HYDRAULIC CRIMP HEAD, 9.75lbs,EA | 12-ton 3-in-1 hydraulic, Crimp, Cut & Punch Universal Crimp head. Crimps Panduit copper compression lugs and splices from: 8 AWG - 750 kcmil copper Code, 8 AWG - 535 kcmil copper flex, metric 10 mm2 - 400 mm2 Class 2r and 10mm2 - 300mm2 Class 5f & 6f , 6 | PC | 1 | 1 | 1 | 3172.37
61305617220 | CT-920CH/CV | 12 TON HYDRAULIC CRIMP HEAD, 10lbs ,EA | 12-ton hydraulic crimp head. C-head covered with PVC insualtion. Crimps Panduit copper compression lugs and splices from: 8 AWG - 750 kcmil copper Code, 8 AWG - 535 kcmil copper flex, metric 10 mm2 - 400 mm2 Class 2r and 10mm2 - 300mm2 Class 5f & 6f , 6 A | PC | 1 | 1 | 1 | 2411.91
07498380294 | CT-930LPCH | BLKFinCrimpTool,RemoteHydraulic,10ton,EA | When partnered as a complete Panduit set, the Panduit® BlackFin® Crimping Tool provides continuous crimping operation. The open C-crimp head design allows easy loading of crimping dies and connectors, saving time. The crimp head even lasts longer in high- | PC | 1 | 1 | 1 | 2297
07498358929 | CT-940CH | BLKFinCrimpTool,RemoteHydraulic,15ton,EA | When partnered as a complete Panduit set, the Panduit® BlackFin® Crimping Tool provides continuous crimping operation. Plus, the open C-crimp head design allows easy loading of crimping dies and connectors, saving time. The crimping tool has a force of 15 | PC | 1 | 1 | 1 | 4722.84
61305657443 | CT-940CH/BJO | 15 Ton Crimp Head with 90 Degree Fitting | 15 Ton Crimp Head with 90 Degree Fitting | PC | 1 | 1 | 1 | 4422.03
61305656992 | CT-940CHHAN | Handle Plate Assembly |  | PC | 1 | 1 | 1 | 416.48
07498338387 | CT-980 | Crimp Tool,Dieless,6.2 Ton,EA | The CT-980 Uni-Die™ Dieless Crimping Tool provides a cushioned grip to help prevent hands from slipping on the tool and reduce fatigue. UL Listed and CSA Certified wire range-taking capability on Panduit® Pan-Lug™ Copper Lugs and splices for #4 AWG – 750 | PC | 1 | 1 | 1 | 3820.29
07498338388 | CT-980CH | BLKFinCrimpTool,RemoteHydraulic,6ton,EA | When partnered as a complete Panduit set, the Panduit® BlackFin® 4-point Indenter Dieless Crimping Tool provides continuous crimping operation. Plus, wires can be terminated quickly and easily thanks to a flip-top aluminum crimp head. The crimp tool has a | PC | 1 | 1 | 1 | 3500.2
61305623486 | CT-CHRMK120V | 120VAC MAKITA LI-ION BATTERY CHARGER, EA | 120VAC Charger for 18 volt Battery Makita with Type A Plug(North America only) | PC | 1 | 1 | 1 | 314.88
61305675612 | CT-CHRMK12VDC | 12 VDC MAKITA LI-ION AUTOMOTIVE BATTERY | 12 VDC Makita LI-ION Automotive Battery Charger | PC | 1 | 1 | 1 | 307.78
61305623505 | CT-CHRMK230VINT | 230 VAC MAKITA LI-ION CHARGER,Cplug,EA | 230V Charger for 18 volt Makita Battery with Type C Plug (International Use). | PC | 1 | 1 | 1 | 314.88
61305623537 | CT-LIBCMK3AH | BATTERY, 18VDC, MAKITA, 3.0A-Hr ,EA | Replacement Makita Li-ion 18V, 3AH battery (North America Use) | PC | 1 | 1 | 1 | 328.61
61305623450 | CT-LIBCMK3AHINT | INT BATTERY, 18VDC, MAKITA, 3.0A-Hr ,EA | Replacement Makita Li-ion 18V, 3AH battery (International Use) | PC | 1 | 1 | 1 | 348.33
61305675613 | CT-LIBCMK4AH | 18VDC, MAKITA, 4.0 A-Hr USA | 18 VDC, 4.0 Ah Makita Battery, North America | PC | 1 | 1 | 1 | 280.74
61305620041 | CT-USB | Data Reader, Tool to FINS Software,EA | Data reader for transmitting data from tool to FINS software. | PC | 1 | 1 | 1 | 901.83
07498391120 | CTAP2-2-X | CTAP,#2 AWG Run,#2 AWG Tap,10PK | C-Type copper compression taps, type CTAP, #2 AWG Run, #2 AWG Tap, 10pc. | C | 100 | 40 | 1 | 957.8
07498391119 | CTAP2-4-Q | CTAP,#2-4 AWG SOL STR Run,Tap,25PK | C-Type copper compression taps, type CTAP, #2 AWG Run, #4 AWG Tap, 25pc. | C | 100 | 25 | 1 | 957.8
07498382130 | CTAP2/0-2-X | CTAP,1/0-2/0 AWG Run, #8-#2 AWGTap,10PK | The CTAP2/0-2-X Compression Connector Tap provides high-strength and premium electrical properties. It is suitable for use with solid and stranded copper Code conductors for tapping into unbroken continuous main, as a wire joint or two-way splice. The wid | C | 100 | 10 | 1 | 2226.26
07498382131 | CTAP2/0-2/0-X | CTAP,1/0-2/0 AWG STR Run,Tap,10PK | C-type copper compression taps, type CTAP, 1/0 - 2/0 AWG Run, 1/0 - 2/0 AWG Tap, 10pc. | C | 100 | 10 | 1 | 2226.26
07498391118 | CTAP4-4-L | CTAP's, Heavy Duty, #4 AWG, 50PK | C-Type copper compression taps, type CTAP, #4 AWG, 50pc. | C | 100 | 50 | 1 | 711.2
07498391117 | CTAP4-6-L | CTAP,#6 AWG,#4 AWG Run, #6 AWG Tap,50PK | C-Type copper compression taps, type CTAP, #6 AWG, 50pc. | C | 100 | 50 | 1 | 590.65
07498382132 | CTAP4-8-L | CTAP's, Heavy Duty,run #6-#4 AWG,50PK | C-Type copper compression taps, type CTAP, #8 AWG, 50pc. | C | 100 | 50 | 1 | 711.2
07498383950 | CTAP4/0-2-X | CTAP,4/0-2 AWG STR Run,Tap,10PK | The CTAP4/0-2-X Compression Connector Tap provides high-strength and premium electrical properties. It is suitable for use with solid and stranded copper Code conductors for tapping into unbroken continuous main, as a wire joint or two-way splice. The wid | C | 100 | 10 | 1 | 2797.48
07498383949 | CTAP4/0-2/0-X | CTAP,3/0-4/0AWG Run, 1/0-2/0 AWGTap,10PK | C-Type copper compression taps, type CTAP, 4/0 AWG Run, 10pc. | C | 100 | 10 | 1 | 2797.48
07498391121 | CTAP4/0-4/0-X | CTAP, 3/0-4/0 AWG STR Run,Tap,10PK | The CTAP4/0-4/0-X Compression Connector Tap provides high-strength and premium electrical properties. It is suitable for use with solid and stranded copper Code conductors for tapping into unbroken continuous main, as a wire joint or two-way splice. The | C | 100 | 10 | 1 | 2965.35
07498359976 | CTAPF1-12-C | CTAP,#3-#1 AWG Run,#12-#3 AWG Tap,100PK | C-Type copper thin wall compression tap, type CTAPF, #1 AWG - #12 AWG. | C | 100 | 100 | 1 | 706.93
07498359977 | CTAPF1/0-12-L | CTAP,2-1/0 AWG Run,1 -2AWG Tap,50PK | The CTAPF1/0-12-L Compression Connector Tap provides high-strength and premium electrical properties. It is suitable for use with solid and stranded copper Code conductors for tapping into unbroken continuous main, as a wire joint or two-way splice. The w | C | 100 | 50 | 1 | 901.33
07498379350 | CTAPF10-16-C | CTAP,#2-1/0 AWG Run, #12-#2 AWGTap,100PK | C-Type copper thin wall compression tap, type CTAPF, #10 AWG - #16 AWG. | C | 100 | 100 | 1 | 301.15
07498359975 | CTAPF2-12-C | CTAP,4-2 AWG Run,1 -4 AWG Tap,100PK | The CTAPF2-12-C Compression Connector Tap provides high-strength and premium electrical properties. It is suitable for use with solid and stranded copper Code conductors for tapping into unbroken continuous main, as a wire joint or two-way splice. The wid | C | 100 | 100 | 1 | 617.77
07498359978 | CTAPF2/0-12-Q | CTAP,#1-2/0 AWG Run,#12-#1 AWG Tap,25PK | C-Type copper thin wall compression tap, type CTAPF, 2/0 AWG - #12 AWG. | C | 100 | 25 | 1 | 1064.64
07498359974 | CTAPF3-12-C | CTAP,#5-#3 AWG Run,#12-#5 AWG Tap,100PK | C-Type copper thin wall compression tap, type CTAPF, #3 AWG - #12 AWG. | C | 100 | 100 | 1 | 526.4
07498359979 | CTAPF3/0-12-Q | CTAP,1/0-3/0 AWG Run,12-1/0 AWGTap,PK25 | C-Type copper thin wall compression tap, type CTAPF, 3/0 AWG - #12 AWG. | C | 100 | 25 | 1 | 1133.93
07498359973 | CTAPF4-12-C | CTAP,6-4 AWG Run,12-6 AWG Tap.100PK | C-Type copper thin wall compression tap, type CTAPF. | C | 100 | 100 | 1 | 427.47
07498359972 | CTAPF6-12-C | CTAP,8-6 AWG Run,12-8 AWG Tap,100PK | C-Type copper thin wall compression tap, type CTAPF, #6 AWG - #12 AWG. | C | 100 | 100 | 1 | 355.94
07498359971 | CTAPF8-12-C | CTAP,#10-#8 AWG Run,#12- #10AWGTap,100PK | C-Type copper thin wall compression tap, type CTAPF, #8 AWG - #12 AWG. | C | 100 | 100 | 1 | 340.65
61305610807 | CTAPR2-2-X | C-Style CU Comp Conn, #6 AWG Sol- #2 AWG | The CTAPR2-2-X Compression Connector Tap provides high-strength and premium electrical properties. It is suitable for use with solid and stranded copper Code conductors. Used for tapping conductor to conductor and conductor to ground rod applications. UL | C | 100 | 10 | 1 | 897.88
61305614290 | CTAPR2/0-2-X | C-Style CU Comp Conn, #1 AWG Str– 2/0 | C-Style CU Comp Conn, #1 AWG Str– 2/0 AWG Str, 3/8” Rod (M); #6 AWG Sol- #2 AWG Str (T) | C | 100 | 10 | 1 | 1871.07
61305614291 | CTAPR2/0-2/0-X | C-Style CU Comp Conn, #1 AWG Str– 2/0 | The CTAPR2/0-2-X Compression Connector Tap provides high-strength and premium electrical properties. It is suitable for use with solid and stranded copper Code conductors. Used for tapping conductor to conductor and conductor to ground rod applications. U | C | 100 | 10 | 1 | 1871.07
61305614292 | CTAPR250-2/0-6 | C-Style CU Comp Conn, 3/0 AWG Str– 250 | The CTAPR250-2/0-6 Compression Connector Tap provides high-strength and premium electrical properties. It is suitable for use with solid and stranded copper Code conductors. Used for tapping conductor to conductor and conductor to ground rod applications. | C | 100 | 6 | 1 | 2649.94
61305623556 | CTAPR250-250-6 | C-Style CU Comp Conn, 3/0 AWG Str– 250 | The CTAPR250-250-6 Compression Connector Tap provides high-strength and premium electrical properties. It is suitable for use with solid and stranded copper Code conductors. Used for tapping conductor to conductor and conductor to ground rod applications. | C | 100 | 6 | 1 | 2649.94
61305623557 | CTAPR500-2/0-6 | C-Style CU Comp Conn, 300 kcmil– 500 k | The CTAPR500-2/0-6 Compression Connector Tap provides high-strength and premium electrical properties. It is suitable for use with solid and stranded copper Code conductors. Used for tapping conductor to conductor and conductor to ground rod applications. | C | 100 | 3 | 1 | 4032.62
61305623558 | CTAPR500-250-6 | C-Style CU Comp Conn, 300 kcmil– 500 k | The CTAPR500-250-6 Compression Connector Tap provides high-strength and premium electrical properties. It is suitable for use with solid and stranded copper Code conductors. Used for tapping conductor to conductor and conductor to ground rod applications. | C | 100 | 6 | 1 | 4032.62
61305623559 | CTAPR500-500-6 | C-Style CU Comp Conn, 300 kcmil– 500 k | The CTAPR500-500-6 Compression Connector Tap provides high-strength and premium electrical properties. It is suitable for use with solid and stranded copper Code conductors. Used for tapping conductor to conductor and conductor to ground rod applications. | C | 100 | 6 | 1 | 4546.39
61305666970 | CTFP-100 | Pneumatic Ferrule Crimping Tool for 12 - | The CTFP-100 is a pneumatic, benchtop ferrule crimp press for #12 – #8 AWG (4 – 10 mm2) loose piece ferrules. Its small footprint, foot pedal actuator, and coiled air line allow for set up versatility and convenience. The fast crimp stroke and integrated | PC | 1 | 1 | 1 | 1187.45
61305666968 | CTFP-25 | Pneumatic Ferrule Crimping Tool for 26 - | The CTFP-25 is a pneumatic, benchtop ferrule crimp press for #24 – #14 AWG (0.25 – 2.5 mm2) loose piece ferrules. Its small footprint, foot pedal actuator, and coiled air line allow for set up versatility and convenience. The fast crimp stroke and integra | PC | 1 | 1 | 1 | 1003.35
61305666969 | CTFP-40 | Pneumatic Ferrule Crimping Tool for 26 - | The CTFP-40 is a pneumatic, benchtop ferrule crimp press for #24 – #12 AWG (0.25 – 4 mm2) loose piece ferrules. Its small footprint, foot pedal actuator, and coiled air line allow for set up versatility and convenience. The fast crimp stroke and integrate | PC | 1 | 1 | 1 | 1187.45
07498345679 | CTH35U08-C30 | CTH,PushMount,.35"dia,PK100 | Corrugated tubing holder push mount with umbrella, .35" (9mm) nominal diameter. | C | 100 | 500 | 100 | 28.27
07498345322 | CTH38U10-C30 | CTH,PushMount,.38"dia,PK100 | Corrugated tubing holder push mount with umbrella, .38" (10mm) nominal diameter. | C | 100 | 1000 | 100 | 31.28
07498345323 | CTH50U13-C30 | CTH,PushMount,.50"dia,PK100 | Corrugated tubing holder push mount with umbrella, .50" (13mm) nominal diameter. | C | 100 | 1000 | 100 | 32.63
07498345324 | CTH62U17-C30 | CTH,PushMount,.62"dia,PK100 | Corrugated tubing holder push mount with umbrella, .62" (17mm) nominal diameter. | C | 100 | 1000 | 100 | 34.24
07498345325 | CTH87U22-C30 | CTH,PushMount,.87"dia,PK100 | Corrugated tubing holder push mount with umbrella, .87" (22mm) nominal diameter. | C | 100 | 1000 | 100 | 35.72
07498344116 | CVR2-1 | Black H-tap Cover,w/HTCT2-2,EA | Black HTAP cover, use with HTCT2-2, CTAP2-4, CTAP2-2, and CTAP2/0-2. | C | 100 | 10 | 1 | 1176.35
07498343877 | CVR250-1 | Black H-tap Cover,w/HTCT250-200,EA | Black HTAP cover, use with HTCT250-250 and CTAP2/0-2/0. | C | 100 | 10 | 1 | 1344.37
07498391413 | CW-12-Q | BellevilleWasher,1/2"BoltPKG25 | Belleville compression washer, 1.18" diameter. | C | 100 | 50 | 1 | 274.4
07498391410 | CW-14-L | BellevilleWasher,1/4"BoltPKG50 | Belleville compression washer, .68" diameter. | C | 100 | 50 | 1 | 205.08
07498391412 | CW-38-L | BellevilleWasher,3/8"BoltPKG50 | Belleville compression washer, .93" diameter. | C | 100 | 50 | 1 | 205.08
07498364621 | CWD2LG6 | 2 CWD, PVC, 3.35x2.57, LG, 6ft | PanelMax„¢ corner wiring duct, 3.35W x 2.57 H, .2 (5.0mm) slot width, light gray. | FT | 1 | 6 | 6 | 24.3
07498364623 | CWD2WH6 | 2 CWD, PVC, 3.35x2.57, WHT, 6ft | PanelMax„¢ corner wiring duct, 3.35W x 2.57 H, .2 (5.0mm) slot width, white. | FT | 1 | 6 | 6 | 25.5
07498365229 | CWD3LG6 | 3 CWD, PVC, 4.40x3.57, LG, 6ft | The CWD3LG6 Panduct® PanelMax™ Corner Wiring Duct is an innovative wire management product that makes more efficient use of space inside enclosures, speeds installation, and reduces control panel assembly costs. It used in the vertical corners of compact | FT | 1 | 6 | 6 | 29.12
07498365193 | CWD3WH6 | 3 CWD, PVC, 4.40x3.57,WHT, 6ft | PanelMax„¢ corner wiring duct, 4.40W x 3.57 H, .2 (5.0mm) slot width, white. | FT | 1 | 6 | 6 | 29.12
07498365328 | CWD4LG6 | 4 CWD, PVC, 5.33x4.58, LG, 6ft | The CWD4LG6 Panduct® PanelMax™ Corner Wiring Duct is an innovative wire management product that makes more efficient use of space inside enclosures, speeds installation, and reduces control panel assembly costs. It used in the vertical corners of compact | FT | 1 | 6 | 6 | 34.89
07498365317 | CWD4WH6 | 4 CWD, PVC, 5.33x4.58,WHT, 6ft | PanelMax„¢ corner wiring duct, 5.33W x 4.58 H, .2 (5.0mm) slot width, white. | FT | 1 | 6 | 6 | 34.89
07498303047 | CXS125-14-Q | CuMechLug,#4-1/0AWG,1/4StudPKG25 | One-hole, copper, single barrel, straight fixed tongue lug, #4 - 1/0 AWG, 1/4 (6.4mm) stud hole. | C | 100 | 25 | 1 | 555.24
07498387833 | CXS35-36-C | CuMechLug,SFT,#14-#6AWG,3/16StudPKG100 | The CXS35-36-C Mechanical Connector Lug one-hole copper, single barrel, is made from high strength electrolytic copper to provide premium electrical and mechanical performance for wide wire range-taking capability that helps minimize inventory requirement | C | 100 | 100 | 1 | 197.98
07498387867 | CXS35-36T-C | CuMechLug,Tin-Plate,14-6AWG,3/16,PKG100 | One-hole, copper, single barrel, straight fixed tongue, tin-plated lug, #14 - #6 AWG, 3/16 (4.8mm) stud hole. | C | 100 | 100 | 1 | 205.56
07498383730 | CXS70-14-C | CuMechLug,SFT,#14-#4AWG,1/4StudPKG100 | The CXS70-14-C Mechanical Connector Lug one-hole copper, single barrel, is made from high strength electrolytic copper to provide premium electrical and mechanical performance for wide wire range-taking capability that helps minimize inventory requirement | C | 100 | 100 | 1 | 312.02
07498383731 | CXS70-14T-C | CuMechLug,Tin-Plate,14-4AWG,1/4,PKG100 | One-hole, copper, single barrel, straight fixed tongue, tin-plated lug, #14 - #4 AWG, 1/4 (6.4mm) stud hole. | C | 100 | 100 | 1 | 340.11
07498382750 | D-250A-C | DisconnectAdapter,NonIns,2Fem,1Male,100 | The vibration resistant disconnect adapter in metallic brass couples two female tabs and one male tab all sized at 0.250 x 0.032 (6.3 x 0.8 mm). The adapter is 0.82" (20.8 mm) long and 0.57" (14.5 mm) wide. It tin-plated, non-insulated, and comes in bottl | C | 100 | 100 | 100 | 80.51
07498321085 | D1.5X2LG6 | Round Hole Duct, PVC, 1.5X2X6',LG,6ft | Panduct® flush cover type D round hole wiring duct, 1.5 W x 2 H, 6' length, PVC, light gray. | FT | 1 | 6 | 6 | 6.6
07498321095 | D1.5X3BL6 | Round Hole Duct, PVC, 1.5X3X6',BLK,6ft | Panduct® flush cover type D round hole wiring duct, 1.5 W x 3 H, 6' length, PVC, black. | FT | 1 | 6 | 6 | 8.93
07498321100 | D1.5X3LG6 | Round Hole Duct, PVC, 1.5X3X6',LG,6ft | Panduct® flush cover type D round hole wiring duct, 1.5 W x 3 H, 6' length, PVC, light gray. | FT | 1 | 6 | 6 | 8.53
07498321105 | D1.5X3WH6 | Round Hole Duct, PVC, 1.5X3X6',WHT,6ft | Panduct® flush cover type D round hole wiring duct, 1.5 W x 3 H, 6' length, PVC, white. | FT | 1 | 6 | 6 | 8.93
07498321115 | D1.5X4LG6 | Round Hole Duct, PVC, 1.5X4X6',LG,6ft | The D1.5X4LG6 Panduct Lead-Free PVC Round Hole Wiring Duct is designed with multiple rows of holes to retain and support wire at variable heights and positions. UL 94 flame class of V-0 with a UL recognized continuous-use temperature up to 122°F (50°C). M | FT | 1 | 6 | 6 | 9.7
07498382205 | D10-250-D | Disconnect,Fm,NIn,.250x.032,12-10AWG,500 | The vibration resistant female disconnect in metallic brass helps overcome the failures caused by high vibration. It has a tab size of 0.250 x 0.032" (6.3 x 0.8 mm) and supports a wire range of 12-10 AWG (4.0-6.0 mm²). It is 0.72"(18.3 mm) long and 0.3" | M | 1000 | 500 | 500 | 393.4
07498382204 | D10-250-L | Disconnect,Fm,NIns,.250x.032,12-10AWG,50 | The vibration resistant female disconnect in metallic brass helps overcome the failures caused by high vibration. It has a tab size of 0.250 x 0.032" (6.3 x 0.8 mm) and supports a wire range of 12-10 AWG (4.0-6.0 mm²). It is 0.72" (18.3 mm) long and 0.3" | C | 100 | 50 | 50 | 105.88
07498382491 | D10-250M-D | Disconnect,Ml,NIn,.250x.032,12-10AWG,500 | The vibration resistant make disconnect in metallic copper helps overcome the failures caused by high vibration. It has a tab size of 0.250 x 0.032" (6.3 x 0.8 mm) and supports a wire range of 12-10 AWG (4.0-6.0 mm²). It is 0.72" (18.3 mm) long and 0.25" | M | 1000 | 500 | 500 | 342.13
07498364588 | D14-187-M | Disconnect,F,NIn,.187x.032,16-14AWG,1000 | The vibration resistant female disconnect in metallic brass helps overcome the failures caused by high vibration. It has a tab size of 0.187 x 0.032" (4.8 x 0.8 mm) and supports a wire range of 16-14 AWG (1.5-2.5 mm²). It is 0.58" (14.7 mm) long and 0.23" | M | 1000 | 1000 | 1000 | 238.56
07498382208 | D14-188-C | Disconnect,F,NIn,.187x.020,16-14AWG,100 | The vibration resistant female disconnect in metallic brass helps overcome the failures caused by high vibration. It has a tab size of 0.187 x 0.020" (4.8 x 0.5 mm) and supports a wire range of 16-14 AWG (1.5-2.5 mm²). It is 0.58" (14.7 mm) long and 0.23 | C | 100 | 500 | 100 | 64.18
07498382209 | D14-188-M | Disconnect,F,NIn,.187x.020,16-14AWG,1000 | The vibration resistant female disconnect in metallic brass helps overcome the failures caused by high vibration. It has a tab size of 0.187 x 0.020" (4.8 x 0.5 mm) and supports a wire range of 16-14 AWG (1.5-2.5 mm²). It is 0.58" (14.7 mm) long and 0.23 | M | 1000 | 1000 | 1000 | 238.56
07498382202 | D14-250-C | Disconnect,F,NIn,.250x.032,16-14AWG,100 | The vibration resistant female disconnect in metallic brass helps overcome the failures caused by high vibration. It has a tab size of 0.250 x 0.032" (6.3 x 0.8 mm) and supports a wire range of 16-14 AWG (1.5-2.5 mm²). It is 0.66" (16.8 mm) long and 0.3" | C | 100 | 100 | 100 | 62.98
07498382203 | D14-250-M | Disconnect,F,NIn,.250x.032,16-14AWG,1000 | The vibration resistant female disconnect in metallic brass helps overcome the failures caused by high vibration. It has a tab size of 0.250 x 0.032" (6.3 x 0.8 mm) and supports a wire range of 16-14 AWG (1.5-2.5 mm²). It is 0.66" (16.8 mm) long and 0.3" | M | 1000 | 1000 | 1000 | 227.2
07498382216 | D14-250MB-M | Disconnect,M,NIn,.250x.032,16-14AWG,1000 | The vibration resistant male tab disconnect in metallic brass helps overcome the failures caused by high vibration. It has a tab size of 0.250 x 0.032" (6.3 x 0.8 mm) and supports a wire range of 16-14 AWG (1.5-2.5 mm²). It is 0.69" (17.4 mm) long and 0.2 | M | 1000 | 1000 | 1000 | 190.51
07498364586 | D18-187-M | Disconnect,F,NIn,.187x.032,22-18AWG,1000 | The vibration resistant female disconnect in metallic brass helps overcome the failures caused by high vibration. It has a tab size of 0.187 x 0.032" (4.8 x 0.8 mm) and supports a wire range of 22-18 AWG (0.5-1.0 mm²). It is 0.58" (14.7 mm) long and 0.23" | M | 1000 | 1000 | 1000 | 238.56
07498382206 | D18-188-C | Disconnect,F,NIn,.187x.020,22-18AWG,100 | The vibration resistant female disconnect in metallic brass helps overcome the failures caused by high vibration. It has a tab size of 0.187 x 0.020" (4.8 x 0.5 mm) and supports a wire range of 22-18 AWG (0.5-1.0 mm²). It is 0.58" (14.7 mm) long and 0.23 | C | 100 | 100 | 100 | 64.18
07498382207 | D18-188-M | Disconnect,F,NIn,.187x.020,22-18AWG,1000 | The vibration resistant female disconnect in metallic brass helps overcome the failures caused by high vibration. It has a tab size of 0.187 x 0.020" (4.8 x 0.5 mm) and supports a wire range of 22-18 AWG (0.5-1.0 mm²). It is 0.58" (14.7 mm) long and 0.23 | M | 1000 | 1000 | 1000 | 238.56
07498382200 | D18-250-C | Disconnect,F,NIn,.250x.032,22-18AWG,100 | The vibration resistant female disconnect in metallic brass helps overcome the failures caused by high vibration. It has a tab size of 0.250 x 0.032" (6.3 x 0.8 mm) and supports a wire range of 22-18 AWG (0.5-1.0 mm²). It is 0.66" (16.8 mm) long and 0.3" | C | 100 | 500 | 100 | 64.26
07498382201 | D18-250-M | Disconnect,F,NIn,.250x.032,22-18AWG,1000 | The vibration resistant make disconnect in metallic brass helps overcome the failures caused by high vibration. It has a tab size of 0.250 x 0.032" (6.3 x 0.8 mm) and supports a wire range of 12-10 AWG (4.0-6.0 mm²). It is 0.72" (18.3 mm) long and 0.25" ( | M | 1000 | 1000 | 1000 | 238.56
07498382218 | D18-250MB-M | Disconnect,M,NIn,.250x.032,22-18AWG,1000 | The vibration resistant male tab disconnect in metallic brass helps overcome the failures caused by high vibration. It has a tab size of 0.250 x 0.032" (6.3 x 0.8 mm) and supports a wire range of 22-18 AWG (0.5-1.0 mm²). It is 0.69" (17.4 mm) long and 0. | M | 1000 | 1000 | 1000 | 164.86
07498321160 | D1X2LG6 | Round Hole Duct, PVC, 1X2X6',LG,6ft | Panduct® flush cover type D round hole wiring duct, 1 W x 2 H, 6' length, PVC, light gray. | FT | 1 | 6 | 6 | 6.15
07498321170 | D1X3BL6 | Round Hole Duct, PVC, 1X3X6',BLK,6ft | Panduct® flush cover type D round hole wiring duct, 1 W x 3 H, 6' length, PVC, black. | FT | 1 | 6 | 6 | 8.32
07498321175 | D1X3LG6 | Round Hole Duct, PVC, 1X3X6',LG,6ft | Panduct® flush cover type D round hole wiring duct, 1 W x 3 H, 6' length, PVC, light gray. | FT | 1 | 6 | 6 | 7.92
07498321185 | D1X4BL6 | Round Hole Duct, PVC, 1X4X6',BLK,6ft | Panduct® flush cover type D round hole wiring duct, 1 W x 4 H, 6' length, PVC, black. | FT | 1 | 6 | 6 | 10.37
07498321190 | D1X4LG6 | Round Hole Duct, PVC, 1X4X6',LG,6ft | Panduct® flush cover type D round hole wiring duct, 1 W x 4 H, 6' length, PVC, light gray. | FT | 1 | 6 | 6 | 9.85
07498321205 | D2.5X3LG6 | Round Hole Duct, PVC, 2.5X3X6',LG,6ft | Panduct® flush cover type D round hole wiring duct, 2.5 W x 3 H, 6' length, PVC, light gray. | FT | 1 | 6 | 6 | 9.62
07498334878 | D2H6 | SLD Divider Wall, 2"H x6', PVC,LG, 6ft | Panduct® solid divider wall, 2.00" nominal duct height, 6' length, PVC, light gray. | FT | 1 | 6 | 6 | 3.22
07498302321 | D2HWH6 | SLD Divider Wall, 2"H x6', PVC,WHT, 6ft | Panduct® solid divider wall, 2.00" nominal duct height, 6' length, PVC, white. | FT | 1 | 6 | 6 | 3.22
07498321235 | D2X2LG6 | Round Hole Duct, PVC, 2X2X6',LG,6ft | Panduct® flush cover type D round hole wiring duct, 2 W x 2 H, 6' length, PVC, light gray. | FT | 1 | 6 | 6 | 6.71
07498321240 | D2X2WH6 | Round Hole Duct, PVC, 2X2X6',WHT,6ft | Panduct® flush cover type D round hole wiring duct, 2 W x 2 H, 6' length, PVC, white. | FT | 1 | 6 | 6 | 7.03
07498321245 | D2X3BL6 | Round Hole Duct, PVC, 2X3X6',BLK,6ft | Panduct® flush cover type D round hole wiring duct, 2 W x 3 H, 6' length, PVC, black. | FT | 1 | 6 | 6 | 8.87
07498321250 | D2X3LG6 | Round Hole Duct, PVC, 2X3X6',LG,6ft | Panduct® flush cover type D round hole wiring duct, 2 W x 3 H, 6' length, PVC, light gray. | FT | 1 | 6 | 6 | 8.85
07498321255 | D2X3WH6 | Round Hole Duct, PVC, 2X3X6',WHT,6ft | Panduct® flush cover type D round hole wiring duct, 2 W x 3 H, 6' length, PVC, white. | FT | 1 | 6 | 6 | 9.3
07498321260 | D2X4BL6 | Round Hole Duct, PVC, 2X4X6',BLK,6ft | Panduct® flush cover type D round hole wiring duct, 2 W x 4 H, 6' length, PVC, black. | FT | 1 | 6 | 6 | 10.84
07498321265 | D2X4LG6 | Round Hole Duct, PVC, 2X4X6',LG,6ft | The D2X4LG6 Panduct Lead-Free PVC Round Hole Wiring Duct is designed with multiple rows of holes to retain and support wire at variable heights and positions. UL 94 flame class of V-0 with a UL recognized continuous-use temperature up to 122°F (50°C). Mou | FT | 1 | 6 | 6 | 10.3
07498321270 | D2X4WH6 | Round Hole Duct, PVC, 2X4X6',WHT,6ft | Panduct® flush cover type D round hole wiring duct, 2 W x 4 H, 6' length, PVC, white. | FT | 1 | 6 | 6 | 10.84
07498334879 | D3H6 | SLD Divider Wall, 3"H x6', PVC,LG, 6ft | Panduct® solid divider wall, 3.00" nominal duct height, 6' length, PVC, light gray. | FT | 1 | 6 | 6 | 4.56
07498302322 | D3HWH6 | SLD Divider Wall, 3"H x6', PVC,WHT, 6ft | Panduct® solid divider wall, 3.00" nominal duct height, 6' length, PVC, white. | FT | 1 | 6 | 6 | 4.78
07498321310 | D3X2LG6 | Round Hole Duct, PVC, 3X2X6',LG,6ft | Panduct® flush cover type D round hole wiring duct, 3 W x 2 H, 6' length, PVC, light gray. | FT | 1 | 6 | 6 | 8.28
07498321320 | D3X3BL6 | Round Hole Duct, PVC, 3X3X6',BLK,6ft | Panduct® flush cover type D round hole wiring duct, 3 W x 3 H, 6' length, PVC, black. | FT | 1 | 6 | 6 | 10.59
07498321325 | D3X3LG6 | Round Hole Duct, PVC, 3X3X6',LG,6ft | Panduct® flush cover type D round hole wiring duct, 3 W x 3 H, 6' length, PVC, light gray. | FT | 1 | 6 | 6 | 10.09
07498321330 | D3X3WH6 | Round Hole Duct, PVC, 3X3X6',WHT,6ft | Panduct® flush cover type D round hole wiring duct, 3 W x 3 H, 6' length, PVC, white. | FT | 1 | 6 | 6 | 10.59
07498321335 | D3X4BL6 | Round Hole Duct, PVC, 3X4X6',BLK,6ft | Panduct® flush cover type D round hole wiring duct, 3 W x 4 H, 6' length, PVC, black. | FT | 1 | 6 | 6 | 12.53
07498321340 | D3X4LG6 | Round Hole Duct, PVC, 3X4X6',LG,6ft | Panduct® flush cover type D round hole wiring duct, 3 W x 4 H, 6' length, PVC, light gray. | FT | 1 | 6 | 6 | 11.96
07498321345 | D3X4WH6 | Round Hole Duct, PVC, 3X4X6',WHT,6ft | Panduct® flush cover type D round hole wiring duct, 3 W x 4 H, 6' length, PVC, white. | FT | 1 | 6 | 6 | 12.53
07498334880 | D4H6 | SLD Divider Wall, 4"H x6', PVC,LG, 6ft | Panduct® solid divider wall, 4.00" nominal duct height, 6' length, PVC, light gray. | FT | 1 | 6 | 6 | 5.33
07498302323 | D4HWH6 | SLD Divider Wall, 4"H x6', PVC,WHT, 6ft | Panduct® solid divider wall, 4.00" nominal duct height, 6' length, PVC, white. | FT | 1 | 6 | 6 | 5.58
07498321370 | D4X2LG6 | Round Hole Duct, PVC, 4X2X6',LG,6ft | Panduct® flush cover type D round hole wiring duct, 4 W x 2 H, 6' length, PVC, light gray. | FT | 1 | 6 | 6 | 10.04
07498321385 | D4X3LG6 | Round Hole Duct, PVC, 4X3X6',LG,6ft | Panduct® flush cover type D round hole wiring duct, 4 W x 3 H, 6' length, PVC, light gray. | FT | 1 | 6 | 6 | 12.44
07498321395 | D4X4BL6 | Round Hole Duct, PVC, 4X4X6',BLK,6ft | Panduct® flush cover type D round hole wiring duct, 4 W x 4 H, 6' length, PVC, black. | FT | 1 | 6 | 6 | 14.3
07498321400 | D4X4LG6 | Round Hole Duct, PVC, 4X4X6',LG,6ft | Panduct® flush cover type D round hole wiring duct, 4 W x 4 H, 6' length, PVC, light gray. | FT | 1 | 6 | 6 | 13.63
61305664128 | DAP-3AMP-KIT | Data Access Port 3 Amp Circuit Breaker K | Data Access Port 3 Amp Circuit Breaker Kit | PC | 1 | 10 | 1 | 15.03
61305666840 | DAP-5AMP-KIT | Data Access Port 5 Amp Circuit Breaker K | Data Access Port 5 Amp Circuit Breaker Kit | PC | 1 | 1 | 1 | 20.04
61305664126 | DAP3BB-S0 | Data Access Port, 3in. Base w/ Black Cov | Data Access Port, 3in. Base w/ Black Cover, Simplex Outlet | PC | 1 | 1 | 1 | 128.59
61305673365 | DAP3BC-00 | Data Access Port, 3in. Base, 4 blank dat | Data Access Port, 3in. Base, 4 blank data modules, no power | PC | 1 | 1 | 1 | 131.93
61305662545 | DAP3BC-00-55 | Data Access Port, 3in. Base, Two CAT 5e | Data Access Port, 3in. Base, Two CAT 5e Couplers | PC | 1 | 1 | 1 | 138.28
61305664146 | DAP3BC-00-55C | CUSTOM MARKING Data Access Port, 3in. Ba | Data Access Port, 3in. Base, Two CAT 5e Couplers, CUSTOM MARKING | PC | 1 | 10 | 1 | 172.85
61305673431 | DAP3BC-00C | Data Access Port, 3in. Base, 4 blank dat | Data Access Port, 3in. Base, 4 blank data modules, no power, CUSTOM MARKING | PC | 1 | 10 | 1 | 164.91
61305664125 | DAP3BC-S0 | Data Access Port, 3in. Base, Simplex Pow | Data Access Port, 3in. Base, Simplex Outlet | PC | 1 | 1 | 1 | 131.93
61305664114 | DAP3BC-S0-4 | Data Access Port, 3in. Base, Simplex Out | Data Access Port, 3in. Base, Simplex Outlet, CAT 5e Shielded Coupler | PC | 1 | 1 | 1 | 160.32
61305664151 | DAP3BC-S0-4C | CUSTOM MARKING Data Access Port, 3in. Ba | Data Access Port, 3in. Base, Simplex Outlet, CAT 5e Shielded Coupler, CUSTOM MARKING | PC | 1 | 10 | 1 | 200.4
61305664112 | DAP3BC-S0-5 | Data Access Port, 3in. Base, Simplex Out | Data Access Port, 3in. Base, Simplex Outlet, CAT 5e Coupler | PC | 1 | 1 | 1 | 130.26
61305664110 | DAP3BC-S0-55 | Data Access Port, 3in. Base, Simplex Out | Data Access Port, 3in. Base, Simplex Outlet, Two CAT 5e Couplers | PC | 1 | 1 | 1 | 144.29
61305664147 | DAP3BC-S0-55C | CUSTOM MARKING Data Access Port, 3in. Ba | Data Access Port, 3in. Base, Simplex Outlet, Two CAT 5e Couplers, CUSTOM MARKING | PC | 1 | 10 | 1 | 180.36
61305664149 | DAP3BC-S0-5C | CUSTOM MARKING Data Access Port, 3in. Ba | Data Access Port, 3in. Base, Simplex Outlet, CAT 5e Coupler, CUSTOM MARKING | PC | 1 | 10 | 1 | 162.83
61305664111 | DAP3BC-S0-5U | Data Access Port, 3in. Base, Simplex Out | Data Access Port, 3in. Base, Simplex Outlet, CAT 5e Coupler, USB Coupler | PC | 1 | 1 | 1 | 152.3
61305664148 | DAP3BC-S0-5UC | CUSTOM MARKING Data Access Port, 3in. Ba | Data Access Port, 3in. Base, Simplex Outlet, CAT 5e Coupler, USB Coupler, CUSTOM MARKING | PC | 1 | 10 | 1 | 190.38
61305664116 | DAP3BC-S0-6 | Data Access Port, 3in. Base, Simplex Out | Data Access Port, 3in. Base, Simplex Outlet, CAT 6 Coupler | PC | 1 | 1 | 1 | 140.28
61305664153 | DAP3BC-S0-6C | CUSTOM MARKING Data Access Port, 3in. Ba | Data Access Port, 3in. Base, Simplex Outlet, CAT 6 Coupler, CUSTOM MARKING | PC | 1 | 10 | 1 | 175.35
61305664163 | DAP3BC-S0C | CUSTOM MARKING Data Access Port, 3in. Ba | Data Access Port, 3in. Base, Simplex Power, CUSTOM MARKING | PC | 1 | 10 | 1 | 160.74
61305664115 | DAP3BC-S3-4 | Data Access Port, 3in. Base, Simplex Out | Data Access Port, 3in. Base, Simplex Outlet, 3 Amp Circuit Breaker, CAT 5e Shielded Coupler | PC | 1 | 1 | 1 | 186.37
61305664152 | DAP3BC-S3-4C | CUSTOM MARKING Data Access Port, 3in. Ba | Data Access Port, 3in. Base, Simplex Outlet, 3 Amp Circuit Breaker, CAT 5e Shielded Coupler, CUSTOM MARKING | PC | 1 | 10 | 1 | 232.97
61305664113 | DAP3BC-S3-5 | Data Access Port, 3in. Base, Simplex Out | Data Access Port, 3in. Base, Simplex Outlet, 3 Amp Breaker, CAT 5e Coupler | PC | 1 | 1 | 1 | 153.31
61305664150 | DAP3BC-S3-5C | CUSTOM MARKING Data Access Port, 3in. Ba | Data Access Port, 3in. Base, Simplex Outlet, 3 Amp Breaker, CAT 5e Coupler, CUSTOM MARKING | PC | 1 | 10 | 1 | 191.63
61305664117 | DAP3BC-S3-6 | Data Access Port, 3in. Base, Simplex Out | Data Access Port, 3in. Base, Simplex Outlet, 3 Amp Breaker, CAT 6 Coupler | PC | 1 | 1 | 1 | 164.33
61305664154 | DAP3BC-S3-6C | CUSTOM MARKING Data Access Port, 3in. Ba | Data Access Port, 3in. Base, Simplex Outlet, 3 Amp Breaker, CAT 6 Coupler, CUSTOM MARKING | PC | 1 | 10 | 1 | 205.41
61305664127 | DAP4BB-G0 | Data Access Port, 4in. Base w/ Black Cov | Data Access Port, 4in. Base w/ Black Cover, GFCI Outlet | PC | 1 | 1 | 1 | 180.36
61305676225 | DAP4BC-23-5 | Data Access Port, 4in. Base, US/EU Outle | Data Access Port, 4in. Base, US/EU Outlet, CAT 5e Coupler, 3 Amp Breaker | PC | 1 | 1 | 1 | 258.85
61305676223 | DAP4BC-F3-5 | Data Access Port, 4in. Base, Schuko Outl | Data Access Port, 4in. Base, Schuko Outlet, CAT 5e Coupler, 3 Amp Breaker | PC | 1 | 1 | 1 | 258.85
61305664118 | DAP4BC-G0 | Data Access Port, 4in. Base, GFCI Outlet | Data Access Port, 4in. Base, GFCI Outlet | PC | 1 | 1 | 1 | 180.36
61305664121 | DAP4BC-G0-4 | Data Access Port, 4in. Base, GFCI Outlet | Data Access Port, 4in. Base, GFCI Outlet, CAT 5e Shielded Coupler | PC | 1 | 1 | 1 | 212.42
61305664159 | DAP4BC-G0-4C | CUSTOM MARKING Data Access Port, 4in. Ba | Data Access Port, 4in. Base, GFCI Outlet, CAT 5e Shielded Coupler, CUSTOM MARKING | PC | 1 | 10 | 1 | 265.53
61305664175 | DAP4BC-G0-5 | Data Access Port, 4in. Base, GFCI Outlet | Data Access Port, 4in. Base, GFCI Outlet, CAT 5e Coupler | PC | 1 | 1 | 1 | 190.38
61305664157 | DAP4BC-G0-5C | CUSTOM MARKING Data Access Port, 4in. Ba | Data Access Port, 4in. Base, GFCI Outlet, CAT 5e Coupler, CUSTOM MARKING | PC | 1 | 10 | 1 | 237.98
61305664119 | DAP4BC-G0-5U | Data Access Port, 4in. Base, GFCI Outlet | Data Access Port, 4in. Base, GFCI Outlet, CAT 5e Coupler, USB Coupler | PC | 1 | 1 | 1 | 219.44
61305664156 | DAP4BC-G0-5UC | CUSTOM MARKING Data Access Port, 4in. Ba | Data Access Port, 4in. Base, GFCI Outlet, CAT 5e Coupler, USB Coupler, CUSTOM MARKING | PC | 1 | 10 | 1 | 274.3
61305664123 | DAP4BC-G0-6 | Data Access Port, 4in. Base, GFCI Outlet | Data Access Port, 4in. Base, GFCI Outlet, CAT 6 Coupler | PC | 1 | 1 | 1 | 184.37
61305664161 | DAP4BC-G0-6C | CUSTOM MARKING Data Access Port, 4in. Ba | Data Access Port, 4in. Base, GFCI Outlet, CAT 6 Coupler, CUSTOM MARKING | PC | 1 | 10 | 1 | 230.46
61305664155 | DAP4BC-G0-C | CUSTOM MARKING Data Access Port, 4in. Ba | Data Access Port, 4in. Base, GFCI Outlet, CUSTOM MARKING | PC | 1 | 10 | 1 | 225.45
61305664122 | DAP4BC-G3-4 | Data Access Port, 4in. Base, GFCI Outlet | Data Access Port, 4in. Base, GFCI Outlet, CAT 5e Shielded Coupler, 3 Amp Breaker | PC | 1 | 1 | 1 | 229.46
61305664160 | DAP4BC-G3-4C | CUSTOM MARKING Data Access Port, 4in. Ba | Data Access Port, 4in. Base, GFCI Outlet, CAT 5e Shielded Coupler, 3 Amp Breaker, CUSTOM MARKING | PC | 1 | 10 | 1 | 286.82
61305664120 | DAP4BC-G3-5 | Data Access Port, 4in. Base, GFCI Outlet | Data Access Port, 4in. Base, GFCI Outlet, CAT 5e Coupler, 3 Amp Breaker | PC | 1 | 1 | 1 | 200.4
61305664158 | DAP4BC-G3-5C | CUSTOM MARKING Data Access Port, 4in. Ba | Data Access Port, 4in. Base, GFCI Outlet, CAT 5e Coupler, 3 Amp Breaker, CUSTOM MARKING | PC | 1 | 10 | 1 | 250.5
61305664124 | DAP4BC-G3-6 | Data Access Port, 4in. Base, GFCI Outlet | Data Access Port, 4in. Base, GFCI Outlet, CAT 6 Coupler, 3 Amp Breaker | PC | 1 | 1 | 1 | 201.4
61305664162 | DAP4BC-G3-6C | CUSTOM MARKING Data Access Port, 4in. Ba | Data Access Port, 4in. Base, GFCI Outlet, CAT 6 Coupler, 3 Amp Breaker, CUSTOM MARKING | PC | 1 | 10 | 1 | 251.75
61305676224 | DAP4BC-I3-5 | Data Access Port, 4in. Base, China/NZ/Au | Data Access Port, 4in. Base, China/NZ/Aus Outlet, CAT 5e Coupler, 3 Amp Breaker | PC | 1 | 1 | 1 | 283.9
61305673367 | DAP4BC-X0 | Data Access Port, 4in. Base, Internation | Data Access Port, 4in Base w/ International Faceplate insert | PC | 1 | 1 | 1 | 180.36
61305673430 | DAP4BC-X0-C | Data Access Port, 4in. Base, Internation | Data Access Port, 4in Base w/ International Faceplate insert, CUSTOM MARKING | PC | 1 | 10 | 1 | 225.45
61305675739 | DAP4BC-Z3-5 | Data Access Port, 4in. Base, Multistanda | Data Access Port, 4in. Base, Multistandard power, 3 Amp Circuit Breaker, Cat 5e Coupler | PC | 1 | 1 | 1 | 292.25
61305673369 | DAPI-AUSCN | Australia, China, New Zealand Socket, 10 | Australia, China, New Zealand Socket, 10A - 250 VAC, for use with Panduit Data Access Port DAP4BC-X0 | PC | 1 | 1 | 1 | 77.66
61305673372 | DAPI-FRE | Franco/Belgian Socket, 16A - 250 VAC, fo | Franco/Belgian Socket, 16A - 250 VAC, for use with Panduit Data Access Port DAP4BC-X0 | PC | 1 | 1 | 1 | 45.09
61305673373 | DAPI-MULTI | Universal International Socket, 15A - 12 | Universal International Socket, 15A - 127VAC, 5-6-10-13A 250VAC, for use with Panduit Data Access Port DAP4BC-X0 | PC | 1 | 1 | 1 | 100.2
61305673371 | DAPI-SCHUKO | Continential Europe "Schuko", 16A - 250 | Continental Europe "Schuko", 16A - 250 VAC, for use with Panduit Data Access Port DAP4BC-X0 | PC | 1 | 1 | 1 | 48.43
61305673368 | DAPI-UK | British Socket, 13A - 250 VAC, for use w | British Socket, 13A - 250 VAC, for use with Panduit Data Access Port DAP4BC-X0 | PC | 1 | 1 | 1 | 58.45
61305673370 | DAPI-USEU | Euro/US Socket, 15A - 127 VAC, 16A - 250 | Euro/US Socket, 15A - 127 VAC, 16A - 250 VAC, for use with Panduit Data Access Port DAP4BC-X0 | PC | 1 | 1 | 1 | 50.1
07498334877 | DB-C | Divider Wall Mtg Base, PolyCarb, 100pcs | The DB-C Panduct Divider Wall Mounting Base can be mounted inside any type of Panduit PVC wiring duct to create multiple channels. Simply install the divider wall base when mounting the duct and snap the divider wall onto the mounting base. Use Panduit | C | 100 | 1000 | 100 | 30.38
61305656962 | DCJBKEY | Key for RJ45 Blockout device |  | PC | 1 | 10 | 1 | 5.19
61305656961 | DCPLKEY | Key for RJ45 Lock-in device |  | PC | 1 | 10 | 1 | 4.79
07498335993 | DCT | Duct Cuttg Tool, 1pc | The Panduit DCT Tool is a Duct Cutting Tool that is sufficient to cut Wiring Duct up to 2" in width. The tool is manually operated and requires no electricty or secondary power source. The Duct Cutting tool provides a smooth burr-free cut for all types of | PC | 1 | 1 | 1 | 163.81
07498362312 | DCT-BLD | DCT Replacement Blade Kit, 1pc | Replacement Blade and Nylon Insert for DCT. | PC | 1 | 1 | 1 | 112.73
07498376136 | DFCT | Duct Finger Cuttg Tool, 1pc | Duct Finger Cutting Tool. | PC | 1 | 1 | 1 | 135.52
61305636928 | DGCSS | Disconnect Ground Clamp - Stainless Stee |  | PC | 1 | 1 | 1 | 471.22
07498360101 | DHC1.12X1.75-D0 | DblHorseClampTie,11in,WR,BL,PK500 | Double hose clamp, holds and separates two gasoline, hydraulic, or pneumatic hoses, 11.0 (279mm) length, weather resistant nylon 6.6, black. | M | 1000 | 500 | 500 | 1288.94
07498325207 | DJS1LG6 | Duct Joining Strip, PVC, 6', LGray | Duct joining strip, 6' length is cut by user to fit duct height, PVC, light gray, 6 pc. package quantity. | FT | 1 | 6 | 6 | 3.54
07498382629 | DNF10-250FI-D | Disc,Fm,NylFl,12-10AWG,.250x.032",PK500 | The DNF10-250FI-D Pan-Term™ Disconnect is a fully insulated female disconnect with a funnel entry and metal collar. The internal wire stop assures proper wire insertion length for a higher quality connection. Barrel serrations assure good wire contact and | M | 1000 | 500 | 500 | 661.44
07498382628 | DNF10-250FI-L | Disc,Fem,NylFl,12-10AWG,.250x.032",PK50 | The DNF10-250FI-L Pan-Term™ Disconnect is a fully insulated female disconnect with a funnel entry and metal collar. The internal wire stop assures proper wire insertion length for a higher quality connection. Barrel serrations assure good wire contact and | C | 100 | 50 | 50 | 116.53
07498334839 | DNF10-250FIB-2K | Disconnect,Fem,NylFl,12-10AWG,Reel2000 | The DNF10-250FIB-2K Reel Smart™ Disconnect is a continuously molded and fully insulated female disconnect with a funnel entry. The continuously molded design allows for consistent and reliable processing through Panduit applicators. The internal wire stop | M | 1000 | 2000 | 2000 | 420.49
07498374053 | DNF10-250FIB-D | Disconnect,Fem,NylFl,12-10AWG,PK5000 | The DNF10-250FIB-D Pan-Term™ Disconnect is a fully insulated female disconnect with a funnel entry. The internal wire stop assures proper wire insertion length for a higher quality connection. Barrel serrations assure good wire contact and maximum tensile | M | 1000 | 500 | 500 | 601.88
07498374052 | DNF10-250FIB-L | Disc,Fem,NylFl,12-10AWG,.250x.032",PK50 | The DNF10-250FIB-L Pan-Term™ Disconnect is a fully insulated female disconnect with a funnel entry. The internal wire stop assures proper wire insertion length for a higher quality connection. Barrel serrations assure good wire contact and maximum tensile | C | 100 | 50 | 50 | 98.08
07498382905 | DNF10-250FIC-L | Female Disconnect, compressor tab, nyl f | Female compressor tab disconnect, nylon fully insulated, 12 – 10 AWG, .250 X .032, standard package. | C | 100 | 50 | 50 | 126.03
07498378507 | DNF10-250FIMB-D | Disc,M,NylFl,12-10AWG,.250x.032",BSPK500 | The vibration resistant male disconnect tab is made of copper and is nickel-plated.It is fully insulated in a yellow, nylon housing. It has a tab size of 0.250 x 0.032" (6.3 x 0.8 mm) and supports a wire range of 12-10 AWG (4.0-6.0 mm²). It is 0.96" (24.4 | M | 1000 | 500 | 500 | 927.97
07498374477 | DNF10-250FIMB-K | Disc,M,Nyl,12-10AWG,.250x.032",BS,RL1000 | The vibration resistant male tab disconnect is made of copper and is nickel-plated. It is fully insulated in a yellow, nylon housing. It has a tab size of 0.250 x 0.032"" (6.3 x 0.8 mm) and supports a wire range of 12-10 AWG (4.0-6.0 mm²). It is 0.96" (24 | M | 1000 | 1000 | 1000 | 740.53
07498311902 | DNF10-250FIMB-Q | Disc,M,Nyl,12-10AWG,.250x.032",BS,PK25 | The vibration resistant male tab disconnect is made of copper and is nickel-plated. It is fully insulated in a yellow, oversized nylon housing. It has a tab size of 0.250 x 0.032" (6.3 x 0.8 mm) and supports a wire range of 12-10 AWG (4.0-6.0 mm²). It is | C | 100 | 125 | 25 | 101.17
07498382772 | DNF10-250M-D | Disc,M,Nyl,12-10AWG,.250x.032",BS,PK500 | The vibration resistant male tab disconnect is made of base metal copper and nickel-plated. It is barrel insulated in a yellow, nylon housing. It has a tab size of 0.250 x 0.032" (6.3 x 0.8 mm) and supports a wire range of 12-10 AWG (4.0-6.0 mm²). It is 1 | M | 1000 | 500 | 500 | 670.64
07498382771 | DNF10-250M-L | Disc,M,Nyl,12-10AWG,.250x.032",FNE,PK50 | The vibration resistant male tab disconnect is made of base metal copper and is nickel-plated. It is barrel insulated in a yellow, nylon housing. It has a tab size of 0.250 x 0.032" (6.3 x 0.8 mm) and supports a wire range of 12-10 AWG (4.0-6.0 mm²). It i | C | 100 | 50 | 50 | 136.05
07498382907 | DNF10250FIBC-2K | Disc,Cmpr,Fem,NylFI,12-10AWG,Reel2000 | The vibration resistant female disconnect compressor is made of brass and is tin-plated. It is fully insulated in yellow, nylon housing. It has a tab size of 0.250 x 0.032" (6.3 x 0.8 mm) and supports a wire range of 12-10 AWG (4.0-6.0 mm²). It is 0.96" ( | M | 1000 | 2000 | 2000 | 496.17
07498382650 | DNF14-110-C | Disc,M,Nyl,12-10AWG,.250x.032",BS,RL100 | The vibration resistant female disconnect is made of brass and is tin-plated. It is barrel insulated in a blue, nylon housing. It has a tab size of 0.110 x 0.032" (2.8 x 0.8 mm) and supports a wire range of 16-14 AWG (1.5-2.5 mm²). It is 0.75" (19.1 mm) l | C | 100 | 100 | 100 | 103.74
07498382651 | DNF14-110-M | Disc,F,NylBl,16-14AWG,.110x.032"FNPK1000 | The vibration resistant female disconnect is made of brass and is tin-plated. It is barrel insulated in a blue, nylon housing. It has a tab size of 0.110 x 0.032" (2.8 x 0.8 mm) and supports a wire range of 16-14 AWG (1.5-2.5 mm²). It is 0.75" (19.1 mm) l | M | 1000 | 1000 | 1000 | 532.71
07498382652 | DNF14-111-C | Disc,F,NylBl,16-14AWG,.110x.02"FN,PK100 | The vibration resistant female disconnect is made of brass and is tin-plated. It is barrel insulated in a blue, nylon housing. It has a tab size of 0.110 x 0.032" (2.8 x 0.8 mm) and supports a wire range of 16-14 AWG (1.5-2.5 mm²). It is 0.75" (19.1 mm) | C | 100 | 100 | 100 | 98.81
07498382653 | DNF14-111-M | Disc,F,NylBl,16-14AWG,.110x.02"FN,PK1000 | The vibration resistant female disconnect is made of brass and is tin-plated. It is barrel insulated in a blue, nylon housing. It has a tab size of 0.110 x 0.020" (2.8 x 0.8 mm) and supports a wire range of 16-14 AWG (1.5-2.5 mm²). It is 0.75" (19.1 mm) l | M | 1000 | 1000 | 1000 | 507.35
07498382714 | DNF14-187-C | Disc,F,NylBl,16-14AWG,.187x.032"FNPK100 | The vibration resistant female disconnect in is made of brass and is tin-plated. It is barrel insulated in a blue, nylon housing. It has a tab size of 0.187 x 0.032" (4.8 x 0.8 mm) and supports a wire range of 16-14 AWG (1.5-2.5 mm²). It is 0.76" (19.3 mm | C | 100 | 100 | 100 | 115.46
07498382715 | DNF14-187-M | Disc,F,BINy,16-14AWG,.187x.032",1000 | The vibration resistant female is made of brass and is tin-plated. It is barrel insulated in a blue, nylon housing. It has a tab size of 0.187 x 0.032" (4.8 x 0.8 mm) and supports a wire range of 16-14 AWG (1.5-2.5 mm²). It is 0.76" (19.3 mm) long and 0.2 | M | 1000 | 1000 | 1000 | 467.63
07498370978 | DNF14-187FIB-3K | Disc,F,Nyl,16-14AWG,.187x.032",FNE,3000 | The vibration resistant female disconnect is made of brass and is tin-plated. It is fully insulated in a blue, standard receptacle housing. It has a tab size of 0.187 x 0.032" (4.8 x 0.8 mm) and supports a wire range of 16-14 AWG (1.5-2.5 mm²). It is 0.78 | M | 1000 | 3000 | 3000 | 296.19
07498375980 | DNF14-187FIB-C | Disc,Fm,NylFlIn,16-14AWG,.187x.032",1000 | The vibration resistant female disconnect is made of brass and is tin-plated. It is fully insulated in a blue, nylon housing. It has a tab size of 0.187 x 0.032" (4.8 x 0.8 mm) and supports a wire range of 16-14 AWG (1.5-2.5 mm²). It is 0.78" (19.8 mm) l | C | 100 | 100 | 100 | 96.83
07498375984 | DNF14-187FIB-M | Disc,FNylFlIn,16-14AWG,.187x.032",1000 | The vibration resistant female disconnect is made of brass and is tin-plated. It is fully insulated in a blue, nylon housing. It has a tab size of 0.187 x 0.032" (4.8 x 0.8 mm) and supports a wire range of 16-14 AWG (1.5-2.5 mm²). It is 0.78" (19.8 mm) lo | M | 1000 | 1000 | 1000 | 412.41
07498382720 | DNF14-188-C | Disc,F,BlNy,.187x.020",16-14AWG,100 | The vibration resistant female is made of brass and is tin-plated. It is barrel insulated in a blue, nylon housing. It has a tab size of 0.187 x 0.020" (4.8 x 0.5 mm) and supports a wire range of 16-14 AWG (1.5-2.5 mm²). It is 0.76" (19.3 mm) long and 0.2 | C | 100 | 100 | 100 | 115.46
07498382721 | DNF14-188-M | Disc,F,BlNy,.187 x .020",16-14AWG,S1000 | The vibration resistant female disconnect is made of brass and is tin-plated. It is barrel insulated in a blue, nylon housing. It has a tab size of 0.187 x 0.020" (4.8 x 0.5 mm) and supports a wire range of 16-14 AWG (1.5-2.5 mm²). It is 0.76" (19.3 mm) l | M | 1000 | 1000 | 1000 | 467.63
07498370979 | DNF14-188FIB-3K | Disc,F,BlNy,.187x.020",16-14AWG,3000 | The vibration resistant female is made of brass and is tin-plated. It is fully insulated in a blue, standard receptacle housing. It has a tab size of 0.187 x 0.020" (4.8 x 0.5 mm) and supports a wire range of 16-14 AWG (1.5-2.5 mm²). It is 0.78" (19.8 mm | M | 1000 | 3000 | 3000 | 296.19
07498375981 | DNF14-188FIB-C | Disc,F,BlNy,.187x.020",16-14AWG,Btl,100 | The vibration resistant female disconnect is made of brass and is tin-plated. It is fully insulated in a blue, nylon housing. It has a tab size of 0.187 x 0.020" (4.8 x 0.5 mm) and supports a wire range of 16-14 AWG (1.5-2.5 mm²). It is 0.78" (19.8 mm) lo | C | 100 | 100 | 100 | 96.83
07498375985 | DNF14-188FIB-M | Disc,F,BlNy,.187 x .020",16-14AWG,BS1000 | The vibration resistant female disconnect is made of brass and is tin-plated. It is fully insulated in a blue, nylon housing. It has a tab size of 0.187 x 0.020" (4.8 x 0.5 mm) and supports a wire range of 16-14 AWG (1.5-2.5 mm²). It is 0.78" (19.8 mm) lo | M | 1000 | 1000 | 1000 | 392.75
07498382644 | DNF14-205-C | Disc,F,BlNy,.187 x .020",16-14AWG,100 | The vibration resistant female disconnect is made of brass and is tin-plated. It is barrel insulated in a blue, nylon housing. It has a tab size of 0.187 x 0.020" (4.8 x 0.5 mm) and supports a wire range of 16-14 AWG (1.5-2.5 mm²). It is 0.76" (19.3 mm) | C | 100 | 100 | 100 | 115.46
07498382694 | DNF14-205FIB-3K | Disc,F,BlNy,.205x.020",16-14AWG,3000 | The vibration resistant female disconnect is made of brass and is tin-plated. It is barrel insulated in a blue, nylon housing. It has a tab size of 0.205/0.187 x 0.020" (5.2/4.8 x 0.5 mm) and supports a wire range of 16-14 AWG (1.5-2.5 mm²). It is 0.76" ( | M | 1000 | 3000 | 3000 | 310.99
07498382669 | DNF14-205FIB-C | Disc,F,BlNy,.205x.020",16-14AWG,100 | The vibration resistant female disconnect is made of brass and is tin-plated. It is fully insulated in a blue, standard receptacle housing. It has a tab size of 0.187/0.205 x 0.020" (4.8/5.2 x 0.8 mm) and supports a wire range of 16-14 AWG (1.5-2.5 mm²). | C | 100 | 100 | 100 | 101.69
07498382670 | DNF14-205FIB-M | Disc,F,BlNy,.205x.020",16-14AWG,1000 | The vibration resistant female disconnect is made of brass and is tin-plated. It is fully insulated in a blue, nylon housing. It has a tab size of 0.205/0.187 x 0.032" (5.2/4.8 x 0.8 mm) and supports a wire range of 16-14 AWG (1.5-2.5 mm²). It is 0.78" (1 | M | 1000 | 1000 | 1000 | 432.95
07498382646 | DNF14-206-C | Disc,F,BlNy,.205x.032",16-14AWG,100 | The vibration resistant female disconnect is made of brass and is tin-plated. It is barrel insulated in a blue, nylon. It has a tab size of 0.205/0.187 x 0.020" (5.2/4.7 x 0.5 mm) and supports a wire range of 16-14 AWG (1.5-2.5 mm²). It is 0.76" (19.3 mm | C | 100 | 100 | 100 | 115.46
07498382695 | DNF14-206FIB-3K | Disc,F,BlNy,.205x.032",16-14AWG,3000 | The vibration resistant female disconnect is made of brass and housed in blue, fully insulated nylon standard receptacle housings. It has a tab size of 0.187/0.205 x 0.020" (4.8/5.2 x 0.5 mm) and supports a wire range of 16-14 AWG (1.5-2.5 mm²). It is 0.7 | M | 1000 | 3000 | 3000 | 296.19
07498382671 | DNF14-206FIB-C | Disc,F,BlNy,.205/.187x.02",16-14AWG,100 | The vibration resistant female disconnect is made of brass and is tin-plated. It is fully insulated in a blue, nylon housing. It has a tab size of 0.205/0.187 x 0.020" (5.2/4.7 x 0.5 mm) and supports a wire range of 16-14 AWG (1.5-2.5 mm²). It is 0.78" ( | C | 100 | 100 | 100 | 99.7
07498382672 | DNF14-206FIB-M | Disc,F,BlNy,.205/.187x.02",16-14AWG,1000 | The vibration resistant female disconnect is made of brass and is tin-plated. It is fully insulated in a blue, nylon housing. It has a tab size of 0.205/0.187 x 0.020" (5.2/4.7 x 0.5 mm) and supports a wire range of 16-14 AWG (1.5-2.5 mm²). It is 0.78" ( | M | 1000 | 1000 | 1000 | 412.34
07498382719 | DNF14-250-C | Disc,F, BlNy,.250x.032",16-14AWG,100 | The DNF14-250-C Pan-Term™ Disconnect is a female disconnect with a nylon insulated barrel and funnel entry. The internal wire stop assures proper wire insertion length for a higher quality connection. Barrel serrations assure good wire contact and maximum | C | 100 | 100 | 100 | 98.81
07498382735 | DNF14-250-M | Disc,F,BlNy,.250x.032",16-14AWG,1000 | The DNF14-250-M Pan-Term™ Disconnect is a female disconnect with a nylon insulated barrel and funnel entry. The internal wire stop assures proper wire insertion length for a higher quality connection. Barrel serrations assure good wire contact and maximum | M | 1000 | 1000 | 1000 | 412.09
07498311906 | DNF14-250FI-L | Disc,F,BlNy,.250x.032,16-14AWG,IGS,50 | The vibration resistant female disconnect is made of brass and is tin-plated. It is fully insulated in a blue, nylon housing. It has a tab size of 0.250 x 0.032" (6.3 x 0.8 mm) and supports a wire range of 16-14 AWG (1.5-2.5 mm²). It is 0.94" (23.9 mm) l | C | 100 | 250 | 50 | 104.61
07498382693 | DNF14-250FIB-3K | Disc,F, BlNy,.250x.032",16-14AWG,3000 | The DNF14-250FIB-3K Reel Smart™ Disconnect is a continuously molded and fully insulated female disconnect with a funnel entry. The continuously molded design allows for consistent and reliable processing through Panduit applicators. The internal wire stop | M | 1000 | 3000 | 3000 | 296.19
07498382717 | DNF14-250FIB-C | Disc,F, BlNy,.250x.032",16-14AWG,BS100 | The DNF14-250FIB-C Pan-Term® Disconnect is a fully insulated, female disconnect with a funnel entry. The internal wire stop assures proper wire insertion length into the terminal barrel for a higher quality connection, and the funnel entry allows for fast | C | 100 | 100 | 100 | 94.99
07498334192 | DNF14-250FIB-E | Disc,F, BlNy,.250x.032",16-14AWG,BS20 | The vibration resistant female disconnect is made of brass and is tin-plated. It is fully insulated in a blue, nylon housing. It has a tab size of 0.250 x 0.032" (6.3 x 0.8 mm) and supports a wire range of 16-14 AWG (1.5-2.5 mm²). It is 0.84" (21.3 mm) l | C | 100 | 100 | 20 | 117.68
07498382751 | DNF14-250FIB-M | Disc,F, BlNy,.250x.032",16-14AWG,BS1000 | The DNF14-250FIB-M Pan-Term® Disconnect is a fully insulated, female disconnect with a funnel entry. The internal wire stop assures proper wire insertion length into the terminal barrel for a higher quality connection, and the funnel entry allows for fast | M | 1000 | 1000 | 1000 | 412.34
07498382627 | DNF14-250FIM-2K | Disc,M,BlNy,.250x.032,16-14AWG,BS2000 | The DNF14-250FIM-2K Reel Smart™ Disconnect is a continuously molded and fully insulated male disconnect with a funnel entry. The continuously molded design allows for consistent and reliable processing through Panduit applicators. The internal wire stop a | M | 1000 | 2000 | 2000 | 474.16
07498352167 | DNF14-250FIM-L | Disc,M,BlNy,.250x.032",16-14AWG,BS50 | The DNF14-250FIM-L Pan-Term™ Disconnect is a fully insulated male disconnect with a funnel entry. The internal wire stop assures proper wire insertion length for a higher quality connection. Barrel serrations assure good wire contact and maximum tensile s | C | 100 | 250 | 50 | 94.74
07498382752 | DNF14-250FIM-M | Disc,M,BlNy,.250x.032",16-14AWG,1000 | The DNF14-250FIM-M Pan-Term™ Disconnect is a fully insulated male disconnect with a funnel entry. The internal wire stop assures proper wire insertion length for a higher quality connection. Barrel serrations assure good wire contact and maximum tensile s | M | 1000 | 1000 | 1000 | 607.68
07498382417 | DNF14-250FIMB-D | Disc,M,BlNy,.250x.032,16-14AWG,BS500 | The DNF14-250FIMB-D Pan-Term™ Disconnect is a fully insulated male disconnect with a funnel entry. The internal wire stop assures proper wire insertion length for a higher quality connection. Barrel serrations assure good wire contact and maximum tensile | M | 1000 | 500 | 500 | 602.2
07498382313 | DNF14-250FIMB-K | Disc,M,BlNy,.250x.032,16-14AWG,BS1000 | The DNF14-250FIMB-K Reel Smart™ Disconnect is a continuously molded and fully insulated male disconnect with a funnel entry. The continuously molded design allows for consistent and reliable processing through Panduit applicators. The internal wire stop a | M | 1000 | 1000 | 1000 | 497.94
07498312035 | DNF14-250FIMB-Q | Disc,M,OvBlNy,.250x.032,16-14AWG,BS25 | The vibration resistant male tab disconnect is made of brass and is nickel-plated. It is fully insulated in a blue, oversized nylon housing. It has a tab size of 0.250 x 0.032" (6.3 x 0.8 mm) and supports a wire range of 16-14 AWG (1.5-2.5 mm²). It is 0. | C | 100 | 125 | 25 | 106.6
07498382718 | DNF14-250M-C | Disc,M,BlNy,.250x.032",16-14AWG,100 | The vibration resistant male tab disconnect is made of copper and is nickel-plated. It is barrel insulated in a blue, nylon housing. It has a tab size of 0.250 x 0.032" (6.3 x 0.8 mm) and supports a wire range of 16-14 AWG (1.5-2.5 mm²). It is 0.90" (22.9 | C | 100 | 100 | 100 | 103.56
07498382734 | DNF14-250M-M | Disc,M,BlNy,.250x.032",16-14AWG,1000 | The vibration resistant male tab disconnect is made of copper and is nickel-plated. It is barrel insulated in a blue, nylon housing. It has a tab size of 0.250 x 0.032" (6.3 x 0.8 mm) and supports a wire range of 16-14 AWG (1.5-2.5 mm²). It is 0.90" (22.9 | M | 1000 | 1000 | 1000 | 429.46
07498382780 | DNF14205FIBX-2K | Disc,F,BlNy,Xp,.205x.032",16-14AWG,2000 | The vibration resistant female disconnect is made of brass and is tin-plated. It is fully insulated in a blue, standard receptacle housing and has an expanded wire entry area for wires with large outside diameters. It has a tab size of 0.187/0.205 x 0.032 | M | 1000 | 2000 | 2000 | 389.74
07498382779 | DNF14206FIBX-2K | Disc,F,BlNy,Xp,.205x.02",16-14AWG,2000 | The vibration resistant female disconnect is made of brass and is tin-plated. It is fully insulated in a blue, nylon standard receptacle housing and has an expanded wire entry for wires with large diameters. It has a tab size of 0.187/0.205 x 0.020" (4. | M | 1000 | 2000 | 2000 | 371.17
07498382778 | DNF14250FIBX-2K | Disc,F,BlNy,Xp,.250x.032",16-14AWG,2000 | The DNF14250FIBX-2K Reel Smart™ Disconnect is a continuously molded and fully insulated female disconnect with an expanded funnel entry. The continuously molded design allows for consistent and reliable processing through Panduit applicators. The internal | M | 1000 | 2000 | 2000 | 371.17
07498312002 | DNF14250FIBX-L | Disc,F,BlNy,Xp,.250x.032",16-14AWG,50 | The vibration resistant female tab disconnect is made of brass and is tin-plated. It is fully insulated in a blue, nylon standard receptacle housing and has an expanded wire entry area for wires with large outside diameters. It has a tab size of 0.250 x 0 | C | 100 | 250 | 50 | 119.84
07498356433 | DNF14250FIBX-M | Female Disconnect, nylon fully insulated | Female disconnect, (standard receptacle housings and expanded wire entry area for large wire insulation o.d.), nylon fully insulated, funnel entry, 16 – 14 AWG wire range and .250 x .032 in. (6.3 x .8mm), bulk package. | M | 1000 | 1000 | 1000 | 460.84
07498334344 | DNF14250FIMX-2K | Disc,M,BlNy,Xp,.250x.032",16-14AWG,2000 | The vibration resistant male tab disconnect is made of brass and is nickel-plated. It is fully insulated in a blue, nylon standard housing and has an expanded wire entry area for wires with large outside diameters. It has a tab size of 0.250 x 0.032" (6.3 | M | 1000 | 2000 | 2000 | 521.42
07498382704 | DNF18-110-C | Disc,F,RdNy,.110x.032",22-18AWG,100 | The vibration resistant female disconnect is made of brass and is tin-plated. It is barrel insulated in a red, nylon housing. It has a tab size of 0.110 x 0.032" (2.8 x 0.8 mm) and supports a wire range of 22-18 AWG (0.5-1.0 mm²). It is 0.69" (17.5 mm) lo | C | 100 | 100 | 100 | 98.81
07498382705 | DNF18-110-M | Disc,F,RdNy,.110x.032",22-18AWG,IGS,1000 | The vibration resistant female disconnect is made of brass and is tin-plated. It is barrel insulated in a red, nylon housing. It has a tab size of 0.110 x 0.032" (2.8 x 0.8 mm) and supports a wire range of 22-18 AWG (0.5-1.0 mm²). It is 0.69" (17.5 mm) lo | M | 1000 | 1000 | 1000 | 512.31
07498382679 | DNF18-110FIB-3K | Disc,F,RdNy,.110x.032",22-18AWG,3000 | The vibration resistant female disconnect is made of brass and is tin-plated. It is barrel insulated in a red, nylon housing. It has a tab size of 0.110 x 0.032" (2.8 x 0.8 mm) and supports a wire range of 22-18 AWG (0.5-1.0 mm²). It is 0.71" (18.0 mm) lo | M | 1000 | 3000 | 3000 | 340.6
07498382673 | DNF18-110FIB-C | Disc,F,RdNy,.110x.032",22-18AWG,100 | The DNF18-110FIB-C Pan-Term™ Disconnect is a fully insulated female disconnect with a funnel entry. The internal wire stop assures proper wire insertion length for a higher quality connection. Barrel serrations assure good wire contact and maximum tensile | C | 100 | 100 | 100 | 95.02
07498382674 | DNF18-110FIB-M | Disc,F,RdNy,.110x.032",22-18AWG,1000 | The DNF18-110FIB-M Pan-Term™ Disconnect is a fully insulated female disconnect with a funnel entry. The internal wire stop assures proper wire insertion length for a higher quality connection. Barrel serrations assure good wire contact and maximum tensile | M | 1000 | 1000 | 1000 | 387.89
07498382706 | DNF18-111-C | Disc,F,RdNy,.110x.02",22-18AWG,IGS,100 | The vibration resistant female disconnect is made of brass and is tin-plated. It is barrel insulated in a red, nylon housing. It has a tab size of 0.110 x 0.020” (2.8 x 0.5 mm) and supports a wire range of 22-18 AWG (0.5-1.0 mm²). It is 0.69" (17.5 mm) lo | C | 100 | 100 | 100 | 102.77
07498382707 | DNF18-111-M | Disc,F,RdNy,.110x.02",22-18AWG,IGS,1000 | The DNF18-111-M Pan-Term™ Disconnect is a female disconnect with a nylon insulated barrel and funnel entry. The internal wire stop assures proper wire insertion length for a higher quality connection. Barrel serrations assure good wire contact and maximum | M | 1000 | 1000 | 1000 | 512.31
07498382680 | DNF18-111FIB-3K | Disc,F,RdNy,.110x.02",22-18AWG,BS,1000 | The DNF18-111FIB-3K Reel Smart™ Disconnect is a continuously molded and fully insulated female disconnect with a funnel entry. The continuously molded design allows for consistent and reliable processing through Panduit applicators. The internal wire stop | M | 1000 | 3000 | 3000 | 340.6
07498382675 | DNF18-111FIB-C | Disc,F,RdNy,.110x.02",22-18AWG,BS,100 | The vibration resistant female disconnect is made of brass and is tin-plated. It is fully insulated in a red, nylon housing. It has a tab size of 0.110 x 0.020" (2.8 x 0.5 mm) and supports a wire range of 22-18 AWG (0.5-1.0 mm²). It is 0.71" (18.0 mm) lon | C | 100 | 100 | 100 | 95.02
07498382676 | DNF18-111FIB-M | Disc,F,RdNy,.110x.02",22-18AWG,BS1000 | The DNF18-111FIB-M Pan-Term® Disconnect is a fully insulated, female disconnect with a funnel entry. The internal wire stop assures proper wire insertion length into the terminal barrel for a higher quality connection, and the funnel entry allows for fast | M | 1000 | 1000 | 1000 | 387.89
07498382681 | DNF18-112FIB-3K | Disc,F,NatNy,.110x.010"22-18AWG,BS,3000 | The vibration resistant female disconnect is made of brass and is tin-plated. It is fully insulated in natural-colored, standard receptacle nylon housing. It has a tab size of 0.110 x 0.010" (2.8 x 0.3 mm) and supports a wire range of 22-18 AWG (0.5-1.0 m | M | 1000 | 3000 | 3000 | 357.63
07498382708 | DNF18-187-C | Disc,F,RdNy,.187x.032",22-18AWG,IGS,100 | The vibration resistant female disconnect is made of brass and is tin-plated. It is barrel insulated in a red, nylon housing. It has a tab size of 0.187 x 0.032" (4.8 x 0.8 mm) and supports a wire range of 22-18 AWG (0.5-1.0 mm²). It is 0.76" (19.3 mm) lo | C | 100 | 100 | 100 | 103.46
07498382709 | DNF18-187-M | Disc,F,RdNy,.187x.032",22-18AWG,IGS,1000 | The vibration resistant female disconnect is made of brass and is tin-plated. It is barrel insulated in a red, nylon housing. It has a tab size of 0.187 x 0.032" (4.8 x 0.8 mm) and supports a wire range of 22-18 AWG (0.5-1.0 mm²). It is 0.76" (19.3 mm) lo | M | 1000 | 1000 | 1000 | 450.05
07498370974 | DNF18-187FIB-3K | Disc,F,RdNy,.187x.032",22-18AWG,BS,3000 | The vibration resistant female disconnect is made of brass and is tin-plated. It is fully insulated in a red, nylon housing. It has a tab size of 0.187 x 0.032" (4.8 x 0.8 mm) and supports a wire range of 22-18 AWG (0.5-1.0 mm²). It is 0.78" (19.8 mm) lon | M | 1000 | 3000 | 3000 | 296.19
07498375978 | DNF18-187FIB-C | Disc,F,RdNy,.187x.032",22-18AWG,BS,PK100 | The vibration resistant female disconnect is made of brass and is tin-plated. It is fully insulated in a red, nylon housing. It has a tab size of 0.187 x 0.032" (4.8 x 0.8 mm) and supports a wire range of 22-18 AWG (0.5-1.0 mm²). It is 0.78" (19.8 mm) lon | C | 100 | 100 | 100 | 95.86
07498375982 | DNF18-187FIB-M | Disc,F,RdNy,.187x.032",22-18AWG,BS,1000 | The vibration resistant female disconnect is made of brass and is tin-plated. It is fully insulated in a red, nylon housing. It has a tab size of 0.187 x 0.032" (4.8 x 0.8 mm) and supports a wire range of 22-18 AWG (0.5-1.0 mm²). It is 0.78" (19.8 mm) lon | M | 1000 | 1000 | 1000 | 387.89
07498382700 | DNF18-188-C | Disc,F,RdNy,.187x.020",22-18AWG,IGS,100 | The vibration resistant female disconnect is made of brass and is tin-plated. It is barrel insulated in a red, nylon housing. It has a tab size of 0.187 x 0.020" (4.8 x 0.5 mm) and supports a wire range of 22-18 AWG (0.5-1.0 mm²). It is 0.76" (19.3 mm) lo | C | 100 | 100 | 100 | 103.46
07498382701 | DNF18-188-M | Disc,F,RdNy,.187x.020",22-18AWG,IGS,1000 | The vibration resistant female disconnect is made of brass and is tin-plated. It is barrel insulated in a red, nylon housing. It has a tab size of 0.187 x 0.020" (4.8 x 0.5 mm) and supports a wire range of 22-18 AWG (0.5-1.0 mm²). It is 0.76" (19.3 mm) lo | M | 1000 | 1000 | 1000 | 428.62
07498370975 | DNF18-188FIB-3K | Disc,F,RdNy,.187x.020",22-18AWG,BS,3000 | The DNF18-188FIB-3K Reel Smart™ Disconnect is a continuously molded and fully insulated female disconnect with a funnel entry. The continuously molded design allows for consistent and reliable processing through Panduit applicators. The internal wire stop | M | 1000 | 3000 | 3000 | 296.19
07498375979 | DNF18-188FIB-C | Disc,F,RdNy,.187x.020",22-18AWG,BS,100 | The vibration resistant female disconnect is made of brass and is tin-plated. It is fully insulated in a red, standard receptacle nylon housing. It has a tab size of 0.187 x 0.020" (4.8 x 0.5 mm) and supports a wire range of 22-18 AWG (0.5-1.0 mm²). It is | C | 100 | 100 | 100 | 95.86
07498375983 | DNF18-188FIB-M | Disc,F,RdNy,.187x.020",22-18AWG,BS,1000 | The DNF18-188FIB-M Pan-Term™ Disconnect is a fully insulated female disconnect with a funnel entry. The internal wire stop assures proper wire insertion length for a higher quality connection. Barrel serrations assure good wire contact and maximum tensile | M | 1000 | 1000 | 1000 | 389.46
07498382640 | DNF18-205-C | Disc,F,RdNy,.205x.032",22-18AWG,IGS,100 | The vibration resistant female disconnect is made of brass and is tin-plated. It is barrel insulated in a red, nylon housing. It has a tab size of 0.205/0.187 x 0.032" (5.2/4.8 x 0.8 mm) and supports a wire range of 22-18 AWG (0.5-1.0 mm²). It is 0.76" (1 | C | 100 | 100 | 100 | 103.46
07498382691 | DNF18-205FIB-3K | Disc,F,RdNy,.205x.032",22-18AWG,BS,3000 | The DNF18-205FIB-3K Reel Smart™ Disconnect is a continuously molded and fully insulated female disconnect with a funnel entry. The continuously molded design allows for consistent and reliable processing through Panduit applicators. The internal wire stop | M | 1000 | 3000 | 3000 | 296.19
07498311802 | DNF18-205FIB-L | Disc,F,RdNy,.205x.032",22-18AWG,100 | The vibration resistant female disconnect is made of brass and is tin-plated. It is fully insulated in a red, nylon housing. It has a tab size of 0.205/0.187 x 0.032" (5.2/4.8 x 0.8 mm) and supports a wire range of 22-18 AWG (0.5-1.0 mm²). It is 0.78" (19 | C | 100 | 250 | 50 | 100.65
07498382666 | DNF18-205FIB-M | Disc,F,RdNy,.205x.032",22-18AWG,1000 | The vibration resistant female disconnect is made of brass and is tin-plated. It is fully insulated in a red, nylon housing. It has a tab size of 0.205/0.187 x 0.032" (5.2/4.8 x 0.8 mm) and supports a wire range of 22-18 AWG (0.5-1.0 mm²). It is 0.78" (19 | M | 1000 | 1000 | 1000 | 412.34
07498382642 | DNF18-206-C | Disc,F,RdNy,.205x.02",22-18AWG,IGS,100 | The vibration resistant female disconnect is made of brass and is tin-plated. It is barrel insulated in a red, nylon housing. It has a tab size of 0.205/0.187 x 0.020" (5.2/4.7 x 0.5 mm) and supports a wire range of 22-18 AWG (0.5-1.0 mm²). It is 0.76" (1 | C | 100 | 100 | 100 | 103.46
07498382692 | DNF18-206FIB-3K | Disc,F,RdNy,.205x.02",22-18AWG,3000 | The DNF18-206FIB-3K Reel Smart™ Disconnect is a continuously molded and fully insulated female disconnect with a funnel entry. The continuously molded design allows for consistent and reliable processing through Panduit applicators. The internal wire stop | M | 1000 | 3000 | 3000 | 296.19
07498312220 | DNF18-206FIB-L | Disc,F,RdNy,.205x.02",22-18AWG,BS,100 | The vibration resistant female disconnect is made of brass and is tin-plated. It is fully insulated in a red, nylon housing. It has a tab size of 0.205/0.187 x 0.020" (5.2/4.7 x 0.5 mm) and supports a wire range of 22-18 AWG (0.5-1.0 mm²). It is 0.78" (19 | C | 100 | 250 | 50 | 100.65
07498382668 | DNF18-206FIB-M | Disc,F,RdNy,.205x.02",22-18AWG,BS,1000 | The DNF18-206FIB-M Pan-Term™ Disconnect is a fully insulated female disconnect with a funnel entry. The internal wire stop assures proper wire insertion length for a higher quality connection. Barrel serrations assure good wire contact and maximum tensile | M | 1000 | 1000 | 1000 | 412.34
07498382702 | DNF18-250-C | Disc,F,RdNy,.250x.032",22-18AWG,100 | The DNF18-250-C Pan-Term™ Disconnect is a female disconnect with a nylon insulated barrel and funnel entry. The internal wire stop assures proper wire insertion length for a higher quality connection. Barrel serrations assure good wire contact and maximum | C | 100 | 100 | 100 | 98.51
07498382703 | DNF18-250-M | Disc,F,RdNy,.250x.032",22-18AWG,IGS,1000 | The vibration resistant female disconnect is made of brass and is tin-plated. It is barrel insulated in a red, nylon housing. It has a tab size of 0.250 x 0.032" (6.3 x 0.8 mm) and supports a wire range of 22-18 AWG (0.5-1.0 mm²). It is 0.81" (20.6 mm) lo | M | 1000 | 1000 | 1000 | 412.34
07498312038 | DNF18-250FI-L | Disc,F,RdNy,.250x.032",22-18AWG,IGS,50 | The vibration resistant female disconnect is made of brass and is tin-plated. It is fully insulated in a red, nylon housing. It has a tab size of 0.250 x 0.032" (6.3 x 0.8 mm) and supports a wire range of 22-18 AWG (0.5-1.0 mm²). It is 0.94" (23.9 mm) lon | C | 100 | 50 | 50 | 109.84
07498376149 | DNF18-250FI-M | Disc,F,RdNy,.250x.032",22-18AWG,IGS,1000 | The vibration resistant female disconnect is made of brass and is tin-plated. It is fully insulated in a red, nylon housing. It has a tab size of 0.250 x 0.032" (6.3 x 0.8 mm) and supports a wire range of 22-18 AWG (0.5-1.0 mm²). It is 0.94" (23.9 mm) lon | M | 1000 | 1000 | 1000 | 417.98
07498382690 | DNF18-250FIB-3K | Disc,F,RdNy,.259x.032",22-18AWG,3000 | The DNF18-250FIB-3K Reel Smart™ Disconnect is a continuously molded and fully insulated female disconnect with a funnel entry. The continuously molded design allows for consistent and reliable processing through Panduit applicators. The internal wire stop | M | 1000 | 3000 | 3000 | 296.19
07498382711 | DNF18-250FIB-C | Disc,F,RdNy,.250x.032",22-18AWG,BS,100 | The DNF18-250FIB-C Pan-Term™ Disconnect is a fully insulated female disconnect with a funnel entry. The internal wire stop assures proper wire insertion length for a higher quality connection. Barrel serrations assure good wire contact and maximum tensile | C | 100 | 100 | 100 | 95.86
07498334196 | DNF18-250FIB-E | Disc,F,RdNy,.250x.032",22-18AWG,BS,20 | The vibration resistant female disconnect is made of brass and is tin-plated. It is fully insulated in a red, nylon housing. It has a tab size of 0.250 x 0.032" (6.3 x 0.8 mm) and supports a wire range of 22-18 AWG (0.5-1.0 mm²). It is 0.84" (21.3 mm) lo | C | 100 | 100 | 20 | 118.79
07498382769 | DNF18-250FIB-M | Disc,F,RdNy,.250x.032",22-18AWG,BS,1000 | The DNF18-250FIB-M Pan-Term® Disconnect is a fully insulated, female disconnect with a funnel entry. The internal wire stop assures proper wire insertion length into the terminal barrel for a higher quality connection, and the funnel entry allows for fast | M | 1000 | 1000 | 1000 | 412.34
07498382631 | DNF18-250FIM-2K | Disc,M,RdNy,.250x.032",22-18AWG,BS,2000 | The DNF18-250FIM-2K Reel Smart™ Disconnect is a continuously molded and fully insulated male disconnect with a funnel entry. The continuously molded design allows for consistent and reliable processing through Panduit applicators. The internal wire stop a | M | 1000 | 2000 | 2000 | 474.16
07498352169 | DNF18-250FIM-L | Disc,M,RdNy,.250x.032",22-18AWG,BS,50 | The DNF18-250FIM-L Pan-Term™ Disconnect is a fully insulated male disconnect with a funnel entry. The internal wire stop assures proper wire insertion length for a higher quality connection. Barrel serrations assure good wire contact and maximum tensile s | C | 100 | 250 | 50 | 94.74
07498382770 | DNF18-250FIM-M | Disc,M,RdNy,.250x.032",22-18AWG,1000 | The DNF18-250FIM-M Pan-Term™ Disconnect is a fully insulated male disconnect with a funnel entry. The internal wire stop assures proper wire insertion length for a higher quality connection. Barrel serrations assure good wire contact and maximum tensile s | M | 1000 | 1000 | 1000 | 607.68
07498382416 | DNF18-250FIMB-D | Disc,M,RdNy,.250x.032",22-18AWG,BS,500 | The vibration resistant male tab disconnect is made of brass and is nickel-plated. It is fully insulated in a red, nylon oversized housing. It has a tab size of 0.250 x 0.032" (6.3 x 0.8 mm) and supports a wire range of 22-18 AWG (0.5-1.0 mm²). It is 0.91 | M | 1000 | 500 | 500 | 602.2
07498382314 | DNF18-250FIMB-K | Disc,M,RdNy,.250x.032",22-18AWG,BS,1000 | The DNF18-250FIMB-K Reel Smart™ Disconnect is a continuously molded and fully insulated male disconnect with a funnel entry. The continuously molded design allows for consistent and reliable processing through Panduit applicators. The internal wire stop a | M | 1000 | 1000 | 1000 | 497.94
07498382419 | DNF18-250FIMB-L | Disc,M,RdNy,.250x.032",22-18AWG,OVH,1000 | The vibration resistant male tab disconnect is made of brass and is nickel-plated. It is fully insulated in a red, nylon oversized housing. It has a tab size of 0.250 x 0.032" (6.3 x 0.8 mm) and supports a wire range of 22-18 AWG (0.5-1.0 mm²). It is 0.91 | C | 100 | 50 | 50 | 104.32
07498382712 | DNF18-250M-C | Disc,M,RdNy,.250x.032",22-18AWG,IGS,100 | The vibration resistant male tab disconnect is made of copper and is nickel-plated. It is barrel insulated in a red, nylon housing. It has a tab size of 0.250 x 0.032" (6.3 x 0.8 mm) and supports a wire range of 22-18 AWG (0.5-1.0 mm²). It is 0.90" (22.9 | C | 100 | 100 | 100 | 103.56
07498382713 | DNF18-250M-M | Disc,M,RdNy,.250x.032",22-18AWG,IGS,1000 | The vibration resistant male tab disconnect is made of copper and is nickel-plated. It is barrel insulated in a red, nylon housing. It has a tab size of 0.250 x 0.032" (6.3 x 0.8 mm) and supports a wire range of 22-18 AWG (0.5-1.0 mm²). It is 0.90" (22.9 | M | 1000 | 1000 | 1000 | 429.46
07498382777 | DNF18205FIBX-2K | Disc,F,RdNyXp,.205x.032",22-18AWG,2000 | The vibration resistant female disconnect is made of brass and is tin-plated. It is fully insulated in a red, nylon standard receptacle housing and has an expanded wire entry area for wires with large outside diameters. It has a tab size of 0.187/0.205 x | M | 1000 | 2000 | 2000 | 389.74
07498382776 | DNF18206FIBX-2K | Disc,F,RdNy,Xp,.205x.02",22-18AWG,2000 | The DNF18206FIBX-2K Reel Smart™ Disconnect is a continuously molded and fully insulated female disconnect with an expanded funnel entry. The continuously molded design allows for consistent and reliable processing through Panduit applicators. The internal | M | 1000 | 2000 | 2000 | 371.17
07498382775 | DNF18250FIBX-2K | Disc,F,RdNy,.250x.032",22-18AWG,BS,2000 | The DNF18250FIBX-2K Reel Smart™ Disconnect is a continuously molded and fully insulated female disconnect with an expanded funnel entry. The continuously molded design allows for consistent and reliable processing through Panduit applicators. The internal | M | 1000 | 2000 | 2000 | 371.17
07498311992 | DNF18250FIBX-L | Disc,F,RdNy,.250x.032",22-18AWG,BS,PK50 | The vibration resistant female disconnect is made of brass and is tin-plated. It is fully insulated in a red, nylon standard receptacle housing with an expanded wire entry area for wires with large outside diameters. It has a tab size of 0.250 x 0.032" (6 | C | 100 | 250 | 50 | 114.14
07498356425 | DNF18250FIBX-M | Female Disconnect, nylon fully insulated | Female disconnect, (standard receptacle housings and expanded wire entry area for large wire insulation o.d.), nylon fully insulated, funnel entry, 22 – 18 AWG wire range and .250 x .032 in. (6.3 x .8mm) tab size, bulk package. | M | 1000 | 1000 | 1000 | 474.65
07498334343 | DNF18250FIMX-2K | Disc,M,RdNy,Xp,.250x.032",22-18AWG,2000 | The vibration resistant male tab disconnect is made of brass and is nickel-plated. It is fully insulated in a red, nylon standard housing and has an expanded wire entry area. It has a tab size of 0.250 x 0.032" (6.3 x 0.8 mm) and supports a wire range of | M | 1000 | 2000 | 2000 | 547.51
07498312465 | DNFR14-205B-L | Disc,F,RA,BlNy,.205x .032",16-14AWG,50 | The vibration resistant, right angle style female disconnect is made of brass and is tin-plated. It is insulated in blue nylon. It has a tab size of 0.205/0.187 x 0.032" (5.2/4.8 x 0.8 mm) and supports a wire range of 16-14 AWG (1.5-2.5 mm²). It is 0.78" | C | 100 | 50 | 50 | 117.38
07498382664 | DNFR14-205B-M | Disc,F,RA,BlNy,.205x .032",16-14AWG,1000 | The vibration resistant, right angle style female disconnect is made of brass and is tin-plated. It is insulated in blue nylon. It has a tab size of 0.205/0.187 x 0.032" (5.2/4.8 x 0.8 mm) and supports a wire range of 16-14 AWG (1.5-2.5 mm²). It is 0.78" | M | 1000 | 1000 | 1000 | 574.9
07498312026 | DNFR14-205FIB-L | Disc,F,RA,BlNy,.205x .032",16-14AWG,50 | The vibration resistant, right angle style female disconnect is made of brass and is tin-plated. It is fully insulated in blue nylon and has a funnel entry with insulation support. It has a tab size of 0.205/0.187 x 0.032" (5.2/4.8 x 0.8 mm) and supports | C | 100 | 50 | 50 | 116.5
07498312464 | DNFR14-206B-L | Disc,F,RA,BlNy,.205x.020",16-14AWG,50 | The vibration resistant, right angle style female disconnect is made of brass and is tin-plated. It is insulated in blue nylon. It has a tab size of 0.205/0.187 x 0.020" (5.2/4.7 x 0.5 mm) and supports a wire range of 16-14 AWG (1.5-2.5 mm²). It is 0.78" | C | 100 | 50 | 50 | 117.38
07498312025 | DNFR14-206FIB-L | Disc,F,RA,BlNy,.205x.020",16-14AWG,BS50 | The vibration resistant, right angle style female disconnect is made of brass and is tin-plated. It is fully insulated in blue nylon. It has a tab size of 0.205/0.187 x 0.020" (5.2/4.7 x 0.5 mm) and supports a wire range of 16-14 AWG (1.5-2.5 mm²). It is | C | 100 | 250 | 50 | 116.5
07498312457 | DNFR14-250B-L | Dis,F,RA,BlNy,.205x.032",16-14AWG,50 | The DNFR14-250B-L Pan-Term Disconnect is a nylon insulated, right angle, female disconnect with a funnel entry. The right angle design allows for use in limited space applications. The longer barrel design ensures compatibility with Panduit standard disco | C | 100 | 50 | 50 | 115.35
07498382662 | DNFR14-250B-M | Dis,F,RA,BlNy,.205x.032",16-14AWG,1000 | The DNFR14-250B-M Pan-Term Disconnect is a nylon insulated, right angle, female disconnect with a funnel entry. The right angle design allows for use in limited space applications. The longer barrel design ensures compatibility with Panduit standard disco | M | 1000 | 1000 | 1000 | 547.53
07498312023 | DNFR14-250FIB-L | Dis,F,RA,FIns,BlNy,205x.032",16-14AWG,50 | The vibration resistant, right angle style female disconnect is made of brass and is tin-plated. It is fully insulated in blue nylon. It has a tab size of 0.250 x 0.032 (6.3 x 0.8 mm) and supports a wire range of 16-14 AWG (1.5-2.5 mm²). It is 0.58" (14.7 | C | 100 | 250 | 50 | 110.95
07498382619 | DNFR14-250FIB-M | Dis,F,RAFIns,BlNy,.205x.032,16-14AWG1000 | The DNFR14-250FIB-M Pan-Term™ Disconnect is a fully insulated, right angle female disconnect with a funnel entry. The internal wire stop assures proper wire insertion length for a higher quality connection. Barrel serrations assure good wire contact and m | M | 1000 | 1000 | 1000 | 570.84
07498378945 | DNFR14205FIB-KD | Disc,F,RA,BlNy,.205x .032",16-14AWG,1500 | The vibration resistant, right angle style female disconnect is made of brass and is tin-plated. It is fully insulated in blue nylon and has a funnel entry with insulation support. It has a tab size of 0.205/0.187 x 0.032" (5.2/4.8 x 0.8 mm) and supports | M | 1000 | 1500 | 1500 | 525.62
07498378947 | DNFR14206FIB-KD | Disc,F,RA,BlNy,.205x.020",16-14AWG,1500 | The vibration resistant, right angle style female disconnect is made of brass and is tin-plated. It is fully insulated in blue nylon. It has a tab size of 0.187/0.205 x 0.020" (4.8/5.2 x 0.5 mm) and supports a wire range of 16-14 AWG (1.5-2.5 mm²). It is | M | 1000 | 1500 | 1500 | 500.58
07498378940 | DNFR14250FIB-KD | Dis,F,RA,BlNy,.205x.032",16-14AWG,1500 | The DNFR14250FIB-KD Reel Smart™ Disconnect is a continuously molded, fully insulated, right angle female disconnect with a funnel entry. The continuously molded design allows for consistent and reliable processing through Panduit applicators. The internal | M | 1000 | 1500 | 1500 | 500.58
07498312463 | DNFR18-205B-L | Dis,F,RA,RdNy,.205x.032,22-18AWG,BS50 | The vibration resistant, right angle style female disconnect is made of brass and is tin-plated. It is insulated in red nylon. It has a tab size of 0.205/0.187 x 0.032 (5.2/4.8 x 0.8 mm) and supports a wire range of 22-18 AWG (0.5-1.0 mm²). It is 0.78" (1 | C | 100 | 250 | 50 | 117.38
07498382661 | DNFR18-205B-M | Dis,F,RA,RdNy,.205x.032,22-18AWG,BS,1000 | The vibration resistant, right angle style female disconnect is made of brass and is tin-plated. It is insulated in red nylon. It has a tab size of 0.205/0.187 x 0.032 (5.2/4.8 x 0.8 mm) and supports a wire range of 22-18 AWG (0.5-1.0 mm²). It is 0.78" (1 | M | 1000 | 1000 | 1000 | 574.9
07498312000 | DNFR18-205FIB-L | Dis,F,RA,Flns,RdNy,.205x.032,22-18AWG,50 | The vibration resistant, right angle style female disconnect is made of brass and is tin-plated. It is fully insulated in red nylon. It has a tab size of 0.205/0.187 x 0.032 (5.2/4.8 x 0.8 mm) and supports a wire range of 22-18 AWG (0.5-1.0 mm²). It is 0. | C | 100 | 250 | 50 | 117.53
07498382609 | DNFR18-205FIB-M | Dis,F,RA,FIRdNy,.205x.032,22-18AWG,1000 | The vibration resistant, right angle style female disconnect is made of brass and is tin-plated. It is fully insulated in red nylon. It has a tab size of 0.205/0.187 x 0.032 (5.2/4.8 x 0.8 mm) and supports a wire range of 22-18 AWG (0.5-1.0 mm²). It is 0. | M | 1000 | 1000 | 1000 | 604.89
07498312803 | DNFR18-206B-L | Dis,F,RA,RdNy,.205x.02",22-18AWG,50 | The vibration resistant, right angle style female disconnect is made of brass and is tin-plated. It is insulated in red nylon. It has a tab size of 0.205/0.187 x 0.020 (5.2/4.7 x 0.5 mm) and supports a wire range of 22-18 AWG (0.5-1.0 mm²). It is 0.78" (1 | C | 100 | 50 | 50 | 117.38
07498382660 | DNFR18-206B-M | Dis,F,RA,,RdNy,.205x.02",22-18AWG,1000 | The vibration resistant, right angle style female disconnect is made of brass and is tin-plated. It is insulated in red nylon. It has a tab size of 0.205/0.187 x 0.020 (5.2/4.7 x 0.5 mm) and supports a wire range of 22-18 AWG (0.5-1.0 mm²). It is 0.78" (1 | M | 1000 | 1000 | 1000 | 574.9
07498311999 | DNFR18-206FIB-L | Dis,F,RA,FIns,RdNy,.205x.02",22-18AWG,50 | The vibration resistant, right angle style female disconnect is made of brass and is tin-plated. It is fully insulated in red nylon. It has a tab size of 0.205/0.187 x 0.020 (5.2/4.7 x 0.5 mm) and supports a wire range of 22-18 AWG (0.5-1.0 mm²). It is 0. | C | 100 | 250 | 50 | 117.53
07498382611 | DNFR18-206FIB-M | Dis,F,RA,FI,RdNy,.205x.02",22-18AWG,1000 | The vibration resistant, right angle style female disconnect is made of brass and is tin-plated. It is fully insulated in red nylon. It has a tab size of 0.205/0.187 x 0.020 (5.2/4.7 x 0.5 mm) and supports a wire range of 22-18 AWG (0.5-1.0 mm²). It is 0. | M | 1000 | 1000 | 1000 | 576.1
07498312458 | DNFR18-250B-L | Dis,F,RA,FIn,RdNy,.250x.032",22-18AWG,50 | The vibration resistant, right angle style female disconnect is made of brass and is tin-plated. It is insulated in red nylon. It has a tab size of 0.250 x 0.032 (6.3 x 0.8 mm) and supports a wire range of 22-18 AWG (0.5-1.0 mm²). It is 0.78" (19.8 mm) lo | C | 100 | 250 | 50 | 111.79
07498382659 | DNFR18-250B-M | Dis,F,RA,FIRdNy,.250x.032",22-18AWG,1000 | The DNFR18-250B-M Pan-Term Disconnect is a nylon insulated, right angle, female disconnect with a funnel entry. The right angle design allows for use in limited space applications. The longer barrel design ensures compatibility with Panduit standard disco | M | 1000 | 1000 | 1000 | 547.53
07498311803 | DNFR18-250FIB-L | Dis,F,RA,FIRdNy,.25x.032",22-18AWG,BS50 | The vibration resistant, right angle style female disconnect is made of brass and is tin-plated. It is fully insulated in red nylon. It has a tab size of 0.250 x 0.032 (6.3 x 0.8 mm) and supports a wire range of 22-18 AWG (0.5-1.0 mm²). It is 0.58" (14.7 | C | 100 | 250 | 50 | 111.94
07498382613 | DNFR18-250FIB-M | Dis,F,RA,FIRdNy,.250x.032",22-18AWG,1000 | The DNFR18-250FIB-M Pan-Term™ Disconnect is a fully insulated, right angle female disconnect with a funnel entry. The internal wire stop assures proper wire insertion length for a higher quality connection. Barrel serrations assure good wire contact and m | M | 1000 | 1000 | 1000 | 576.1
07498378957 | DNFR18205FIB-KD | Dis,F,RA,RdNy,.205x.032,22-18AWG,BS,1500 | The DNFR18205FIB-KD Reel Smart™ Disconnect is a continuously molded, fully insulated, right angle female disconnect with a funnel entry. The continuously molded design allows for consistent and reliable processing through Panduit applicators. The internal | M | 1000 | 1500 | 1500 | 500.58
07498378959 | DNFR18206FIB-KD | Dis,F,RA,,RdNy,.205x.02",22-18AWG,1500 | The DNFR18206FIB-KD Reel Smart™ Disconnect is a continuously molded, fully insulated, right angle female disconnect with a funnel entry. The continuously molded design allows for consistent and reliable processing through Panduit applicators. The internal | M | 1000 | 1500 | 1500 | 500.58
07498378952 | DNFR18250FIB-KD | Dis,F,RA,FIRdNy,.250x.032",22-18AWG,1500 | The DNFR18250FIB-KD Reel Smart™ Disconnect is a continuously molded, fully insulated, right angle female disconnect with a funnel entry. The continuously molded design allows for consistent and reliable processing through Panduit applicators. The internal | M | 1000 | 1500 | 1500 | 500.58
07498368741 | DNG14-187FB-3K | SpGrp,FDis,BlNy,.187x.032",16-14AWG,3000 | The Supra-Grip™ female disconnect is made of brass and is tin-plated. It is fully insulated in blue nylon. It has a tab size of 0.187 x 0.032 (4.9 x 0.8 mm) and supports a wire range of 16-14 AWG (1.5-2.5 mm²). It is 0.89" (22.6 mm) long and 0.29" (7.4 mm | M | 1000 | 3000 | 3000 | 414.54
07498312039 | DNG14-187FB-L | SpGrp,FDis,BlNy,.187x.032",16-14AWG,50 | The Supra-Grip™ female disconnect is made of brass and is tin-plated. It is fully insulated in blue nylon. It has a tab size of 0.187 x 0.032 (4.9 x 0.8 mm) and supports a wire range of 16-14 AWG (1.5-2.5 mm²). It is 0.89" (22.6 mm) long and 0.29" (7.4 mm | C | 100 | 250 | 50 | 134.2
07498312040 | DNG14-188FB-L | SpGrp,FDis,BlNy,.187x.02",16-14AWG,50 | The Supra-Grip™ female disconnect is made of brass and is tin-plated. It is fully insulated in blue nylon. It has a tab size of 0.187 x 0.020 (4.9 x 0.5 mm) and supports a wire range of 16-14 AWG (1.5-2.5 mm²). It is 0.89" (22.6 mm) long and 0.29" (7.4 mm | C | 100 | 250 | 50 | 134.2
07498351435 | DNG14-250FB-3K | SpGrp,FDis,BlNy,.250x.032",16-14AWG,3000 | The Supra-Grip™ female disconnect is made of brass and is tin-plated. It is fully insulated in blue nylon. It has a tab size of 0.250 x 0.032 (6.3 x 0.5 mm) and supports a wire range of 16-14 AWG (1.5-2.5 mm²). It is 0.93" (23.6 mm) long and 0.35" (8.9 mm | M | 1000 | 3000 | 3000 | 394.8
07498311980 | DNG14-250FB-L | SpGrp,FDis,BlNy,.250x.032",16-14AWG,50 | The Supra-Grip™ female disconnect is made of brass and is tin-plated. It is fully insulated in blue nylon. It has a tab size of 0.250 x 0.032 (6.3 x 0.5 mm) and supports a wire range of 16-14 AWG (1.5-2.5 mm²). It is 0.93" (23.6 mm) long and 0.35" (8.9 mm | C | 100 | 50 | 50 | 134.2
07498351437 | DNG14-250FB-M | SpGrp,FDis,BlNy,.250x.032",16-14AWG,1000 | The Supra-Grip™ female disconnect is made of brass and is tin-plated. It is fully insulated in blue nylon. It has a tab size of 0.250 x 0.032 (6.3 x 0.5 mm) and supports a wire range of 16-14 AWG (1.5-2.5 mm²). It is 0.93" (23.6 mm) long and 0.35" (8.9 mm | M | 1000 | 1000 | 1000 | 431.01
07498368740 | DNG18-187FB-3K | SpGrp,FDis,RdNy,.187x.032",22-18AWG,3000 | The Supra-Grip™ female disconnect is made of brass and is tin-plated. It is fully insulated in red nylon. It has a tab size of 0.187 x 0.032 (4.8 x 0.8 mm) and supports a wire range of 22-18 AWG (0.5-1.0 mm²). It is 0.89" (22.6 mm) long and 0.29" (7.4 mm) | M | 1000 | 3000 | 3000 | 394.8
07498368750 | DNG18-187FB-C | SpGrp,FDis,RdNy,.187x.032",22-18AWG,100 | The Supra-Grip™ female disconnect is made of brass and is tin-plated. It is fully insulated in red nylon. It has a tab size of 0.187 x 0.032 (4.8 x 0.8 mm) and supports a wire range of 22-18 AWG (0.5-1.0 mm²). It is 0.89" (22.6 mm) long and 0.29" (7.4 mm) | C | 100 | 100 | 100 | 134.2
07498368742 | DNG18-188FB-3K | SpGrp,FDis,RdNy,.187x.020",22-18AWG,3000 | The Supra-Grip™ female disconnect is made of brass and is tin-plated. It is fully insulated in red nylon. It has a tab size of 0.187 x 0.020 (4.8 x 0.5 mm) and supports a wire range of 22-18 AWG (0.5-1.0 mm²). It is 0.89" (22.6 mm) long and 0.29" (7.4 mm) | M | 1000 | 3000 | 3000 | 414.54
07498368754 | DNG18-188FB-C | SpGrp,FDis,RdNy,.187x.020",22-18AWG,100 | The Supra-Grip™ female disconnect is made of brass and is tin-plated. It is fully insulated in red nylon. It has a tab size of 0.187 x 0.020 (4.8 x 0.5 mm) and supports a wire range of 22-18 AWG (0.5-1.0 mm²). It is 0.89" (22.6 mm) long and 0.29" (7.4 mm) | C | 100 | 100 | 100 | 127.81
07498351432 | DNG18-250FB-3K | SpGrp,FDis,RdNy,.25x.032",22-18AWG,3000 | The Supra-Grip™ female disconnect is made of brass and is tin-plated. It is fully insulated in red nylon. It has a tab size of 0.250 x 0.032 (6.3 x 0.8 mm) and supports a wire range of 22-18 AWG (0.5-1.0 mm²). It is 0.93" (23.6 mm) long and 0.35" (8.9 mm) | M | 1000 | 3000 | 3000 | 394.8
07498351434 | DNG18-250FB-M | SpGrp,FDis,RdNy,.25x.032",22-18AWG,1000 | The Supra-Grip™ female disconnect is made of brass and is tin-plated. It is fully insulated in red nylon. It has a tab size of 0.250 x 0.032 (6.3 x 0.8 mm) and supports a wire range of 22-18 AWG (0.5-1.0 mm²). It is 0.93" (23.6 mm) long and 0.35" (8.9 mm) | M | 1000 | 1000 | 1000 | 410.49
07498381829 | DNH14-250FIB-Q | Disc,Fem,Blu,HS,.250 x .032",12-10AWG,25 | The female disconnect is made of brass and is tin-plated. It is fully insulated in blue heat shrink. It has a tab size of 0.250 x 0.032 (6.3 x 0.8 mm) and supports a wire range of 16-14 AWG (1.5-2.6 mm²). It is 1.44" (36.6 mm) long and 0.35" (8.9 mm) wide | C | 100 | 125 | 25 | 202.67
07498381828 | DNH14-250FIM-Q | Disc,Male,Blue,HS,.250x.032",16-14AWG,25 | The male tab disconnect is made of brass and is nickel-plated. It is fully insulated in blue heat shrink. It has a tab size of 0.250 x 0.032 (6.3 x 0.8 mm) and supports a wire range of 16-14 AWG (1.5-2.6 mm²). It is 1.5" (38.1 mm) long and 0.41" (10.4 mm) | C | 100 | 125 | 25 | 212.79
07498381827 | DNH18-250FIB-Q | Disc,Fem,Red,HS,.250x.032",22-18AWG,25 | The vibration resistant female disconnect is made of brass and is tin-plated. It is fully insulated in red heat shrink housing. It has a tab size of 0.250 x 0.032" (6.3 x 0.8 mm) and supports a wire range of 22-18 AWG (0.5-1.0 mm²). It is 1.44" (36.6 mm) | C | 100 | 25 | 25 | 212.79
07498381826 | DNH18-250FIM-Q | Disc,Male,Red,HS,.250x.032",22-18AWG,25 | The vibration resistant male disconnect is made of brass and is nickel-plated. It is fully insulated in red heat shrink housing. It has a tab size of 0.250 x 0.032" (6.3 x 0.8 mm) and supports a wire range of 22-18 AWG (0.5-1.0 mm²). It is 1.5" (38.1 mm) | C | 100 | 125 | 25 | 212.79
07498325001 | DNT-100 | Duct Notching Tool, 1pc | For Removing Sidewalls for Intersections or bundles. | PC | 1 | 1 | 1 | 190.2
07498320337 | DPF10-250FI-D | Disc,F,PremYlNy,.25x.032,"12-10AWG,500 | The vibration resistant DiscoGrip™ female disconnect is made of brass and is tin-plated. It is fully insulated in yellow premium nylon housing. It has a tab size of 0.250 x 0.032" (6.3 x 0.8 mm) and supports a wire range of 12-10 AWG (4.0-6.0 mm²). It is | M | 1000 | 500 | 500 | 892.23
07498334851 | DPF10-250FIB-2K | Disc,F,PremYlNy,.25x.032,"12-10AWG,2000 | The vibration resistant female disconnect is made of brass and is tin-plated. It is fully insulated in yellow premium nylon housing. It has a tab size of 0.250 x 0.032" (6.3 x 0.8 mm) and supports a wire range of 12-10 AWG (4.0-6.0 mm²). It is 0.96" (24.4 | M | 1000 | 2000 | 2000 | 504.51
07498374055 | DPF10-250FIB-D | Disc,F,PremYlNy,.25x.032,"12-10AWG,500 | The vibration resistant DiscoGrip™ female disconnect is made of brass and is tin-plated. It is fully insulated in yellow premium nylon housing. It has a tab size of 0.250 x 0.032" (6.3 x 0.8 mm) and supports a wire range of 12-10 AWG (4.0-6.0 mm²). It is | M | 1000 | 500 | 500 | 765.86
07498374054 | DPF10-250FIB-L | Disc,F,PremYlNy,.25x.032,"12-10AWG,50 | The vibration resistant DiscoGrip™ female disconnect is made of brass and is tin-plated. It is fully insulated in yellow premium nylon housing. It has a tab size of 0.250 x 0.032" (6.3 x 0.8 mm) and supports a wire range of 12-10 AWG (4.0-6.0 mm²). It is | C | 100 | 50 | 50 | 119.57
07498370980 | DPF14-187FIB-3K | Disc,F,PremBuNy,.187x.032",16-14AWG,3000 | The vibration resistant female disconnect is made of brass and is tin-plated. It is fully insulated in blue premium nylon housing. It has a tab size of 0.187 x 0.032" (4.8 x 0.8 mm) and supports a wire range of 16-14 AWG (1.5-2.5 mm²). It is 0.78" (19.8 m | M | 1000 | 3000 | 3000 | 370.24
07498382375 | DPF14-205FIB-3K | Dis,PBuNy,.187/.205x.032",16-14AWG,3000 | The vibration resistant female disconnect is made of brass and is tin-plated. It is fully insulated in blue premium nylon housing. It has a tab size of 0.187/0.205 x 0.032" (4.8/5.2 x 0.8 mm) and supports a wire range of 16-14 AWG (1.5-2.5 mm²). It is 0.7 | M | 1000 | 3000 | 3000 | 370.24
07498320394 | DPF14-205FIB-M | Dis,PBuNy,.187/.205x.032",16-14AWG,1000 | The vibration resistant DiscoGrip™ female disconnect is made of brass and is tin-plated. It is fully insulated in blue premium nylon housing. It has a tab size of 0.205/0.187 x 0.032" (5.2/4.8 x 0.8 mm) and supports a wire range of 16-14 AWG (1.5-2.5 mm²) | M | 1000 | 1000 | 1000 | 392.32
07498382374 | DPF14-206FIB-3K | Dis,PBuNy,.187/.205x.02",16-14AWG,3000 | The vibration resistant female disconnect is made of brass and is tin-plated. It is fully insulated in blue premium nylon housing. It has a tab size of 0.187/0.205 x 0.02" (4.8/5.2 x 0.5 mm) and supports a wire range of 16-14 AWG (1.5-2.5 mm²). It is 0.78 | M | 1000 | 3000 | 3000 | 370.24
07498320395 | DPF14-206FIB-M | Dis,PBuNy,.187/.205x.032",16-14AWG,1000 | The vibration resistant DiscoGrip™ female disconnect is made of brass and is tin-plated. It is fully insulated in blue premium nylon housing. It has a tab size of 0.205/0.187 x 0.02" (5.2/4.7 x 0.5 mm) and supports a wire range of 16-14 AWG (1.5-2.5 mm²). | M | 1000 | 1000 | 1000 | 392.32
07498382373 | DPF14-250FIB-3K | Dis,F,PBuNy,.25 x .032",16-14AWG,3000 | The DPF14-250FIB-3K Reel Smart™ Disconnect is a continuously molded and fully insulated female disconnect with a funnel entry. The continuously molded design allows for consistent and reliable processing through Panduit applicators. The internal wire stop | M | 1000 | 3000 | 3000 | 352.6
07498320388 | DPF14-250FIB-C | Dis,F,PBuNy,.25 x .032",16-14AWG,100 | The vibration resistant DiscoGrip™ female disconnect is made of brass and is tin-plated. It is fully insulated in blue premium nylon housing. It has a tab size of 0.250 x 0.032" (6.3 x 0.8 mm) and supports a wire range of 16-14 AWG (1.5-2.5 mm²). It is 0. | C | 100 | 100 | 100 | 118.35
07498320396 | DPF14-250FIB-M | Dis,F,PBuNy,.25 x .032",16-14AWG,100 | The vibration resistant DiscoGrip™ female disconnect is made of brass and is tin-plated. It is fully insulated in blue premium nylon housing. It has a tab size of 0.250 x 0.032" (6.3 x 0.8 mm) and supports a wire range of 16-14 AWG (1.5-2.5 mm²). It is 0. | M | 1000 | 1000 | 1000 | 373.63
07498320328 | DPF14-250FIM-2K | Dis,M,PBuNy,.25 x .032",16-14AWG,OH,3000 | The vibration resistant male disconnect is made of brass and is nickel-plated. It is fully insulated in blue premium nylon housing. It has a tab size of 0.250 x 0.032" (6.3 x 0.8 mm) and supports a wire range of 16-14 AWG (1.5-2.5 mm²). It is 0.9" (22.9 m | M | 1000 | 2000 | 2000 | 547.71
07498320338 | DPF14-250FIM-M | Dis,M,PBuNy,.250x.032",16-14AWG,1000 | The vibration resistant DiscoGrip™ male disconnect is made of brass and is nickel-plated. It is fully insulated in blue premium nylon housing. It has a tab size of 0.25 x 0.032" (6.3 x 0.8 mm) and supports a wire range of 16-14 AWG (1.5-2.5 mm²). It is 0. | M | 1000 | 1000 | 1000 | 602.55
07498320347 | DPF14-250FIMB-D | Dis,M,PBuNy,.250x.032",16-14AWG,OH,500 | The vibration resistant DiscoGrip™ male disconnect is made of brass and is nickel-plated. It is fully insulated in blue premium nylon oversized housing. It has a tab size of 0.250 x 0.032" (6.3 x 0.8 mm) and supports a wire range of 16-14 AWG (1.5-2.5 mm² | M | 1000 | 500 | 500 | 632.78
07498320330 | DPF14-250FIMB-K | Dis,M,PBuNy,.250x.032",16-14AWG,OH,1000 | The vibration resistant male disconnect is made of brass and is nickel-plated. It is fully insulated in blue premium nylon oversized housing. It has a tab size of 0.250 x 0.032" (6.3 x 0.8 mm) and supports a wire range of 16-14 AWG (1.5-2.5 mm²). It is 0. | M | 1000 | 1000 | 1000 | 608.28
07498382376 | DPF18-110FIB-3K | Disc,F,PRdNy,.11x.032,"22-18AWG,3000 | The vibration resistant female disconnect is made of brass and is tin-plated. It is fully insulated in red premium nylon housing. It has a tab size of 0.110 x 0.032" (2.8 x 0.8 mm) and supports a wire range of 22-18 AWG (0.5-1.0 mm²). It is 0.71" (18 mm) | M | 1000 | 3000 | 3000 | 412.57
07498320368 | DPF18-110FIB-C | Disc,F,PRdNy,.11x.032,"22-18AWG,100 | The vibration resistant DiscoGrip™ female disconnect is made of brass and is tin-plated. It is fully insulated in red premium nylon housing. It has a tab size of 0.110 x 0.032" (2.8 x 0.8 mm) and supports a wire range of 22-18 AWG (0.5-1.0 mm²). It is 0.7 | C | 100 | 100 | 100 | 124.26
07498382415 | DPF18-111FIB-3K | Disc,F,PRdNy,.11x.020,"22-18AWG,3000 | The vibration resistant female disconnect is made of brass and is tin-plated. It is fully insulated in red premium nylon housing. It has a tab size of 0.110 x 0.020" (2.8 x 0.5 mm) and supports a wire range of 22-18 AWG (0.5-1.0 mm²). It is 0.71" (18 mm) | M | 1000 | 3000 | 3000 | 392.95
07498320375 | DPF18-111FIB-C | Disc,F,PRdNy,.11x.020,"22-18AWG,100 | The vibration resistant DiscoGrip™ female disconnect is made of brass and is tin-plated. It is fully insulated in red premium nylon housing. It has a tab size of 0.110 x 0.020" (2.8 x 0.5 mm) and supports a wire range of 22-18 AWG (0.5-1.0 mm²). It is 0.7 | C | 100 | 100 | 100 | 124.26
07498320390 | DPF18-111FIB-M | Disc,F,PRdNy,.11x.020,"22-18AWG,1000 | The vibration resistant DiscoGrip™ female disconnect is made of brass and is tin-plated. It is fully insulated in red premium nylon housing. It has a tab size of 0.110 x 0.020" (2.8 x 0.5 mm) and supports a wire range of 22-18 AWG (0.5-1.0 mm²). It is 0.7 | M | 1000 | 1000 | 1000 | 428.14
07498370976 | DPF18-187FIB-3K | Dis,F,PRdNy,.187x.032",22-18AWG,3000 | The vibration resistant female disconnect is made of brass and is tin-plated. It is fully insulated in red premium nylon housing. It has a tab size of 0.187 x 0.032" (4.8 x 0.8 mm) and supports a wire range of 22-18 AWG (0.5-1.0 mm²). It is 0.78" (19.8 mm | M | 1000 | 3000 | 3000 | 370.24
07498370977 | DPF18-188FIB-3K | Dis,F,PRdNy,.187x.020",22-18AWG,3000 | The vibration resistant female disconnect is made of brass and is tin-plated. It is fully insulated in red premium nylon housing. It has a tab size of 0.187 x 0.020" (4.8 x 0.5 mm) and supports a wire range of 22-18 AWG (0.5-1.0 mm²). It is 0.78" (19.8 mm | M | 1000 | 3000 | 3000 | 370.24
07498382372 | DPF18-205FIB-3K | Dis,F,RdNy,.187/.205x.032",22-18AWG,3000 | The vibration resistant female disconnect is made of brass and is tin-plated. It is fully insulated in red premium nylon housing. It has a tab size of 0.187/0.205 x 0.032" (4.8/5.2 x 0.8 mm) and supports a wire range of 22-18 AWG (0.5-1.0 mm²). It is 0.78 | M | 1000 | 3000 | 3000 | 370.24
07498320391 | DPF18-205FIB-M | Dis,FRd,Ny,.205/.187x.032",22-18AWG1000 | The vibration resistant DiscoGrip™ female disconnect is made of brass and is tin-plated. It is fully insulated in red premium nylon housing. It has a tab size of 0.205/0.187 x 0.032" (5.2/4.8 x 0.8 mm) and supports a wire range of 22-18 AWG (0.5-1.0 mm²). | M | 1000 | 1000 | 1000 | 392.32
07498382371 | DPF18-206FIB-3K | Dis,FRd,Ny,.187/.205x.02",22-18AWG,3000 | The vibration resistant female disconnect is made of brass and is tin-plated. It is fully insulated in red premium nylon housing. It has a tab size of 0.187/0.205 x 0.02" (4.8/5.2 x 0.5 mm) and supports a wire range of 22-18 AWG (0.5-1.0 mm²). It is 0.78" | M | 1000 | 3000 | 3000 | 352.6
07498320377 | DPF18-206FIB-C | Dis,FRd,Ny,.205/.187x.02",22-18AWG,100 | The vibration resistant DiscoGrip™ female disconnect is made of brass and is tin-plated. It is fully insulated in red premium nylon housing. It has a tab size of 0.205/0.187 x 0.02" (5.2/4.7 x 0.5 mm) and supports a wire range of 22-18 AWG (0.5-1.0 mm²). | C | 100 | 100 | 100 | 124.26
07498320392 | DPF18-206FIB-M | Dis,FRd,Ny,.205/.187x.02",22-18AWG1000 | The vibration resistant DiscoGrip™ female disconnect is made of brass and is tin-plated. It is fully insulated in red premium nylon housing. It has a tab size of 0.205/0.187 x 0.02" (5.2/4.7 x 0.5 mm) and supports a wire range of 22-18 AWG (0.5-1.0 mm²). | M | 1000 | 1000 | 1000 | 392.32
07498382370 | DPF18-250FIB-3K | Dis,FRdRINy,.187/.205x.02",22-18AWG3000 | The DPF18-250FIB-3K Reel Smart™ Disconnect is a continuously molded and fully insulated female disconnect with a funnel entry. The continuously molded design allows for consistent and reliable processing through Panduit applicators. The internal wire stop | M | 1000 | 3000 | 3000 | 352.6
07498320378 | DPF18-250FIB-C | Dis,F,PRdNy,.25x.032",22-18AWG,100 | The vibration resistant DiscoGrip™ female disconnect is made of brass and is tin-plated. It is fully insulated in red premium nylon housing. It has a tab size of 0.250 x 0.032" (6.3 x 0.8 mm) and supports a wire range of 22-18 AWG (0.5-1.0 mm²). It is 0.8 | C | 100 | 100 | 100 | 124.26
07498320393 | DPF18-250FIB-M | Dis,F,PRdNy,.25x.032",22-18AWG,1000 | The DPF18-250FIB-M Pan-Term™ Disconnect is a fully insulated female disconnect with a funnel entry. The internal wire stop assures proper wire insertion length for a higher quality connection. Barrel serrations assure good wire contact and maximum tensile | M | 1000 | 1000 | 1000 | 373.63
07498320329 | DPF18-250FIM-2K | Dis,M,DsGrp,Rd,.250x.032",22-18AWG,3000 | The vibration resistant male disconnect is made of brass and is nickel-plated. It is fully insulated in red premium nylon housing. It has a tab size of 0.250 x 0.032" (6.3 x 0.8 mm) and supports a wire range of 22-18 AWG (0.5-1.0 mm²). It is 0.9" (22.9 mm | M | 1000 | 2000 | 2000 | 547.71
07498311920 | DPF18-250FIM-L | Disc,M,DisGrp,Rd,.250x.032",22-18AWG,50 | The vibration resistant DiscoGrip™ male disconnect is made of brass and is nickel-plated. It is fully insulated in red premium nylon housing. It has a tab size of 0.250 x 0.032" (6.3 x 0.8 mm) and supports a wire range of 22-18 AWG (0.5-1.0 mm²). It is 0. | C | 100 | 250 | 50 | 121.86
07498320339 | DPF18-250FIM-M | Disc,M,DsGrp,Rd,.250x.032",22-18AWG,1000 | The DPF18-250FIM-M Pan-Term™ Disconnect is a fully insulated male disconnect with a funnel entry. The internal wire stop assures proper wire insertion length for a higher quality connection. Barrel serrations assure good wire contact and maximum tensile s | M | 1000 | 1000 | 1000 | 573.86
07498320348 | DPF18-250FIMB-D | Dis,M,DsGrp,RdOs,.250x.032",22-18AWG,500 | The vibration resistant DiscoGrip™ male disconnect is made of brass and is nickel-plated. It is fully insulated in red premium nylon oversized housing. It has a tab size of 0.250 x 0.032" (6.3 x 0.8 mm) and supports a wire range of 22-18 AWG (0.5-1.0 mm²) | M | 1000 | 500 | 500 | 632.78
07498320642 | DPF18-250FIMB-K | Dis,M,DsGrp,RdO,.250x.032",22-18AWG,1000 | The vibration resistant male disconnect is made of brass and is nickel-plated. It is fully insulated in red premium nylon oversized housing. It has a tab size of 0.250 x 0.032" (6.3 x 0.8 mm) and supports a wire range of 22-18 AWG (0.5-1.0 mm²). It is 0.9 | M | 1000 | 1000 | 1000 | 608.28
07498303015 | DPFR18205FIB-KD | Disc,F,RA,NIns,.205x.032",22-18AWG,1500 | The vibration resistant right angle female disconnect is made of brass and is tin-plated. It is fully insulated in red premium nylon housing. It has a tab size of 0.187/0.205 x 0.032" (4.8/5.2 x 0.8 mm) and supports a wire range of 22-18 AWG (0.5-1.0 mm²) | M | 1000 | 1500 | 1500 | 608.87
07498303014 | DPFR18250FIB-KD | Disc,F,RA,NIns,.250x.032",22-18AWG,1500 | The vibration resistant right angle female disconnect is made of brass and is tin-plated. It is fully insulated in red premium nylon housing. It has a tab size of 0.250 x 0.032" (6.3 x 0.8 mm) and supports a wire range of 22-18 AWG (0.5-1.0 mm²). It is 0. | M | 1000 | 1500 | 1500 | 579.86
07498382756 | DR10-250-D | Disc,F,RA,NIns,.250x.032",12-10AWG,500 | The vibration resistant female disconnect is made of brass and is tin-plated. It is non-insulated in metallic housing. It has a tab size of 0.250 x 0.032" (6.3 x 0.8 mm) and supports a wire range of 12-10 AWG (4.0-6.0 mm²). It is 0.61" (15.5 mm) long and | M | 1000 | 500 | 500 | 663.61
07498382736 | DR10-250-L | Disc,F,RA,NIns,.250x.032",12-10AWG,50 | The vibration resistant female disconnect is made of brass and is tin-plated. It is non-insulated in metallic housing. It has a tab size of 0.250 x 0.032" (6.3 x 0.8 mm) and supports a wire range of 12-10 AWG (4.0-6.0 mm²). It is 0.61" (15.5 mm) long and | C | 100 | 50 | 50 | 117.68
07498382741 | DR14-250-C | Disc,F,RA,NIns,.25x.032",16-14AWG,1000 | The vibration resistant female disconnect is made of brass and is tin-plated. It is non-insulated in metallic housing. It has a tab size of 0.25 x 0.032" (6.3 x 0.8 mm) and supports a wire range of 16-14 AWG (1.5-2.5 mm²). It is 0.57" (14.5 mm) long and 0 | C | 100 | 100 | 100 | 70.59
07498382759 | DR14-250-M | Disc,F,RA,NIns,.25 x .032",16-14AWG,1000 | The vibration resistant female disconnect is made of brass and is tin-plated. It is non-insulated in metallic housing. It has a tab size of 0.250 x 0.032" (6.3 x 0.8 mm) and supports a wire range of 16-14 AWG (1.5-2.5 mm²). It is 0.57" (14.5 mm) long and | M | 1000 | 1000 | 1000 | 327.55
07498382743 | DR18-205-C | Disc,F,RA,NIns,.25 x .032",22-18AWG,100 | The vibration resistant female disconnect is made of brass and is tin-plated. It is non-insulated in metallic housing. It has a tab size of 0.205/0.187 x 0.032" (5.2/4.8 x 0.8 mm) and supports a wire range of 22-18 AWG (0.5-1.0 mm²). It is 0.54" (13.7 mm) | C | 100 | 100 | 100 | 85.17
07498382765 | DR18-250-M | Disc,F,RA,NIns,.250x.032",22-18AWG,1000 | The vibration resistant female disconnect is made of brass and is tin-plated. It is non-insulated in metallic housing. It has a tab size of 0.250 x 0.032" (6.3 x 0.8 mm) and supports a wire range of 22-18 AWG (0.5-1.0 mm²). It is 0.57" (14.5 mm) long and | M | 1000 | 1000 | 1000 | 343.94
07498311705 | DRD22LG6 | 2 H PanelMax D Wirg Duct,LG,6ft | The DRD22LG6 Panduct PanelMax DIN Rail Wiring Duct is a wire management solution that positions DIN rail and components off the panel directly above an integrated wire management channel for up to a 30% smaller footprint; up to 25% material cost savings; | FT | 1 | 6 | 6 | 20.52
07498311707 | DRD22WH6 | 2 H PanelMax D Wirg Duct,WH,6ft | Panduct® PanelMax, DIN rail wiring duct (base, covers and DIN rail fasteners), 2 height, PVC, white. | FT | 1 | 6 | 6 | 20.52
07498311708 | DRD33LG6 | 3 H PanelMax D Wirg Duct,LG,6ft | The DRD33LG6 Panduct PanelMax DIN Rail Wiring Duct is a wire management solution that positions DIN rail and components off the panel directly above an integrated wire management channel for up to a 30% smaller footprint; up to 25% material cost savings; | FT | 1 | 6 | 6 | 31.16
07498311709 | DRD33WH6 | 3 H PanelMax D Wirg Duct,WH,6ft | Panduct® PanelMax, DIN rail wiring duct (base, covers and DIN rail fasteners), 3 height, PVC, white. | FT | 1 | 6 | 6 | 31.16
07498311710 | DRD44LG6 | 4 H PanelMax D Wirg Duct,LG,6ft | The DRD44LG6 Panduct PanelMax DIN Rail Wiring Duct is a wire management solution that positions DIN rail and components off the panel directly above an integrated wire management channel for up to a 30% smaller footprint; up to 25% material cost savings; | FT | 1 | 6 | 6 | 40.65
07498311711 | DRD44WH6 | 4 H PanelMax D Wirg Duct,WH,6ft | The DRD44WH6 Panduct PanelMax DIN Rail Wiring Duct is a wire management solution that positions DIN rail and components off the panel directly above an integrated wire management channel for up to a 30% smaller footprint; up to 25% material cost savings; | FT | 1 | 6 | 6 | 40.65
07498311546 | DRDWR2-X | Wire Retainer for DRD22-6, 10pcs | The Panduct® PanelMax™ 2" (50.8mm) wire retainer in black is for the DRD22 DIN rail wiring duct. It is made of ABS and comes in packages of 10 pieces. | PC | 1 | 10 | 10 | 3.22
07498311547 | DRDWR3-X | Wire Retainer for DRD33-6, 10pcs | The Panduct® PanelMax™ 3" (76.2mm) wire retainer in black is for the DRD33 DIN rail wiring duct. It is made of ABS and comes in packages of 10 pieces. | PC | 1 | 10 | 10 | 3.81
07498311549 | DRDWR4-X | Wire Retainer for DRD44-6, 10pcs | The Panduct® PanelMax™ 4" (101.6mm) wire retainer in black is for the DRD44 DIN rail wiring duct. It is made of ABS and comes in packages of 10 pieces. | PC | 1 | 10 | 10 | 4.49
07498325002 | DS1 | Duct Seal Compound,1lb,EA | The DS1 Oil-Based Duct Seal Compound fills irregular openings to protect from air, dust, or water while providing vibration dampening properties. The non-hardening sealant adheres to metal, masonry, wood, and plastic. Duct seal is non-corrosive, non-toxi | PC | 1 | 30 | 1 | 5.54
07498325003 | DS5 | Duct Seal Compound,5lbs,EA | The DS5 Oil-Based Duct SealCompound seals irregular openings to protect from air, dust, or water while providing vibration dampening properties. The non-hardening sealant adheres to metal, masonry, wood, or plastic. Duct Sealant is non-corrosive, non-toxi | PC | 1 | 6 | 1 | 20.98
07498379163 | DT14EH-L0 | DTCableTies,ACETAL,EX-H,48L,BLK,PK50 | Panduit DT14EH-L0 Dura-Ty® Cable Ties are weather, chemical, and UV-resistant for harsh outdoor power and communications applications. The durable locking mechanism, complete with double stainless steel locking barbs, provides a consistent, reliable conne | C | 100 | 50 | 50 | 1444.87
07498360966 | DT28EH-C0 | DTCableTies,ACETAL,EX-H,96L,BLK,PK100 | Panduit DT28EH-C0 Dura-Ty® Cable Ties are weather, chemical, and UV-resistant for harsh outdoor power and communications applications. The durable locking mechanism, complete with double stainless steel locking barbs, provides a consistent, reliable conne | C | 100 | 100 | 100 | 2454.38
07498360967 | DT44EH-C0 | DTCableTies,ACETAL,EX-H,144L,BLK,PK100 | Panduit DT44EH-C0 Dura-Ty® Cable Ties are weather, chemical, and UV-resistant for harsh outdoor power and communications applications. The durable locking mechanism, complete with double stainless steel locking barbs, provides a consistent, reliable conne | C | 100 | 100 | 100 | 3574.75
07498378908 | DT4EH-L0 | DTCableTies,ACETAL,EX-H,13.5L,BLK,PK50 | Panduit DT4EH-L0 Dura-Ty® Cable Ties are weather, chemical, and UV-resistant for harsh outdoor power and communications applications. The durable locking mechanism, complete with double stainless steel locking barbs, provides a consistent, reliable connec | C | 100 | 500 | 50 | 188.16
07498378909 | DT8EH-Q0 | DTCableTies,ACETAL,EX-H,27L,BLK,PK25 | Panduit DT8EH-Q0 Dura-Ty® Cable Ties are weather, chemical, and UV-resistant for harsh outdoor power and communications applications. The durable locking mechanism, complete with double stainless steel locking barbs, provides a consistent, reliable connec | C | 100 | 250 | 25 | 356.21
07498378911 | DTHEH-Q0 | DTCableTieHead,ACETAL,EX-H,BLK,PK25 | Panduit DTHEH-Q0 Dura-Ty® Cable Tie Heads are weather, chemical, and UV-resistant for harsh outdoor power and communications applications. The durable locking mechanism, complete with double stainless steel locking barbs, provides a consistent, reliable c | C | 100 | 250 | 25 | 63.73
07498302114 | DTHH-Q0 | DTCableTieHead,ACETAL,H,BLK,PK25 | Panduit DTHH-Q0 Dura-Ty® Cable Tie Heads are weather, chemical, and UV-resistant for harsh outdoor power and communications applications. The durable locking mechanism, complete with double stainless steel locking barbs, provides a consistent, reliable co | C | 100 | 250 | 25 | 57.38
07498378913 | DTKEH-0 | DTCableTieKit,ACETAL,EX-H,50,BLK,EA | Panduit DTKEH-0 Dura-Ty® Cable Tie Kit is weather, chemical, and UV-resistant for harsh outdoor power and communications applications. The durable locking mechanism, complete with double stainless steel locking barbs, provides a consistent, reliable conne | KT | 1 | 10 | 1 | 89.21
07498301069 | DTKH-0 | DTCableTieKit,ACETAL,H,50,BLK,EA | Panduit DTKH-0 Dura-Ty® Cable Tie Kit is weather, chemical, and UV-resistant for harsh outdoor power and communications applications. The durable locking mechanism, complete with double stainless steel locking barbs, provides a consistent, reliable connec | KT | 1 | 10 | 1 | 80.29
07498378910 | DTREH-LR0 | DTCableTieStrap,ACETAL,EX-H,50,BLK,EA | Panduit DTREH-LR0 Dura-Ty® Cable Tie Strapping is weather, chemical, and UV-resistant for harsh outdoor power and communications applications. The durable locking mechanism, complete with double stainless steel locking barbs, provides a consistent, reliab | RL | 1 | 10 | 1 | 53.56
07498302115 | DTRH-LR0 | DTCableTieStrap,ACETAL,H,50,BLK,EA | Panduit DTRH-LR0 Dura-Ty® Cable Tie Strapping is weather, chemical, and UV-resistant for harsh outdoor power and communications applications. The durable locking mechanism, complete with double stainless steel locking barbs, provides a consistent, reliabl | RL | 1 | 10 | 1 | 48.36
07498382555 | DV10-250-2K | Disc,F,YlwVinyl,.250x.032",12-10AWG,2000 | The DV10-250-2K Reel Smart™ Disconnect is a continuously molded female disconnect with vinyl insulated barrel and a funnel entry. The continuously molded design allows for consistent and reliable processing through Panduit applicators. The internal wire | M | 1000 | 2000 | 2000 | 554.12
07498382105 | DV10-250-D | Disc,F,YlwVinyl,.250x.032",12-10AWG,500 | The vibration resistant female disconnect is made of brass and is tin-plated. It is barrel insulated in yellow vinyl housing. It has a tab size of 0.250 x 0.032" (6.3 x 0.8 mm) and supports a wire range of 12-10 AWG (4.0-6.0 mm²). It is 1.03" (26.2 mm) lo | M | 1000 | 500 | 500 | 538.02
07498382104 | DV10-250-L | Disc,F,YlwVinyl,.250x.032",12-10AWG,PK50 | The DV10-250-L Pan-Term™ Disconnect is a female disconnect with a vinyl insulated barrel and funnel entry. The internal wire stop assures proper wire insertion length for a higher quality connection. Barrel serrations assure good wire contact and maximum | C | 100 | 250 | 50 | 114.56
07498372271 | DV10-250C-2K | Disc,F,Com,YlVn,.250x.032",12-10AWG,2000 | The vibration resistant female disconnect is made of brass and is tin-plated. It is barrel insulated in yellow vinyl housing. It has a tab size of 0.250 x 0.032" (6.3 x 0.8 mm) and supports a wire range of 12-10 AWG (4.0-6.0 mm²). It is 0.95" (24.1 mm) lo | M | 1000 | 2000 | 2000 | 567.62
07498382410 | DV10-250M-L | Disc,M,YlwVinyl,.250x.032",12-10AWG,PK50 | The vibration resistant male disconnect is made of copper and is nickel-plated. It is barrel insulated in yellow vinyl housing. It has a tab size of 0.250 x 0.032" (6.3 x 0.8 mm) and supports a wire range of 12-10 AWG (4.0-6.0 mm²). It is 0.98" (24.9 mm) | C | 100 | 50 | 50 | 108.08
07498368610 | DV14-187B-3K | Disc,F,BlVn,.187x.032"16-14AWG,BS,RL3000 | The vibration resistant female disconnect is made of brass and is tin-plated. It is barrel insulated in blue vinyl housing. It has a tab size of 0.187 x 0.032" (4.8 x 0.8 mm) and supports a wire range of 16-14 AWG (1.5-2.5 mm²). It is 0.77" (19.6 mm) long | M | 1000 | 3000 | 3000 | 294.65
07498346015 | DV14-187B-C | Disc,F,BlVn,.187x.032"16-14AWG,BS,100 | The vibration resistant female disconnect is made of brass and is tin-plated. It is barrel insulated in blue vinyl housing. It has a tab size of 0.187 x 0.032" (4.8 x 0.8 mm) and supports a wire range of 16-14 AWG (1.5-2.5 mm²). It is 0.75" (19.1 mm) long | C | 100 | 500 | 100 | 80.86
07498368611 | DV14-188B-3K | Disc,F,BlVn,.187x.02",16-14AWG,BS,RL3000 | The vibration resistant female disconnect is made of brass and is tin-plated. It is barrel insulated in blue vinyl housing. It has a tab size of 0.187 x 0.02" (4.8 x 0.5 mm) and supports a wire range of 16-14 AWG (1.5-2.5 mm²). It is 0.77" (19.6 mm) long | M | 1000 | 3000 | 3000 | 294.65
07498382540 | DV14-188B-C | Disc,F,BlVn,.187x.02",16-14AWG,BS,100 | The vibration resistant female disconnect is made of brass and is tin-plated. It is barrel insulated in blue vinyl housing. It has a tab size of 0.187 x 0.02" (4.8 x 0.5 mm) and supports a wire range of 16-14 AWG (1.5-2.5 mm²). It is 0.79" (20.1 mm) long | C | 100 | 100 | 100 | 80.86
07498382553 | DV14-188B-M | Disc,F,BlVn,.187x.02",16-14AWG,BS,1000 | The vibration resistant female disconnect is made of brass and is tin-plated. It is barrel insulated in blue vinyl housing. It has a tab size of 0.187 x 0.02" (4.8 x 0.5 mm) and supports a wire range of 16-14 AWG (1.5-2.5 mm²). It is 0.79" (20.1 mm) long | M | 1000 | 1000 | 1000 | 276.55
07498382118 | DV14-205B-3K | Disc,F,BlVn,.187/.205x.032"16-14AWG,3000 | The vibration resistant female disconnect is made of brass and is tin-plated. It is barrel insulated in blue vinyl housing. It has a tab size of 0.187/0.205 x 0.032" (4.8/5.2 x 0.8 mm) and supports a wire range of 16-14 AWG (1.5-2.5 mm²). It is 0.77" (19. | M | 1000 | 3000 | 3000 | 294.65
07498382119 | DV14-206B-3K | Disc,F,BlVn,.187/.205x.02",16-14AWG,3000 | The vibration resistant female disconnect is made of brass and is tin-plated. It is barrel insulated in blue vinyl housing. It has a tab size of 0.187/0.205 x 0.02" (4.8/5.2 x 0.5 mm) and supports a wire range of 16-14 AWG (1.5-2.5 mm²). It is 0.77" (19.6 | M | 1000 | 3000 | 3000 | 294.65
07498382120 | DV14-250B-3K | Disc,F,BlVn,.25x.032",16-14AWG,RL3000 | The DV14-250B-3K Reel Smart™ Disconnect is a continuously molded female disconnect with vinyl insulated barrel and a funnel entry. The continuously molded design allows for consistent and reliable processing through Panduit applicators. The internal wire | M | 1000 | 3000 | 3000 | 280.63
07498382538 | DV14-250B-C | Disc,F,BlVn,.25x.032",16-14AWG,PK100 | The DV14-250B-C Pan-Term™ Disconnect is a female disconnect with a vinyl insulated barrel and funnel entry. The internal wire stop assures proper wire insertion length for a higher quality connection. Barrel serrations assure good wire contact and maximum | C | 100 | 100 | 100 | 83.18
07498382551 | DV14-250B-M | Disc,F,BlVn,.25x.032",16-14AWG,1000 | The DV14-250B-M Pan-Term™ Disconnect is a female disconnect with a vinyl insulated barrel and funnel entry. The internal wire stop assures proper wire insertion length for a higher quality connection. Barrel serrations assure good wire contact and maximum | M | 1000 | 1000 | 1000 | 284.47
07498382225 | DV14-250MB-C | Disc,M,BlVn,.25x.032",16-14AWG,1000 | The vibration resistant male disconnect is made of copper and is nickel-plated. It is barrel insulated in blue vinyl housing. It has a tab size of 0.250 x 0.032" (6.3 x 0.8 mm) and supports a wire range of 16-14 AWG (1.5-2.5 mm²). It is 0.96" (24.4 mm) lo | C | 100 | 100 | 100 | 91.68
61305675782 | DV14-250P-LYY | Piggyback Disconnect, vinyl barrel insul | The vibration resistant piggyback disconnect is made of brass and is tin-plated. It is barrel insulated in blue vinyl housing. It has a tab size of 0.250 x 0.032" (6.3 x 0.8 mm) and supports a wire range of 16-14 AWG (1.5-2.5 mm²). It is 0.88" (22.4 mm) l | C | 100 | 50 | 50 | 171.93
61305675783 | DV14-250P-MYY | Piggyback Disconnect, vinyl barrel insul | The vibration resistant piggyback disconnect is made of brass and is tin-plated. It is barrel insulated in blue vinyl housing. It has a tab size of 0.25 x 0.032" (6.3 x 0.8 mm) and supports a wire range of 16-14 AWG (1.5-2.5 mm²). It is 0.88" (22.4 mm) lo | M | 1000 | 1000 | 1000 | 733.56
07498368608 | DV18-187B-3K | Disc,F,RdVn,.187 x .032",22-18AWG,RL3000 | The vibration resistant female disconnect is made of brass and is tin-plated. It is barrel insulated in red vinyl housing. It has a tab size of 0.187 x 0.032" (4.8 x 0.8 mm) and supports a wire range of 22-18 AWG (0.5-1.0 mm²). It is 0.77" (19.6 mm) long | M | 1000 | 3000 | 3000 | 294.65
07498368556 | DV18-187B-CY | Disc,F,RdVn,.187 x .032",22-18AWG,100 | The vibration resistant female disconnect is made of brass and is tin-plated. It is barrel insulated in red vinyl housing. It has a tab size of 0.187 x 0.032" (4.8 x 0.8 mm) and supports a wire range of 22-18 AWG (0.5-1.0 mm²). It is 0.75" (19.1 mm) long | C | 100 | 100 | 100 | 86.46
07498368609 | DV18-188B-3K | Disc,F,RdVn,.187x.02",22-18AWG,RL3000 | The vibration resistant female disconnect is made of brass and is tin-plated. It is barrel insulated in red vinyl housing. It has a tab size of 0.187 x 0.02" (4.8 x 0.5 mm) and supports a wire range of 22-18 AWG (0.5-1.0 mm²). It is 0.77" (19.6 mm) long a | M | 1000 | 3000 | 3000 | 294.65
07498340880 | DV18-188B-MY | Disc,F,RdVn,.187x.02",22-18AWG,PK1000 | The vibration resistant female disconnect is made of brass and is tin-plated. It is barrel insulated in red vinyl housing. It has a tab size of 0.187 x 0.02" (4.8 x 0.5 mm) and supports a wire range of 22-18 AWG (0.5-1.0 mm²). It is 0.76" (19.3 mm) long a | M | 1000 | 1000 | 1000 | 265.98
07498382115 | DV18-205B-3K | Disc,F,RdVn,.187/.205x.032"22-18AWG,3000 | The vibration resistant female disconnect is made of brass and is tin-plated. It is barrel insulated in red vinyl housing. It has a tab size of 0.187/0.205 x 0.032" (4.8/5.2 x 0.8 mm) and supports a wire range of 22-18 AWG (0.5-1.0 mm²). It is 0.77" (19.6 | M | 1000 | 3000 | 3000 | 280.63
07498382116 | DV18-206B-3K | Disc,F,RdVn.187/0.205x0.02",22-18AWG3000 | The vibration resistant female disconnect is made of brass and is tin-plated. It is barrel insulated in red vinyl housing. It has a tab size of 0.187/0.205 x 0.02" (4.8/5.2 x 0.5 mm) and supports a wire range of 22-18 AWG (0.5-1.0 mm²). It is 0.77" (19.6 | M | 1000 | 3000 | 3000 | 280.63
07498382117 | DV18-250B-3K | Disc,F,RdVn,.25x .032",22-18AWG,RL3000 | The DV18-250B-3K Reel Smart™ Disconnect is a continuously molded female disconnect with vinyl insulated barrel and a funnel entry. The continuously molded design allows for consistent and reliable processing through Panduit applicators. The internal wire | M | 1000 | 3000 | 3000 | 280.63
07498368561 | DV18-250B-CY | Disc,F,RdVn,.25x .032",22-18AWG,BS,100 | The vibration resistant female disconnect is made of brass and is tin-plated. It is barrel insulated in red vinyl housing. It has a tab size of 0.250 x 0.032" (6.3 x 0.8 mm) and supports a wire range of 22-18 AWG (0.5-1.0 mm²). It is 0.81" (20.6 mm) long | C | 100 | 100 | 100 | 78.41
07498340920 | DV18-250B-MY | Disc,M,RdVn,.25x .032"22-18AWG,1000 | The vibration resistant female disconnect is made of brass and is tin-plated. It is barrel insulated in red vinyl housing. It has a tab size of 0.250 x 0.032" (6.3 x 0.8 mm) and supports a wire range of 22-18 AWG (0.5-1.0 mm²). It is 0.81" (20.6 mm) long | M | 1000 | 1000 | 1000 | 253.31
07498368562 | DV18-250MB-CY | Disc,M,RdVn,.25x .032"22-18AWG,100 | The vibration resistant male disconnect is made of copper and is nickel-plated. It is barrel insulated in red vinyl housing. It has a tab size of 0.250 x 0.032" (6.3 x 0.8 mm) and supports a wire range of 22-18 AWG (0.5-1.0 mm²). It is 0.98" (24.9 mm) lon | C | 100 | 100 | 100 | 90.96
07498341028 | DV18-250MB-MY | Disc,M,RdVn,.25x .032"22-18AWG,1000 | The vibration resistant male disconnect is made of copper and is nickel-plated. It is barrel insulated in red vinyl housing. It has a tab size of 0.250 x 0.032" (6.3 x 0.8 mm) and supports a wire range of 22-18 AWG (0.5-1.0 mm²). It is 0.98" (24.9 mm) lon | M | 1000 | 1000 | 1000 | 344.49
61305675784 | DV18-250P-LYY | Piggyback Disconnect, vinyl barrel insul | The vibration resistant piggyback disconnect is made of brass and is tin-plated. It is barrel insulated in red vinyl housing. It has a tab size of 0.250 x 0.032" (6.3 x 0.8 mm) and supports a wire range of 22-18 AWG (0.5-1.0 mm²). It is 0.88" (22.4 mm) lo | C | 100 | 50 | 50 | 171.93
61305675785 | DV18-250P-MYY | Piggyback Disconnect, vinyl barrel insul | The vibration resistant piggyback disconnect is made of brass and is tin-plated. It is barrel insulated in red vinyl housing. It has a tab size of 0.250 x 0.032" (6.3 x 0.8 mm) and supports a wire range of 22-18 AWG (0.5-1.0 mm²). It is 0.88" (22.4 mm) lo | M | 1000 | 1000 | 1000 | 726.55
07498382077 | DVF14-188-M | Disc,F,BlVn,.205/.187x.032",16-14AWG1000 | The vibration resistant female disconnect is made of brass and is tin-plated. It is barrel insulated in blue vinyl housing. It has a tab size of 0.205/0.187 x 0.032" (5.2/4.8 x 0.8 mm) and supports a wire range of 16-14 AWG (1.5-2.5 mm²). It is 0.76" (19. | M | 1000 | 1000 | 1000 | 419.92
07498382072 | DVF14-250-C | Disc,Fm,BluVin,.250x.032",16-14AWG,100 | The vibration resistant female disconnect is made of brass and is tin-plated. It is barrel insulated in blue vinyl housing. It has a tab size of 0.25 x 0.032" (6.3 x 0.8 mm) and supports a wire range of 16-14 AWG (1.5-2.5 mm²). It is 0.81" (20.6 mm) long | C | 100 | 100 | 100 | 100.47
07498382073 | DVF14-250-M | Disc,Fm,BluVin,.250x.032",16-14AWG,1000 | The vibration resistant female disconnect is made of brass and is tin-plated. It is barrel insulated in blue vinyl housing. It has a tab size of 0.25 x 0.032" (6.3 x 0.8 mm) and supports a wire range of 16-14 AWG (1.5-2.5 mm²). It is 0.81" (20.6 mm) long | M | 1000 | 1000 | 1000 | 399.95
07498341038 | DVF18-187-MY | Disc,Fem,RedVin,.187x.032",22-18AWG,2000 | The vibration resistant female disconnect is made of brass and is tin-plated. It is barrel insulated in red vinyl housing. It has a tab size of 0.187 x 0.032" (4.8 x 0.8 mm) and supports a wire range of 22-18 AWG (0.5-1.0 mm²). It is 0.76" (19.3 mm) long | M | 1000 | 1000 | 1000 | 419.92
07498341058 | DVF18-188-MY | Disc,F,VinRd,22-18AWG,.187x.02FN,PK1000 | The vibration resistant female disconnect is made of brass and is tin-plated. It is barrel insulated in red vinyl housing. It has a tab size of 0.187 x 0.02" (4.7 x 0.8 mm) and supports a wire range of 22-18 AWG (0.5-1.0 mm²). It is 0.76" (19.3 mm) long a | M | 1000 | 1000 | 1000 | 419.92
07498368644 | DVF18-250-CY | Disc,F,VinRd,22-18AWG,.25x.03FN,PK100 | The vibration resistant female disconnect is made of brass and is tin-plated. It is barrel insulated in red vinyl housing. It has a tab size of 0.250 x 0.032" (6.3 x 0.8 mm) and supports a wire range of 22-18 AWG (0.5-1.0 mm²). It is 0.81" (20.6 mm) long | C | 100 | 100 | 100 | 113.16
07498341068 | DVF18-250-MY | Disc,F,VinRd,22-18AWG,.25x.03FN,PK1000 | The vibration resistant female disconnect is made of brass and is tin-plated. It is barrel insulated in red vinyl housing. It has a tab size of 0.250 x 0.032" (6.3 x 0.8 mm) and supports a wire range of 22-18 AWG (0.5-1.0 mm²). It is 0.81" (20.6 mm) long | M | 1000 | 1000 | 1000 | 418.12
61305634173 | EBNF14-4FIB-Q | Fully Insulated Nylon Female Bullet Disc | StrongHold™ Female Bullet Disconnect, nylon fully insul, 16 - 14 AWG | C | 100 | 250 | 25 | 32.93
61305634174 | EBNF14-4FIM-Q | Fully Insulated Nylon Male Bullet Discon | StrongHold™ Male Bullet Disconnect, nylon fully insul, 16 - 14 AWG | C | 100 | 250 | 25 | 32.58
61305634175 | EBNF18-4FIB-Q | Fully Insulated Nylon Female Bullet Disc | StrongHold™ Female Bullet Disconnect, nylon fully insul, 22 - 16 AWG | C | 100 | 250 | 25 | 30.28
61305634176 | EBNF18-4FIM-Q | Fully Insulated Nylon Male Bullet Discon | StrongHold™ Male Bullet Disconnect, nylon fully insul, 22 - 16 AWG | C | 100 | 250 | 25 | 30.28
61305634186 | EBV14-4B-Q | Insulated Vinyl Female Bullet Disconnect | StrongHold™ Female Bullet Disconnect, vinyl insul, 16 - 14 AWG | C | 100 | 250 | 25 | 24.13
61305634180 | EBV14-4MB-Q | Insulated Vinyl Male Bullet Disconnects | StrongHold™ Male Bullet Disconnect, vinyl insul, 16 - 14 AWG | C | 100 | 250 | 25 | 21.89
61305634185 | EBV18-4B-Q | Insulated Vinyl Female Bullet Disconnect | StrongHold™ Female Bullet Disconnect, vinyl insul, 22 - 16 AWG | C | 100 | 250 | 25 | 22.6
61305634181 | EBV18-4MB-Q | Insulated Vinyl Male Bullet Disconnects | StrongHold™ Male Bullet Disconnect, vinyl insul, 22 - 16 AWG | C | 100 | 250 | 25 | 20.71
07498327979 | EDNF10-250FI-Q | Stronghold FEMALE DISCONNECT ,PK25 | StrongHold™ Female Disconnect, nylon fully insulated, 12 - 10 AWG, .250 x .032 tab size. | C | 100 | 250 | 25 | 43.24
07498329039 | EDNF10250FIMB-Q | StrongholdMaDISCON,NylFullInsul,12,PK25 | StrongHold™ Male Disconnect, nylon fully insulated, 12 - 10 AWG, .250 x .032 tab size. | C | 100 | 250 | 25 | 43.24
61305634227 | EDNF14-187MB-Q | Nylon Insulated Male Disconnect 187 Seri | StrongHold™ Male Disconnect, nylon insul, 16 - 14 AWG, .187 x .032 tab size | C | 100 | 250 | 25 | 24.7
07498327993 | EDNF14-188FIB-L | StrongholdFemDISCON,NylFullInsul,16,PK50 | StrongHold™ Female Disconnect, nylon fully insulated, 16 - 14 AWG, .187 X .020 tab size. | C | 100 | 500 | 50 | 40.35
61305636623 | EDNF14-188FIB-Q | StrongHoldFemDISCON,NylFullInsul,16,PK25 | StrongHold™ Female Disconnect, nylon fully insulated, 16 - 14 AWG, .187 X .020 tab size. | C | 100 | 250 | 25 | 38.41
07498327994 | EDNF14-250FIB-L | Stronghold FEMALE DISCONNECT ,PK50 | StrongHold™ Female Disconnect, nylon fully insulated, 16 - 14 AWG, .250 X .032 tab size. | C | 100 | 500 | 50 | 40.35
61305636624 | EDNF14-250FIB-Q | StrongHoldFemDISCON,NylFullInsul,16,PK25 | StrongHold™ Female Disconnect, nylon fully insulated, 16 - 14 AWG, .250 X .032 tab size. | C | 100 | 250 | 25 | 38.33
07498328139 | EDNF14250FIMB-L | StrongholdMaDISCON,NylFullInsul,PK50 | StrongHold™ Male Disconnect, nylon fully insulated, 16 -14 AWG, .250 x .032 tab size. | C | 100 | 500 | 50 | 40.35
61305636664 | EDNF14250FIMB-Q | StrongHoldMaDISCON,NylFullInsul,PK25 | StrongHold™ Male Disconnect, nylon fully insulated, 16 -14 AWG, .250 x .032 tab size. | C | 100 | 250 | 25 | 38.19
61305634228 | EDNF18-187MB-Q | Nylon Insulated Male Disconnect 187 Seri | StrongHold™ Male Disconnect, nylon insul, 22 - 16 AWG, .187 x .032 tab size | C | 100 | 250 | 25 | 21.94
07498327995 | EDNF18-188FIB-L | StrongholdFemDISCON,NylFullInsul,22,PK50 | StrongHold™ Female Disconnect, nylon fully insulated, 22 - 18 AWG, .187 x .020 tab size. | C | 100 | 500 | 50 | 37.46
61305636625 | EDNF18-188FIB-Q | StrongHoldFemDISCON,NylFullInsul,22,PK25 | StrongHold™ Female Disconnect, nylon fully insulated, 22 - 18 AWG, .187 x .020 tab size. | C | 100 | 250 | 25 | 35.69
07498327996 | EDNF18-250FIB-L | StrongholdFemDISCON,NylFullInsul,22,PK50 | StrongHold™ Female Disconnect, nylon fully insulated, 22 - 18 AWG, .250 X .032 tab size. | C | 100 | 500 | 50 | 37.46
61305636626 | EDNF18-250FIB-Q | StrongHoldFemDISCON,NylFullInsul,22,PK25 | StrongHold™ Female Disconnect, nylon fully insulated, 22 - 18 AWG, .250 X .032 tab size. | C | 100 | 250 | 25 | 35.6
07498328155 | EDNF18250FIMB-L | StrongholdMaDISCON,NylFullInsul,22,PK50 | StrongHold™ Male Disconnect, nylon fully insulated, 22 -18 AWG, .250 x .032 tab size. | C | 100 | 500 | 50 | 37.46
61305636665 | EDNF18250FIMB-Q | StrongHoldMaDISCON,NylFullInsuld,22,PK25 | StrongHold™ Male Disconnect, nylon fully insulated, 22 -18 AWG, .250 x .032 tab size. | C | 100 | 250 | 25 | 35.44
61305634156 | EDV10-11MB-Q | Insulated Vinyl Blade Terminal for Wire | StrongHold™ Blade Terminal, vinyl insul, 12 - 10 AWG | C | 100 | 250 | 25 | 31
07498327980 | EDV10-250-Q | Stronghold FEMALE DISCONNECT ,PK25 | StrongHold EDV10-250M-Q Contractor Grade Vinyl Insulated Female Disconnects are a reliable and economical option that withstand a wide range of general-purpose applications. They can be easily inserted and removed from the male disconnect without the use | C | 100 | 250 | 25 | 35.69
61305634182 | EDV10-250FIB-Q | Fully Insulated Vinyl Female - 250 Serie | StrongHold™ Female Disconnect, vinyl fully insul, 12 - 10 AWG, .250 x .032 tab | C | 100 | 250 | 25 | 27.67
07498328156 | EDV10-250M-Q | StrongholdMaDISCON,VylBrlInsul,12,PK25 | StrongHold EDV10-250M-Q Contractor Grade Vinyl Insulated Male Disconnects are a reliable and economical option that withstand a wide range of general-purpose applications. They can be easily inserted and removed from the female disconnect without the use | C | 100 | 250 | 25 | 27.44
61305634177 | EDV10-250P-Q | Insulated Vinyl Piggy Back - 250 Series | StrongHold™ Piggyback Disconnect, vinyl barrel insul, 12 - 10 AWG, .250 x.032 tab | C | 100 | 250 | 25 | 28.06
61305634229 | EDV14-187MB-Q | Vinyl Insulated Male Disconnect 187 Seri | StrongHold™ Male Disconnect, vinyl insul, 16 - 14 AWG, .187 x .032 tab size | C | 100 | 250 | 25 | 24.7
07498327997 | EDV14-188B-L | Stronghold FEMALE DISCONNECT ,PK50 | StrongHold™ Female Disconnect, vinyl barrel insulated, 16 - 14 AWG, .187 X .020 tab size. | C | 100 | 500 | 50 | 28.82
61305636627 | EDV14-188B-Q | StrongHoldFemDISCON,VylBrlInsul,16,PK25 | StrongHold™ Female Disconnect, vinyl barrel insulated, 16 - 14 AWG, .187 X .020 tab size. | C | 100 | 250 | 25 | 27.2
07498327998 | EDV14-250B-L | Stronghold FEMALE DISCONNECT ,PK50 | StrongHold™ Female Disconnect, vinyl barrel insulated, 16 - 14 AWG, .250 x .032 tab size. | C | 100 | 500 | 50 | 28.82
61305636628 | EDV14-250B-Q | StrongHoldFemDISCON,VylBrlInsul,16,PK25 | StrongHold™ Female Disconnect, vinyl barrel insulated, 16 - 14 AWG, .250 x .032 tab size. | C | 100 | 250 | 25 | 27.32
61305634183 | EDV14-250FIB-Q | Fully Insulated Vinyl Female - 250 Serie | StrongHold™ Female Disconnect, vinyl fully insul, 16 - 14 AWG, .250 x .032 tab | C | 100 | 250 | 25 | 24.85
07498328157 | EDV14-250M-L | StrongholdMaDISCON,VylBrlInsul,16,PK50 | StrongHold™ Male Disconnect, vinyl barrel insulated, 16 - 14 AWG, .250 x .032 tab size. | C | 100 | 500 | 50 | 25.92
61305636666 | EDV14-250M-Q | StrongHoldMaDISCON,VylBrlInsul,16,PK25 | StrongHold™ Male Disconnect, vinyl barrel insulated, 16 - 14 AWG, .250 x .032 tab size. | C | 100 | 250 | 25 | 24.7
61305675786 | EDV14-250P-LYY | Piggyback Disconnect, vinyl barrel insul | StrongHold™ Piggyback Disconnect, vinyl barrel insulated, 16 – 14 AWG, .250 x .032 tab size. | C | 100 | 500 | 50 | 24.7
61305634178 | EDV14-250P-Q | StrongHoldPBDISCON,VylBrlInsul,16,PK25 | StrongHold™ Piggyback Disconnect, vinyl barrel insulated, 16 – 14 AWG, .250 x .032 tab size. | C | 100 | 250 | 25 | 24.38
61305634157 | EDV14-87MB-Q | Insulated Vinyl Blade Terminal for Wire | StrongHold™ Blade Terminal, vinyl insul, 16 - 14 AWG | C | 100 | 250 | 25 | 23.65
61305634230 | EDV18-187MB-Q | Vinyl Insulated Male Disconnect 187 Seri | StrongHold™ Male Disconnect, vinyl insul, 22 - 16 AWG, .187 x .032 tab size | C | 100 | 250 | 25 | 21.78
07498328011 | EDV18-188B-L | Stronghold FEMALE DISCONNECT ,PK50 | StrongHold™ Female Disconnect, vinyl barrel insulated, 22 - 18 AWG, .187 x .020 tab size. | C | 100 | 500 | 50 | 23.05
61305636629 | EDV18-188B-Q | StrongHoldFemDISCON,VylBrlInsul,22,PK25 | StrongHold™ Female Disconnect, vinyl barrel insulated, 22 - 18 AWG, .187 x .020 tab size. | C | 100 | 250 | 25 | 21.94
07498328013 | EDV18-250B-L | StrongholdFemDISCON,VylBrlInsul,22,PK50 | StrongHold™ Female Disconnect, vinyl barrel insulated, 22 - 18 AWG, .250 x .032 tab size. | C | 100 | 500 | 50 | 23.05
61305636630 | EDV18-250B-Q | StrongHoldFemDISCON,VylBrlInsul,22,PK25 | StrongHold™ Female Disconnect, vinyl barrel insulated, 22 - 18 AWG, .250 x .032 tab size. | C | 100 | 250 | 25 | 21.94
61305634184 | EDV18-250FIB-Q | Fully Insulated Vinyl Female - 250 Serie | StrongHold™ Female Disconnect, vinyl fully insul, 22 - 16 AWG, .250 x .032 tab | C | 100 | 250 | 25 | 22.13
07498328158 | EDV18-250M-L | StrongholdMaDISCON,VylBrlInsul,22,PK50 | StrongHold™ Male Disconnect, vinyl barrel insulated, 22 - 18 AWG, .250 x .032 tab size. | C | 100 | 500 | 50 | 23.05
61305636667 | EDV18-250M-Q | StrongHoldMaDISCON,VylBrlInsul,22,PK25 | StrongHold™ Male Disconnect, vinyl barrel insulated, 22 - 18 AWG, .250 x .032 tab size. | C | 100 | 250 | 25 | 21.78
61305675787 | EDV18-250P-LYY | Insulated Vinyl Piggy Back - 250 Series | StrongHold™ Piggyback Disconnect, vinyl barrel insulated, 22 – 18 AWG, .250 x .032 tab size. | C | 100 | 500 | 50 | 21.94
61305634179 | EDV18-250P-Q | StrongHoldPBDISCON,VylBrlInsul,22,PK25 | StrongHold™ Piggyback Disconnect, vinyl barrel insulated, 22 – 18 AWG, .250 x .032 tab size. | C | 100 | 250 | 25 | 20.71
61305634158 | EDV18-87MB-Q | Insulated Vinyl Blade Terminal for Wire | StrongHold™ Blade Terminal, vinyl insul, 22 - 16 AWG | C | 100 | 250 | 25 | 23.63
07498328199 | EJN218-216-L | Stronghold WIRE JOINT ,PK50 | StrongHold™ Insulated Nylon Wire Joint for Wire Range 22-16 | C | 100 | 500 | 50 | 23.05
61305636742 | EJN218-216-Q | StrongHoldWireJoint,NylInsul,2#22,PK25 | StrongHold™ Insulated Nylon Wire Joint for Wire Range 22-16 | C | 100 | 250 | 25 | 21.91
61305639481 | EJN314-412-Q | StrongHold Wire Joint, Nylon Insul, 3 #1 |  | C | 100 | 250 | 25 | 24.7
07498328200 | EJN418-212-Q | Stronghold WIRE JOINT ,PK25 | StrongHold™ Insulated Nylon Wire Joint for Wire Range 16-14 | C | 100 | 250 | 25 | 25.92
07498358019 | EMA-X | EMA Epoxy Mount Kit, Adhesive,PK10 | The two-part epoxy cable tie mount kit in gray includes 10 epoxy cups and 10 mixer sticks. It is designed for indoor and outdoor environments and comes in packages of 10. | PC | 1 | 50 | 10 | 6.38
61305616847 | EMPLUS-2GO | EasyMarkLabelSoftware,USB Version | Panduit Easy-Mark Plus Labeling Software creates custom labels to suit the specific needs of the regulatory compliance, safety awareness and improved production processes. The innovative display shows the label as it will be printed and is easy to manipul | PC | 1 | 1 | 1 | 450.8
61305625453 | EMPLUS-CD | EasyMarkLabelSoftware,CD-ROM Version | Panduit Easy-Mark Plus Labeling Software creates custom labels to suit the specific needs of regulatory compliance, safety awareness, and improved production processes. The innovative display shows the label as it will be printed and is easy to manipulate | PC | 1 | 1 | 1 | 401.55
61305625454 | EMPLUS-DL | EasyMarkLabelSoftware,Download Version | Panduit Easy-Mark Plus Labeling Software creates custom labels to suit the specific needs of the regulatory compliance, safety awareness and improved production processes. The innovative display shows the label as it will be printed and is easy to manipul | PC | 1 | 1 | 1 | 421.62
61305625455 | EMPLUS-SERVER | EasyMarkLabelSoftware,Server Version | Panduit Easy-Mark Plus Labeling Software creates custom labels to suit the specific needs of the regulatory compliance, safety awareness and improved production processes. The innovative display shows the label as it will be printed and is easy to manipul | PC | 1 | 1 | 1 | 567.52
61305616846 | EMPLUS-SL5 | Software Site License - 5 | Easy-Mark Plus Software Site License for 5 Additional Users, Software. | PC | 1 | 1 | 1 | 95.52
07498358015 | EMS-A-C | CableTieMnt,EpoxyApplied,NAT,PK100 | The epoxy applied cable tie mount in natural color is affixed with EMA epoxy adhesive. It is made of nylon 6.6, which increases mechanical strength, heat and wear resistance, and stiffness. It is used with miniature, intermediate, and standard cable ties. | C | 100 | 1000 | 100 | 110.3
07498358017 | EMS-A-C0 | CableTieMnt,EpoxyApplied,WRBL,PK100 | Panduit EMS-A-C0 Epoxy Applied Cable Tie Mounts provide a fast, strong, economical method to secure wire/cable to most surfaces and eliminate the need to drill holes. The mounts are affixed with user supplied EMA epoxy. For use in outdoor environments and | C | 100 | 1000 | 100 | 121.38
07498358016 | EMS-A-D | CableTieMnt,EpoxyApplied,Nat,PK500 | The epoxy applied cable tie mount in natural color is affixed with EMA epoxy adhesive. It is made of nylon 6.6, which increases mechanical strength, heat and wear resistance, and stiffness. It is used with cable miniature, intermediate, and standard cable | M | 1000 | 1000 | 500 | 656.63
07498358018 | EMS-A-D0 | CableTieMnt,EpoxyApplied,WRBL,PK500 | Panduit EMS-A-D0 Epoxy Applied Cable Tie Mounts provide a fast, strong, economical method to secure wire/cable to most surfaces and eliminate the need to drill holes. The mounts are affixed with user supplied EMA epoxy. For use in outdoor environments and | M | 1000 | 1000 | 500 | 830.11
07498358023 | EMSK12-4-12-X0 | EpoxyMntingKit,12MntsandTies,PK10 | The epoxy applied cable tie mount kit in black is made of two-part epoxy and nylon 6.6, which increases mechanical strength, heat and wear resistance, and stiffness. It includes 4 epoxy cups, 4 mixer sticks, 4 EMS mounts, and 12 cable ties. It is used wit | PC | 1 | 30 | 10 | 39.98
07498327904 | EMSK3-1-3-0 | EpoxyMntingKit,3MntsandTies,BL,PK1 | The epoxy applied cable tie mount kit in black is made of two-part epoxy and nylon 6.6, which increases mechanical strength, heat and wear resistance, and stiffness. It includes 1 epoxy cup, 1 mixer stick, 3 EMS mounts, and 3 cable ties. It is used with m | PC | 1 | 10 | 10 | 13.71
07498358027 | EMSK3-1-X0 | EpoxyMntingKit,3 Mounts,BL,PK10 | The epoxy applied cable tie mount kit in black is made of two-part epoxy and nylon 6.6, which increases mechanical strength, heat and wear resistance, and stiffness. It includes 1 epoxy cup, 1 mixer stick, 3 EMS mounts, and 3 cable ties. It is used with m | PC | 1 | 50 | 10 | 10.7
61305634232 | EQSP10-18D-Q | 12-10 to 18-14 AWG (4 to 0.75-2.5mm2) Qu | StrongHold™ Quick Splice, 12 - 10 to 18 - 14 AWG (4 to 0.75-1.5mm2) | C | 100 | 250 | 25 | 52.84
61305634190 | EQSP10-Q | Insulated Vinyl Quick Splice for Wire Ra | StrongHold™ Quick Splice, vinyl insul 12 - 10 AWG | C | 100 | 250 | 25 | 41.08
61305634191 | EQSP14-Q | Insulated Vinyl Quick Splice for Wire Ra | StrongHold™ Quick Splice, vinyl insul 16 - 14 AWG | C | 100 | 250 | 25 | 32.95
61305634233 | EQSP14D-Q | 18-14 AWG (0.75-2.5MM2) Quick Splice Blu | StrongHold™ Quick Splice, 18 - 14 AWG (0.75-2.5mm2) | C | 100 | 250 | 25 | 37.52
61305634192 | EQSP18-Q | Insulated Vinyl Quick Splice for Wire Ra | StrongHold™ Quick Splice, vinyl insul 22 - 18 AWG | C | 100 | 250 | 25 | 30.74
61305634231 | EQSP18D-Q | 22-18 (0.5-1.0) AWG (0.5-0.75mm2) Quick | StrongHold™ Quick Splice, 22 - 16 AWG (0.5-1.5mm2) | C | 100 | 250 | 25 | 19.94
07498361030 | ER.5-E4-X | ElsticRetnr,.50"Bdle,#4Screw,PK10 | Harness elastic retainer, .50" (12.7mm) bundle, #4 screw. | PC | 1 | 50 | 10 | 17.97
07498361031 | ER1.25-E4-X | ElsticRetnr,1.25"Bdle,#4Screw,PK10 | Panduit ER1.25-E4-X Elastic Harness Board Retainers aid in maintaining a uniform height for the harness. Cable bundles are formed as cable bundles are inserted, and once they are made, they can easily be removed. The Elastic Retainer is just part of the h | PC | 1 | 50 | 10 | 18.45
61305645197 | ESBE16-C2 | Pan Steel 201 SS Buckles for use with ES | StrongHold ESBE16T-C2 is designed to maintain a safe and secure connection. Built with 201 stainless steel the buckle can withstand outdoor conditions and is made for use with the ESW16T76-CR2. | C | 100 | 500 | 100 | 50.28
61305634163 | ESV10-ESV14-Q | Insulated Vinyl Step-Down Butt Splice fo | StrongHold ESV10-ESV14-Q Contractor Grade Vinyl Insulated Step-Down Butt Splices are a reliable and economical option that withstand a wide range of general-purpose applications. They are designed to splice two solid or stranded wires together to repair o | C | 100 | 25 | 25 | 249.08
61305634164 | ESV10-ESV18-Q | Insulated Vinyl Step-Down Butt Splice fo | StrongHold ESV10-ESV18-Q Contractor Grade Vinyl Insulated Step-Down Butt Splices are a reliable and economical option that withstand a wide range of general-purpose applications. They are designed to splice two solid or stranded wires together to repair o | C | 100 | 25 | 25 | 223.3
07498327978 | ESV10BX-Q | StrongholdButtSpl,VylInsul,12,10AWG,PK25 | StrongHold ESV10BX-Q Contractor Grade Vinyl Insulated Butt Splices are a reliable and economical option that withstand a wide range of general-purpose applications. They are designed to splice two solid or stranded wires together to repair or lengthen wir | C | 100 | 250 | 25 | 27.44
61305634165 | ESV14-ESV18-Q | Insulated Vinyl Step-Down Butt Splice fo | StrongHold ESV14-ESV18-Q Contractor Grade Vinyl Insulated Step-Down Butt Splices are a reliable and economical option that withstand a wide range of general-purpose applications. They are designed to splice two solid or stranded wires together to repair o | C | 100 | 250 | 25 | 115.28
07498327981 | ESV14BX-L | StrongholdButtSpl,VylInsul,16,14AWG,PK50 | StrongHold™ Butt Splice, Vinyl Insulated, 16 - 14 AWG, Blue. | C | 100 | 500 | 50 | 24.7
61305636616 | ESV14BX-Q | StrongHoldButtSpl,VylInsul,16,14AWG,PK25 | StrongHold ESV14BX-Q Contractor Grade Vinyl Insulated Butt Splices are a reliable and economical option that withstand a wide range of general-purpose applications. They are designed to splice two solid or stranded wires together to repair or lengthen wir | C | 100 | 250 | 25 | 24.57
07498327982 | ESV18BX-L | StrongholdButtSpl,VylInsul,22,18AWG,PK50 | StrongHold™ Butt Splice, Vinyl Insulated, 22 - 18 AWG, Red. | C | 100 | 500 | 50 | 23.05
61305636618 | ESV18BX-Q | StrongHoldButtSpl,VylInsul,22,18AWG,PK25 | StrongHold ESV18BX-Q Contractor Grade Vinyl Insulated Butt Splices are a reliable and economical option that withstand a wide range of general-purpose applications. They are designed to splice two solid or stranded wires together to repair or lengthen wir | C | 100 | 250 | 25 | 21.83
61305634169 | ESV6-ESV8-Q | Insulated Vinyl Step-Down Butt Splice fo | StrongHold ESV6-ESV8-Q Contractor Grade Vinyl Insulated Step-Down Butt Splices are a reliable and economical option that withstand a wide range of general-purpose applications. They are designed to splice two solid or stranded wires together to repair or | C | 100 | 25 | 25 | 397.21
61305634170 | ESV8-ESV10-Q | Insulated Vinyl Step-Down Butt Splice fo | StrongHold ESV8-ESV10-Q Contractor Grade Vinyl Insulated Step-Down Butt Splices are a reliable and economical option that withstand a wide range of general-purpose applications. They are designed to splice two solid or stranded wires together to repair or | C | 100 | 25 | 25 | 385.87
61305634172 | ESV8-ESV14-Q | Insulated Vinyl Step-Down Butt Splice fo | StrongHold ESV8-ESV14-Q Contractor Grade Vinyl Insulated Step-Down Butt Splices are a reliable and economical option that withstand a wide range of general-purpose applications. They are designed to splice two solid or stranded wires together to repair or | C | 100 | 25 | 25 | 385.87
61305645196 | ESW16T76-CR2 | Pan Steel Custom Strapping, 201 SS, 16mm | StrongHold ESW16T76-CR2, custom stainless steel strapping can be cut to meet your project needs. Built with 201 stainless steel the strapping provides a safe and secure closure in static. The ESW16T76-C is .63” (16mm) wide and .03” (.75mm) thick and is a | RL | 1 | 1 | 1 | 75.43
07498328020 | EV10-10FB-Q | StrongholdForkTerm,VylInsul,12,PK25 | StrongHold EV10-10FB-Q Contractor Grade Vinyl Insulated Fork Terminals are a reliable and economical option that withstand a wide range of general-purpose applications. Accommodates 12-10 AWG wire gauge, compatible with #10 Stud, are yellow in color, and | C | 100 | 250 | 25 | 27.44
61305634222 | EV10-10FNB-Q | Insulated Vinyl Fork Terminal for Wire R | StrongHold™ Narrow Fork Terminal, vinyl insul, 12 - 10 AWG, #10 Stud Size | C | 100 | 250 | 25 | 30.96
07498328041 | EV10-10LFB-Q | StrongholdLkgForkTerm,VylInsulated,PK25 | StrongHold™ Locking Fork Terminal, vinyl insulated, 12 - 10 AWG, #10 Stud Size. | C | 100 | 250 | 25 | 28.82
07498328185 | EV10-10RB-Q | StrongholdRingTerm,VylInsul,12,PK25 | StrongHold EV10-10RB-Q Contractor Grade Vinyl Insulated Ring Terminals are a reliable and economical option that withstand a wide range of general-purpose applications. Accommodates 12-10 AWG wire gauge, compatible with #10 Stud, are yellow in color, and | C | 100 | 250 | 25 | 27.44
61305634193 | EV10-12RB-Q | Insulated Vinyl Ring Terminal for Wire R | StrongHold™ Ring Terminal, vinyl insul, 12 - 10 AWG, 1/2 Stud Size | C | 100 | 250 | 25 | 27.35
07498328021 | EV10-14FB-Q | StrongholdForkTerm,VylInsulated,12,PK25 | StrongHold EV10-14FB-Q Contractor Grade Insulated Fork Terminals are a reliable and economical option that withstand a wide range of general-purpose applications. The fork design provides for fast and easy installation, without the need to remove fastener | C | 100 | 250 | 25 | 27.44
07498328042 | EV10-14LFB-Q | StrongholdLkgForkTerm,VylInsul,12,PK25 | StrongHold™ Locking Fork Terminal, vinyl insulated, 12 - 10 AWG, 1/4" Stud Size. | C | 100 | 250 | 25 | 28.82
07498328186 | EV10-14RB-Q | StrongholdRingTerm,VylInsul,12,PK25 | StrongHold EV10-14RB-Q Contractor Grade Vinyl Insulated Ring Terminals are a reliable and economical option that withstand a wide range of general-purpose applications. The ring tongue design assures a secure connection in high vibration applications. Acc | C | 100 | 250 | 25 | 27.44
07498328188 | EV10-38RB-Q | StrongholdRingTerm,VylInsul,12,PK25 | StrongHold™ Ring Terminal, vinyl insulated, 12 - 10 AWG, #3/8" Stud Size. | C | 100 | 250 | 25 | 28.82
61305634187 | EV10-56FB-Q | Insulated Vinyl Fork Terminal for Wire R | StrongHold™ Fork Terminal, vinyl insul, 12 - 10 AWG, 5/16 Stud Size | C | 100 | 250 | 25 | 27.5
07498328187 | EV10-56RB-Q | StrongholdRingTerm,VylInsul,12,PK25 | StrongHold™ Ring Terminal, vinyl insulated, 12 - 10 AWG, #5/6" Stud Size. | C | 100 | 250 | 25 | 28.82
07498328018 | EV10-6FB-Q | StrongholdForkTerm,VylInsul,12,PK25 | StrongHold EV10-6FB-Q Contractor Grade Insulated Fork Terminals are a reliable and economical option that withstand a wide range of general-purpose applications. The fork design provides for fast and easy installation, without the need to remove fastener. | C | 100 | 250 | 25 | 27.44
07498328039 | EV10-6LFB-Q | StrongholdLkgForkTerm,VylInsul,12,PK25 | StrongHold™ Locking Fork Terminal, vinyl insulated, 12 - 10 AWG, #6 Stud Size. | C | 100 | 250 | 25 | 28.82
07498328182 | EV10-6RB-Q | StrongholdRingTerm,VylInsul,12,PK25 | StrongHold EV10-6RB-D Contractor Grade Vinyl Insulated Ring Terminals are a reliable and economical option that withstand a wide range of general-purpose applications. The ring tongue design assures a secure connection in high vibration applications. Acco | C | 100 | 250 | 25 | 27.44
07498328019 | EV10-8FB-Q | StrongholdForkTerminal,vinylInsul,PK25 | StrongHold EV10-8FB-Q Contractor Grade Vinyl Insulated Fork Terminals are a reliable and economical option that withstand a wide range of general-purpose applications. Accommodates 12-10 AWG wire gauge, compatible with #8 Stud, are yellow in color, and co | C | 100 | 250 | 25 | 27.44
61305634223 | EV10-8FNB-Q | Insulated Vinyl Fork Terminal for Wire R | StrongHold™ Narrow Fork Terminal, vinyl insul, 12 - 10 AWG, #8 Stud Size | C | 100 | 250 | 25 | 30.96
07498328040 | EV10-8LFB-Q | StrongholdLkgForkTerm,VylInsulated,PK25 | StrongHold™ Locking Fork Terminal, vinyl insulated, 12 - 10 AWG, #8 Stud Size. | C | 100 | 250 | 25 | 28.82
07498328183 | EV10-8RB-Q | StrongholdRingTerm,VylInsul,12,PK25 | StrongHold EV10-8RB-Q Contractor Grade Vinyl Insulated Ring Terminals are a reliable and economical option that withstand a wide range of general-purpose applications. Accommodates 12-10 AWG wire gauge, compatible with #8 Stud, are yellow in color, and co | C | 100 | 250 | 25 | 27.44
61305675788 | EV10-P55-QYY | Stronghold Pin Terminal, vinyl insulated | StrongHold™ Pin Terminal, vinyl insulated, 12 - 10 AWG, .55 pin length. | C | 100 | 250 | 25 | 27.44
07498328030 | EV14-10FB-L | StrongholdForkTerm,VylInsul,16,PK50 | StrongHold™ Fork Terminal, vinyl insulated, 16 - 14 AWG, #10 Stud Size. | C | 100 | 500 | 50 | 25.92
61305636643 | EV14-10FB-Q | StrongHoldForkTerm,VylInsul,16,PK25 | StrongHold EV14-10FB-Q Contractor Grade Insulated Fork Terminals are a reliable and economical option that withstand a wide range of general-purpose applications. The fork design provides for fast and easy installation, without the need to remove fastener | C | 100 | 250 | 25 | 24.6
61305634224 | EV14-10FNB-Q | Insulated Vinyl Fork Terminal for Wire R | StrongHold™ Narrow Fork Terminal, vinyl insul, 16 - 14 AWG, #10 Stud Size | C | 100 | 250 | 25 | 24.78
07498328097 | EV14-10LFB-L | StrongholdLkgForkTerm,VylInsulated,PK50 | StrongHold™ Locking Fork Terminal, vinyl insulated, 16 - 14 AWG, #10 Stud Size. | C | 100 | 500 | 50 | 25.92
61305636658 | EV14-10LFB-Q | StrongHoldLkgForkTerm,VylInsul,16,PK25 | StrongHold™ Locking Fork Terminal, vinyl insulated, 16 - 14 AWG, #10 Stud Size. | C | 100 | 250 | 25 | 24.7
07498328191 | EV14-10RB-L | StrongholdRingTerm,VylInsul,16,PK50 | StrongHold™ Ring Terminal, vinyl insulated, 16 - 14 AWG, #10 Stud Size. | C | 100 | 500 | 50 | 25.92
61305636732 | EV14-10RB-Q | StrongHoldRingTerm,VylInsul,16,PK25 | StrongHold EV14-10RB-Q Contractor Grade Insulated Ring Terminals are a reliable and economical option that withstand a wide range of general-purpose applications. The ring tongue design assures a secure connection in high vibration applications. Accommoda | C | 100 | 250 | 25 | 24.38
61305634188 | EV14-14FB-Q | Insulated Vinyl Fork Terminal for Wire R | StrongHold EV14-14FB-Q Contractor Grade Insulated Fork Terminals are a reliable and economical option that withstand a wide range of general-purpose applications. The fork design provides for fast and easy installation, without the need to remove fastener | C | 100 | 250 | 25 | 24.73
07498328192 | EV14-14RB-L | StrongholdRingTerm,VylInsul,16,PK50 | StrongHold™ Ring Terminal, vinyl insulated, 16 - 14 AWG, #1/4" Stud Size. | C | 100 | 500 | 50 | 25.92
61305636733 | EV14-14RB-Q | StrongHoldRingTerm,VylInsul,16,PK25 | StrongHold EV14-14RB-Q Contractor Grade Insulated Ring Terminals are a reliable and economical option that withstand a wide range of general-purpose applications. The ring tongue design assures a secure connection in high vibration applications. Accommoda | C | 100 | 250 | 25 | 24.3
61305634195 | EV14-38RB-Q | Insulated Vinyl Ring Terminal for Wire R | StrongHold™ Ring Terminal, vinyl insul, 16 - 14 AWG, 3/8 Stud Size | C | 100 | 250 | 25 | 24.37
07498328193 | EV14-56RB-L | StrongholdRingTerm,VylInsul,16,PK50 | StrongHold™ Ring Terminal, vinyl insulated, 16 - 14 AWG, 5/16" Stud Size. | C | 100 | 500 | 50 | 25.92
61305636734 | EV14-56RB-Q | StrongHoldRingTerm,VylInsul,16,PK25 | StrongHold™ Ring Terminal, vinyl insulated, 16 - 14 AWG, 5/16" Stud Size. | C | 100 | 250 | 25 | 24.38
07498328028 | EV14-6FB-L | StrongholdForkTerm,VylInsul,16,PK50 | StrongHold™ Fork Terminal, vinyl insulated, 16 - 14 AWG, #6 Stud Size. | C | 100 | 500 | 50 | 25.92
61305636638 | EV14-6FB-Q | StrongHoldForkTerm,VylInsul,16,PK25 | StrongHold EV14-6FB-Q Contractor Grade Insulated Fork Terminals are a reliable and economical option that withstand a wide range of general-purpose applications. The fork design provides for fast and easy installation, without the need to remove fastener. | C | 100 | 250 | 25 | 24.47
61305634225 | EV14-6FNB-Q | Insulated Vinyl Fork Terminal for Wire R | StrongHold™ Narrow Fork Terminal, vinyl insul, 16 - 14 AWG, #6 Stud Size | C | 100 | 250 | 25 | 25.99
07498328095 | EV14-6LFB-L | StrongholdLkgForkTerm,VylInsulated,PK50 | StrongHold™ Locking Fork Terminal, vinyl insulated, 16 - 14 AWG, #6 Stud Size. | C | 100 | 500 | 50 | 25.92
61305636653 | EV14-6LFB-Q | StrongHoldLkgForkTerm,VylInsul,16,PK25 | StrongHold™ Locking Fork Terminal, vinyl insulated, 16 - 14 AWG, #6 Stud Size. | C | 100 | 250 | 25 | 24.7
07498328189 | EV14-6RB-L | StrongholdRingTerm,VylInsul,16,PK50 | StrongHold™ Ring Terminal, vinyl insulated, 16 - 14 AWG, #6 Stud Size. | C | 100 | 500 | 50 | 25.92
61305636728 | EV14-6RB-Q | StrongHoldRingTerm,VylInsul,16,PK25 | StrongHold EV14-6RB-Q Contractor Grade Insulated Ring Terminals are a reliable and economical option that withstand a wide range of general-purpose applications. The ring tongue design assures a secure connection in high vibration applications. Accommodat | C | 100 | 250 | 25 | 24.55
07498328029 | EV14-8FB-L | StrongholdForkTerm,VylInsul,16,PK50 | StrongHold™ Fork Terminal, vinyl insulated, 16 - 14 AWG, #8 Stud Size. | C | 100 | 500 | 50 | 25.92
61305636642 | EV14-8FB-Q | StrongHoldForkTerm,VylInsul,16,PK25 | StrongHold EV14-8FB-Q Contractor Grade Insulated Fork Terminals are a reliable and economical option that withstand a wide range of general-purpose applications. The fork design provides for fast and easy installation, without the need to remove fastener. | C | 100 | 250 | 25 | 24.58
61305634226 | EV14-8FNB-Q | Insulated Vinyl Fork Terminal for Wire R | StrongHold™ Narrow Fork Terminal, vinyl insul, 16 - 14 AWG, #8 Stud Size | C | 100 | 250 | 25 | 25.99
07498328096 | EV14-8LFB-L | StrongholdLkgForkTerm,VylInsul,16,PK50 | StrongHold™ Locking Fork Terminal, vinyl insulated, 16 - 14 AWG, #8 Stud Size. | C | 100 | 500 | 50 | 25.92
61305636657 | EV14-8LFB-Q | StrongHoldLkgForkTerm,VylInsul,16,PK25 | StrongHold™ Locking Fork Terminal, vinyl insulated, 16 - 14 AWG, #8 Stud Size. | C | 100 | 250 | 25 | 24.7
07498328190 | EV14-8RB-L | StrongholdRingTerm,VylInsul,16,PK50 | StrongHold™ Ring Terminal, vinyl insulated, 16 - 14 AWG, #8 Stud Size. | C | 100 | 500 | 50 | 25.92
61305636731 | EV14-8RB-Q | StrongHoldRingTerm,VylInsul,16,PK25 | StrongHold EV14-8RB-Q Contractor Grade Insulated Ring Terminals are a reliable and economical option that withstand a wide range of general-purpose applications. The ring tongue design assures a secure connection in high vibration applications. Accommodat | C | 100 | 250 | 25 | 24.55
07498328161 | EV14-P47B-L | StrongholdPinTerm,VylInsul,16,14AWG,PK50 | StrongHold™ Pin Terminal, vinyl insulated, 16 - 14 AWG, .49 pin length. | C | 100 | 500 | 50 | 25.92
61305636713 | EV14-P47B-Q | StrongHoldPinTerm,VylInsul,16,14AWG,PK25 | StrongHold™ Pin Terminal, vinyl insulated, 16 - 14 AWG, .49 pin length. | C | 100 | 250 | 25 | 24.7
07498328033 | EV18-10FB-L | StrongholdForkTerm,VylInsul,22,PK50 | StrongHold™ Fork Terminal, vinyl insulated, 22 - 18 AWG, #10 Stud Size. | C | 100 | 500 | 50 | 23.05
61305636646 | EV18-10FB-Q | StrongHoldForkTerm,VylInsul,22,PK25 | StrongHold EV18-10FB-Q Contractor Grade Insulated Fork Terminals are a reliable and economical option that withstand a wide range of general-purpose applications. The fork design provides for fast and easy installation, without the need to remove fastener | C | 100 | 250 | 25 | 21.78
07498328130 | EV18-10LFB-L | StrongholdLkgForkTerm,VylInsul,22,PK50 | StrongHold™ Locking Fork Terminal, vinyl insulated, 22 - 18 AWG, #10 Stud Size. | C | 100 | 500 | 50 | 23.05
61305636661 | EV18-10LFB-Q | StrongHoldLkgForkTerm,VylInsul,22,PK25 | StrongHold™ Locking Fork Terminal, vinyl insulated, 22 - 18 AWG, #10 Stud Size. | C | 100 | 250 | 25 | 21.94
07498328196 | EV18-10RB-L | StrongholdRingTerm,VylInsul,PK50 | StrongHold™ Ring Terminal, vinyl insulated, 22- 18 AWG, #10 Stud Size. | C | 100 | 500 | 50 | 23.05
61305636737 | EV18-10RB-Q | StrongHoldRingTerm,VylInsul,PK25 | StrongHold EV18-10RB-M Contractor Grade Insulated Ring Terminals are a reliable and economical option that withstand a wide range of general-purpose applications. The ring tongue design assures a secure connection in high vibration applications. Accommoda | C | 100 | 250 | 25 | 21.76
61305634189 | EV18-14FB-Q | Insulated Vinyl Fork Terminal for Wire R | StrongHold EV18-14FB-Q Contractor Grade Insulated Fork Terminals are a reliable and economical option that withstand a wide range of general-purpose applications. The fork design provides for fast and easy installation, without the need to remove fastener | C | 100 | 250 | 25 | 21.99
07498328197 | EV18-14RB-L | StrongholdRingTerm,VylInsul,22,PK50 | StrongHold™ Ring Terminal, vinyl insulated, 22 - 18 AWG, #1/4" Stud Size. | C | 100 | 500 | 50 | 23.05
61305636738 | EV18-14RB-Q | StrongHoldRingTerm,VylInsul,22,PK25 | StrongHold EV18-14RB-Q Contractor Grade Insulated Ring Terminals are a reliable and economical option that withstand a wide range of general-purpose applications. The ring tongue design assures a secure connection in high vibration applications. Accommoda | C | 100 | 250 | 25 | 21.94
07498328198 | EV18-56RB-L | StrongholdRingTerm,VylInsul,22,PK50 | StrongHold™ Ring Terminal, vinyl insulated, 22 - 18 AWG, #5/16" Stud Size. | C | 100 | 500 | 50 | 24.13
61305636739 | EV18-56RB-Q | StrongHoldRingTerm,VylInsul,22,PK25 | StrongHold™ Ring Terminal, vinyl insulated, 22 - 18 AWG, #5/16" Stud Size. | C | 100 | 250 | 25 | 21.94
07498328031 | EV18-6FB-L | StrongholdForkTerm,VylInsulated,22,PK50 | StrongHold™ Fork Terminal, vinyl insulated, 22 - 18 AWG, #6 Stud Size. | C | 100 | 500 | 50 | 23.05
61305636644 | EV18-6FB-Q | StrongHoldForkTerm,VylInsul,22,PK25 | StrongHold EV18-6FB-Q Contractor Grade Insulated Fork Terminals are a reliable and economical option that withstand a wide range of general-purpose applications. The fork design provides for fast and easy installation, without the need to remove fastener. | C | 100 | 250 | 25 | 21.88
07498328098 | EV18-6LFB-L | StrongholdLkgForkTerm,VylInsulated,PK50 | StrongHold™ Locking Fork Terminal, vinyl insulated, 22 - 18 AWG, #6 Stud Size. | C | 100 | 500 | 50 | 23.05
61305636659 | EV18-6LFB-Q | StrongHoldLkgForkTerm,VylInsul,22,PK25 | StrongHold™ Locking Fork Terminal, vinyl insulated, 22 - 18 AWG, #6 Stud Size. | C | 100 | 250 | 25 | 21.94
07498328194 | EV18-6RB-L | StrongholdRingTerm,VylInsul,22,PK50 | StrongHold™ Ring Terminal, vinyl insulated, 22 - 18 AWG, #6 Stud Size. | C | 100 | 500 | 50 | 23.05
61305636735 | EV18-6RB-Q | StrongHoldRingTerm,VylInsul,22,PK25 | StrongHold EV18-6RB-Q Contractor Grade Insulated Ring Terminals are a reliable and economical option that withstand a wide range of general-purpose applications. The ring tongue design assures a secure connection in high vibration applications. Accommodat | C | 100 | 250 | 25 | 21.69
07498328032 | EV18-8FB-L | StrongholdForkTerm,VylInsul,22,PK50 | StrongHold™ Fork Terminal, vinyl insulated, 22 - 18 AWG, #8 Stud Size. | C | 100 | 500 | 50 | 23.05
61305636645 | EV18-8FB-Q | StrongHoldForkTerm,VylInsul,22,PK25 | StrongHold™ Fork Terminal, vinyl insulated, 22 - 18 AWG, #8 Stud Size. | C | 100 | 250 | 25 | 21.83
07498328129 | EV18-8LFB-L | StrongholdLkgForkTerm,VylInsul,22,PK50 | StrongHold™ Locking Fork Terminal, vinyl insulated, 22 - 18 AWG, #8 Stud Size. | C | 100 | 500 | 50 | 23.05
61305636660 | EV18-8LFB-Q | StrongHoldLkgForkTerm,VylInsul,22,PK25 | StrongHold™ Locking Fork Terminal, vinyl insulated, 22 - 18 AWG, #8 Stud Size. | C | 100 | 250 | 25 | 21.94
07498328195 | EV18-8RB-L | StrongholdRingTerm,VylInsul,22,PK50 | StrongHold™ Ring Terminal, vinyl insulated, 22 - 18 AWG, #8 Stud Size. | C | 100 | 500 | 50 | 23.05
61305636736 | EV18-8RB-Q | StrongHoldRingTerm,VylInsul,22,PK25 | StrongHold EV18-8RB-Q Contractor Grade Insulated Ring Terminals are a reliable and economical option that withstand a wide range of general-purpose applications. The ring tongue design assures a secure connection in high vibration applications. Accommodat | C | 100 | 250 | 25 | 21.84
07498328162 | EV18-P47B-L | StrongholdPinTerm,VylInsul,22,18AWG,PK50 | StrongHold™ Pin Terminal, vinyl insulated, 22 - 18 AWG, .49 pin length. | C | 100 | 500 | 50 | 23.05
61305636714 | EV18-P47B-Q | StrongHoldPinTerm,VylInsul,22,18AWG,PK25 | StrongHold™ Pin Terminal, vinyl insulated, 22 - 18 AWG, .49 pin length. | C | 100 | 250 | 25 | 21.94
61305634196 | EV6-10R-Q | Insulated Vinyl Ring Terminal for Wire R | StrongHold™ Ring Terminal, vinyl insul, 6 AWG, #10 Stud Size | C | 100 | 250 | 25 | 116.85
61305634197 | EV6-12R-Q | Insulated Vinyl Ring Terminal for Wire R | StrongHold™ Ring Terminal, vinyl insul, 6 AWG, 1/2 Stud Size | C | 100 | 250 | 25 | 127.92
61305634198 | EV6-38R-Q | Insulated Vinyl Ring Terminal for Wire R | StrongHold™ Ring Terminal, vinyl insul, 6 AWG, 3/8 Stud Size | C | 100 | 250 | 25 | 116.85
61305634199 | EV6-56R-Q | Insulated Vinyl Ring Terminal for Wire R | StrongHold™ Ring Terminal, vinyl insul, 6 AWG, 5/16 Stud Size | C | 100 | 250 | 25 | 116.85
61305634214 | EV8-12R-Q | Insulated Vinyl Ring Terminal for Wire R | StrongHold™ Ring Terminal, vinyl insul, 8 AWG, 1/2 Stud Size | C | 100 | 250 | 25 | 108.07
61305634215 | EV8-14R-Q | Insulated Vinyl Ring Terminal for Wire R | StrongHold™ Ring Terminal, vinyl insul, 8 AWG, 1/4 Stud Size | C | 100 | 250 | 25 | 100.93
61305634216 | EV8-38R-Q | Insulated Vinyl Ring Terminal for Wire R | StrongHold™ Ring Terminal, vinyl insul, 8 AWG, 3/8 Stud Size | C | 100 | 250 | 25 | 100.93
61305634217 | EV8-56R-Q | Insulated Vinyl Ring Terminal for Wire R | StrongHold™ Ring Terminal, vinyl insul, 8 AWG, 5/16 Stud Size | C | 100 | 250 | 25 | 99.01
61305634219 | EV8-8R-Q | Insulated Vinyl Ring Terminal for Wire R | StrongHold™ Ring Terminal, vinyl insul, 8 AWG, #8 Stud Size | C | 100 | 250 | 25 | 99.01
07498337478 | F.5X.5LG6 | NAR Slot Duct, PVC, .5x.5x6',LG,6ft | Panduct® type F narrow slot wiring duct, .5 W x .5 H, 6' length, PVC, light gray. | FT | 1 | 6 | 6 | 3.76
07498337481 | F.5X.5LG6-A | NAR Slot ADH Duct,PVC,.5x.5x6',LG,6ft | Panduct® type F narrow slot wiring duct, .5 W x .5 H, 6' length, PVC, adhesive, light gray. | FT | 1 | 6 | 6 | 4.51
07498337477 | F.5X.5WH6 | NAR Slot Duct, PVC, .5x.5x6',WHT,6ft | Panduct® type F narrow slot wiring duct, .5 W x .5 H, 6' length, PVC, white. | FT | 1 | 6 | 6 | 3.76
07498337483 | F.5X1LG6 | NAR Slot Duct, PVC, .5x1x6',LG,6ft | Panduct® type F narrow slot wiring duct, .5 W x 1 H, 6' length, PVC, light gray. | FT | 1 | 6 | 6 | 4.23
07498337487 | F.5X1LG6-A | NAR Slot ADH Duct,PVC,.5x1x6',LG,6ft | Panduct® type F narrow slot wiring duct, .5 W x 1 H, 6' length, PVC, adhesive, light gray. | FT | 1 | 6 | 6 | 5.18
07498337482 | F.5X1WH6 | NAR Slot Duct, PVC, .5x1x6',WHT,6ft | Panduct® type F narrow slot wiring duct, .5 W x 1 H, 6' length, PVC, white. | FT | 1 | 6 | 6 | 4.46
07498337489 | F.75X.75LG6 | NAR Slot Duct, PVC, .75x.75x6',LG,6ft | Panduct® type F narrow slot wiring duct, .75 W x .75 H, 6' length, PVC, light gray. | FT | 1 | 6 | 6 | 4.23
07498337493 | F.75X.75LG6-A | NAR Slot ADH Dct,PVC,.75x.75x6',LG,6ft | Panduct® type F narrow slot wiring duct, .75 W x .75 H, 6' length, PVC, adhesive, light gray. | FT | 1 | 6 | 6 | 5.53
07498337488 | F.75X.75WH6 | NAR Slot Duct, PVC, .75x.75x6',WHT,6ft | Panduct® type F narrow slot wiring duct, .75 W x .75 H, 6' length, PVC, white. | FT | 1 | 6 | 6 | 4.46
07498337497 | F.75X1.5LG6 | NAR Slot Duct, PVC, .75x1.5x6',LG,6ft | The F.75X1.5LG6 Panduct Lead-Free PVC Narrow Slot Wiring Duct features a narrow slot/finger design that closely matches the spacing of high-density components. Upper and lower scorelines allow for easy finger/sidewall section removal. UL 94 flame class | FT | 1 | 6 | 6 | 5.64
07498333757 | F.75X1.5LG6-A | NAR Slot ADH Dct,PVC,.75x1.5x6',LG,6ft | Panduct® type F narrow slot wiring duct, .75 W x 1.5 H, 6' length, PVC, adhesive, light gray. | FT | 1 | 6 | 6 | 6.5
07498337496 | F.75X1.5WH6 | NAR Slot Duct, PVC, .75x1.5x6',WHT,6ft | The F.75X1.5WH6 Panduct Lead-Free PVC Narrow Slot Wiring Duct features a narrow slot/finger design that closely matches the spacing of high-density components. Upper and lower scorelines allow for easy finger/sidewall section removal. UL 94 flame class | FT | 1 | 6 | 6 | 5.64
07498307416 | F1.5X1.5BL6 | NAR Slot Duct,PVC,1.5x1.5x6',BL,6ft | Panduct® type F narrow slot wiring duct, 1.5 W x 1.5 H, 6' length, PVC, black. | FT | 1 | 6 | 6 | 6.5
07498301790 | F1.5X1.5IB6 | NAR Slot Duct, PVC, .75x1.5x6',IBU,6ft | Panduct® type F narrow slot wiring duct, 1.5 W x 1.5 H, 6' length, PVC, intrinsic blue. | FT | 1 | 6 | 6 | 6.5
07498337527 | F1.5X1.5LG6 | NAR Slot Duct, PVC, 1.5x1.5x6',LG,6ft | The F1.5X1.5LG6 Panduct Lead-Free PVC Narrow Slot Wiring Duct features a narrow slot/finger design that closely matches the spacing of high-density components. Upper and lower scorelines allow for easy finger/sidewall section removal. UL 94 flame class | FT | 1 | 6 | 6 | 6.18
07498333811 | F1.5X1.5LG6-A | NAR Slot ADH Dct,PVC,1.5x1.5x6',LG,6ft | Panduct® type F narrow slot wiring duct, 1.5 W x 1.5 H, 6' length, PVC, adhesive, light gray. | FT | 1 | 6 | 6 | 7.45
07498337526 | F1.5X1.5WH6 | NAR Slot Duct, PVC,1.5x1.5x6',WHT,6ft | Panduct® type F narrow slot wiring duct, 1.5 W x 1.5 H, 6' length, PVC, white. | FT | 1 | 6 | 6 | 6.18
07498337523 | F1.5X1LG6 | NAR Slot Duct, PVC, 1.5x1x6',LG,6ft | Panduct® type F narrow slot wiring duct, 1.5 W x 1 H, 6' length, PVC, light gray. | FT | 1 | 6 | 6 | 5.19
07498337522 | F1.5X1WH6 | NAR Slot Duct, PVC, 1.5x1x6',WHT,6ft | Panduct® type F narrow slot wiring duct, 1.5 W x 1 H, 6' length, PVC, white. | FT | 1 | 6 | 6 | 5.44
07498307417 | F1.5X2BL6 | NAR Slot Duct,PVC,1.5x2x6',BL,6ft | Panduct® type F narrow slot wiring duct, 1.5 W x 2 H, 6' length, PVC, black. | FT | 1 | 6 | 6 | 7.06
07498301791 | F1.5X2IB6 | NAR Slot Duct, PVC,1.5x2x6',IBU,6ft | Panduct® type F narrow slot wiring duct, 1.5 W x 2 H, 6' length, PVC, intrinsic blue. | FT | 1 | 6 | 6 | 7.06
07498337533 | F1.5X2LG6 | NAR Slot Duct, PVC, 1.5x2x6',LG,6ft | The F1.5X2LG6 Panduct Lead-Free PVC Narrow Slot Wiring Duct features a narrow slot/finger design that closely matches the spacing of high-density components. Upper and lower scorelines allow for easy finger/sidewall section removal. UL 94 flame class of | FT | 1 | 6 | 6 | 6.75
07498333817 | F1.5X2LG6-A | NAR Slot ADH Dct,PVC,1.5x2x6',LG,6ft | Panduct® type F narrow slot wiring duct, 1.5 W x 2 H, 6' length, PVC, adhesive, light gray. | FT | 1 | 6 | 6 | 7.75
07498337532 | F1.5X2WH6 | NAR Slot Duct, PVC, 1.5x2x6',WHT,6ft | The F1.5X2WH6 Panduct Lead-Free PVC Narrow Slot Wiring Duct features a narrow slot/finger design that closely matches the spacing of high-density components. Upper and lower scorelines allow for easy finger/sidewall section removal. UL 94 flame class of | FT | 1 | 6 | 6 | 6.75
07498301792 | F1.5X3IB6 | NAR Slot Duct, PVC,1.5x3x6',IBU,6ft | Panduct® type F narrow slot wiring duct, 1.5 W x 3 H, 6' length, PVC, intrinsic blue. | FT | 1 | 6 | 6 | 8.82
07498337537 | F1.5X3LG6 | NAR Slot Duct, PVC, 1.5x3x6',LG,6ft | The F1.5X3LG6 Panduct Lead-Free PVC Narrow Slot Wiring Duct features a narrow slot/finger design that closely matches the spacing of high-density components. Upper and lower scorelines allow for easy finger/sidewall section removal. UL 94 flame class of | FT | 1 | 6 | 6 | 8.38
07498333825 | F1.5X3LG6-A | NAR Slot ADH Dct,PVC,1.5x3x6',LG,6ft | Panduct® type F narrow slot wiring duct, 1.5 W x 3 H, 6' length, PVC, adhesive, light gray. | FT | 1 | 6 | 6 | 9.32
07498337536 | F1.5X3WH6 | NAR Slot Duct, PVC, 1.5x3x6',WHT,6ft | The F1.5X3WH6 Panduct Lead-Free PVC Narrow Slot Wiring Duct features a narrow slot/finger design that closely matches the spacing of high-density components. Upper and lower scorelines allow for easy finger/sidewall section removal. UL 94 flame class of | FT | 1 | 6 | 6 | 8.38
07498333824 | F1.5X3WH6-A | NAR Slot ADH Dct,PVC,1.5x3x6',WH,6ft | Panduct® type F narrow slot wiring duct, 1.5 W x 3 H, 6' length, PVC, adhesive, white. | FT | 1 | 6 | 6 | 9.42
07498307476 | F1.5X4BL6 | NAR Slot Duct,PVC,1.5x4x6',BL,6ft | Panduct® type F narrow slot wiring duct, 1.5 W x 4 H, 6' length, PVC, black. | FT | 1 | 6 | 6 | 10.42
07498301793 | F1.5X4IB6 | NAR Slot Duct, PVC,1.5x4x6',IBU,6ft | Panduct® type F narrow slot wiring duct, 1.5 W x 4 H, 6' length, PVC, intrinsic blue. | FT | 1 | 6 | 6 | 10.42
07498337541 | F1.5X4LG6 | NAR Slot Duct, PVC, 1.5x4x6',LG,6ft | The F1.5X4LG6 Panduct Lead-Free PVC Narrow Slot Wiring Duct features a narrow slot/finger design that closely matches the spacing of high-density components. Upper and lower scorelines allow for easy finger/sidewall section removal. UL 94 flame class of | FT | 1 | 6 | 6 | 9.94
07498333833 | F1.5X4LG6-A | NAR Slot ADH Dct,PVC,1.5x4x6',LG,6ft | Panduct® type F narrow slot wiring duct, 1.5 W x 4 H, 6' length, PVC, adhesive, light gray. | FT | 1 | 6 | 6 | 11.57
07498337540 | F1.5X4WH6 | NAR Slot Duct, PVC, 1.5x4x6',WHT,6ft | The F1.5X4WH6 Panduct Lead-Free PVC Narrow Slot Wiring Duct features a narrow slot/finger design that closely matches the spacing of high-density components. Upper and lower scorelines allow for easy finger/sidewall section removal. UL 94 flame class of | FT | 1 | 6 | 6 | 9.94
07498311586 | F100X150AJC | P1 Poly Flag Cass,1"x1.5",WH | The F100X150AJC Thermal Transfer Flag Label offers improved legibility and more informational space for small wires and cables, providing clearer, more complete identification. The design allows the application of the flag as a permanent adhesive label o | PC | 1 | 10 | 1 | 66.25
07498311503 | F100X150AJT | TT, Poly Flag Lbl,1"x1.5"x.38",WH | The F100X150AJT Thermal Transfer Flag Label offers improved legibility and more informational space for small wires and cables, providing clearer, more complete identification. The design allows the application of the flag as a permanent adhesive label o | M | 1000 | 2500 | 2500 | 77.15
07498311504 | F100X213AJT | TT, Poly Flag Lbl,1"x2.13"x1",WH | The F100X213AJT Thermal Transfer Flag Label offers improved legibility and more informational space for small wires and cables, providing clearer, more complete identification. The design allows the application of the flag as a permanent adhesive label o | M | 1000 | 2500 | 2500 | 95.87
07498311505 | F100X300AJT | TT, Poly Flag Lbl,1"x3"x.38",WH | The F100X300AJT Thermal Transfer Flag Label offers improved legibility and more informational space for small wires and cables, providing clearer, more complete identification. The design allows the application of the flag as a permanent adhesive label o | M | 1000 | 2500 | 2500 | 110.89
07498311506 | F100X363AJT | TT, Poly Flag Lbl,1"x3.63"x1",WH | Thermal transfer, flag label, 1.0" W x 3.63" H, 1.00" width, print on area, polyester, white, 2500 pc. package quantity. | M | 1000 | 2500 | 2500 | 132.13
07498361612 | F102X220FJJ | NetworkLabel,Adh,1.02"Wx2.2"H,WH,PK500 | Polyolefin network label, 1.02" W x 2.20" H, adhesive polyolefin, white. | M | 1000 | 500 | 500 | 357.93
07498307419 | F1X1.5BL6 | NAR Slot Duct,PVC,1x1.5x6',BL,6ft | Panduct® type F narrow slot wiring duct, 1 W x 1.5 H, 6' length, PVC, black. | FT | 1 | 6 | 6 | 6.51
07498301795 | F1X1.5IB6 | NAR Slot Duct, PVC,1x1.5x6',IBU,6ft | Panduct® type F narrow slot wiring duct, 1 W x 1.5 H, 6' length, PVC, intrinsic blue. | FT | 1 | 6 | 6 | 6.51
07498337507 | F1X1.5LG6 | NAR Slot Duct, PVC, 1x1.5x6',LG,6ft | The F1X1.5LG6 Panduct Lead-Free PVC Narrow Slot Wiring Duct features a narrow slot/finger design that closely matches the spacing of high-density components. Upper and lower scorelines allow for easy finger/sidewall section removal. UL 94 flame class of | FT | 1 | 6 | 6 | 6.2
07498333771 | F1X1.5LG6-A | NAR Slot ADH Dct,PVC,1x1.5x6',LG,6ft | Panduct® type F narrow slot wiring duct, 1 W x 1.5 H, 6' length, PVC, adhesive, light gray. | FT | 1 | 6 | 6 | 7.11
07498337506 | F1X1.5WH6 | NAR Slot Duct, PVC, 1x1.5x6',WHT,6ft | The F1X1.5WH6 Panduct Lead-Free PVC Narrow Slot Wiring Duct features a narrow slot/finger design that closely matches the spacing of high-density components. Upper and lower scorelines allow for easy finger/sidewall section removal. UL 94 flame class of | FT | 1 | 6 | 6 | 6.2
07498337503 | F1X1LG6 | NAR Slot Duct, PVC, 1x1x6',LG,6ft | The F1X1LG6 Panduct Lead-Free PVC Narrow Slot Wiring Duct features a narrow slot/finger design that closely matches the spacing of high-density components. Upper and lower scorelines allow for easy finger/sidewall section removal. UL 94 flame class of V | FT | 1 | 6 | 6 | 4.49
07498333763 | F1X1LG6-A | NAR Slot ADH Dct,PVC,1x1x6',LG,6ft | Panduct® type F narrow slot wiring duct, 1 W x 1 H, 6' length, PVC, adhesive, light gray. | FT | 1 | 6 | 6 | 5.56
07498337502 | F1X1WH6 | NAR Slot Duct, PVC, 1x1x6',WHT,6ft | The F1X1WH6 Panduct Lead-Free PVC Narrow Slot Wiring Duct features a narrow slot/finger design that closely matches the spacing of high-density components. Upper and lower scorelines allow for easy finger/sidewall section removal. UL 94 flame class of V | FT | 1 | 6 | 6 | 4.49
07498307426 | F1X2BL6 | NAR Slot Duct,PVC,1x2x6',BL,6ft | Panduct® type F narrow slot wiring duct, 1 W x 2 H, 6' length, PVC, black. | FT | 1 | 6 | 6 | 6.45
07498301796 | F1X2IB6 | NAR Slot Duct, PVC,1x2x6',IBU,6ft | Panduct® type F narrow slot wiring duct, 1 W x 2 H, 6' length, PVC, intrinsic blue. | FT | 1 | 6 | 6 | 6.13
07498337511 | F1X2LG6 | NAR Slot Duct, PVC, 1x2x6',LG,6ft | The F1X2LG6 Panduct Lead-Free PVC Narrow Slot Wiring Duct features a narrow slot/finger design that closely matches the spacing of high-density components. Upper and lower scorelines allow for easy finger/sidewall section removal. UL 94 flame class of V | FT | 1 | 6 | 6 | 6.13
07498333779 | F1X2LG6-A | NAR Slot ADH Dct,PVC,1x2x6',LG,6ft | Panduct® type F narrow slot wiring duct, 1 W x 2 H, 6' length, PVC, adhesive, light gray. | FT | 1 | 6 | 6 | 7.05
07498337510 | F1X2WH6 | NAR Slot Duct, PVC, 1x2x6',WHT,6ft | The F1X2WH6 Panduct Lead-Free PVC Narrow Slot Wiring Duct features a narrow slot/finger design that closely matches the spacing of high-density components. Upper and lower scorelines allow for easy finger/sidewall section removal. UL 94 flame class of V | FT | 1 | 6 | 6 | 6.13
07498333778 | F1X2WH6-A | NAR Slot ADH Dct,PVC,1x2x6',WH,6ft | Panduct® type F narrow slot wiring duct, 1 W x 2 H, 6' length, PVC, adhesive, white. | FT | 1 | 6 | 6 | 7.4
07498307464 | F1X3BL6 | NAR Slot Duct,PVC,1x3x6',BL,6ft | Panduct® type F narrow slot wiring duct, 1 W x 3 H, 6' length, PVC, black. | FT | 1 | 6 | 6 | 8.33
07498301797 | F1X3IB6 | NAR Slot Duct, PVC,1x3x6',IBU,6ft | Panduct® type F narrow slot wiring duct, 1 W x 3 H, 6' length, PVC, intrinsic blue. | FT | 1 | 6 | 6 | 8.33
07498337515 | F1X3LG6 | NAR Slot Duct, PVC, 1x3x6',LG,6ft | The F1X3LG6 Panduct Lead-Free PVC Narrow Slot Wiring Duct features a narrow slot/finger design that closely matches the spacing of high-density components. Upper and lower scorelines allow for easy finger/sidewall section removal. UL 94 flame class of V | FT | 1 | 6 | 6 | 7.93
07498333787 | F1X3LG6-A | NAR Slot ADH Dct,PVC,1x3x6',LG,6ft | Panduct® type F narrow slot wiring duct, 1 W x 3 H, 6' length, PVC, adhesive, light gray. | FT | 1 | 6 | 6 | 9.07
07498337514 | F1X3WH6 | NAR Slot Duct, PVC, 1x3x6',WHT,6ft | The F1X3WH6 Panduct Lead-Free PVC Narrow Slot Wiring Duct features a narrow slot/finger design that closely matches the spacing of high-density components. Upper and lower scorelines allow for easy finger/sidewall section removal. UL 94 flame class of V | FT | 1 | 6 | 6 | 7.93
07498333786 | F1X3WH6-A | NAR Slot ADH Dct,PVC,1x3x6',WH,6ft | Panduct® type F narrow slot wiring duct, 1 W x 3 H, 6' length, PVC, adhesive, white. | FT | 1 | 6 | 6 | 9.52
07498307477 | F1X4BL6 | NAR Slot Duct,PVC,1x4x6',BL,6ft | Panduct® type F narrow slot wiring duct, 1 W x 4 H, 6' length, PVC, black. | FT | 1 | 6 | 6 | 10.27
07498301798 | F1X4IB6 | NAR Slot Duct, PVC,1x4x6',IBU,6ft | Panduct® type F narrow slot wiring duct, 1 W x 4 H, 6' length, PVC, intrinsic blue. | FT | 1 | 6 | 6 | 9.77
07498337519 | F1X4LG6 | NAR Slot Duct, PVC, 1x4x6',LG,6ft | The F1X4LG6 Panduct Lead-Free PVC Narrow Slot Wiring Duct features a narrow slot/finger design that closely matches the spacing of high-density components. Upper and lower scorelines allow for easy finger/sidewall section removal. UL 94 flame class of V | FT | 1 | 6 | 6 | 9.77
07498333795 | F1X4LG6-A | NAR Slot ADH Dct,PVC,1x4x6',LG,6ft | Panduct® type F narrow slot wiring duct, 1 W x 4 H, 6' length, PVC, adhesive, light gray. | FT | 1 | 6 | 6 | 11.72
07498337518 | F1X4WH6 | NAR Slot Duct, PVC, 1x4x6',WHT,6ft | The F1X4WH6 Panduct Lead-Free PVC Narrow Slot Wiring Duct features a narrow slot/finger design that closely matches the spacing of high-density components. Upper and lower scorelines allow for easy finger/sidewall section removal. UL 94 flame class of V | FT | 1 | 6 | 6 | 9.77
07498333794 | F1X4WH6-A | NAR Slot ADH Dct,PVC,1x4x6',WH,6ft | Panduct® type F narrow slot wiring duct, 1 W x 4 H, 6' length, PVC, adhesive, white. | FT | 1 | 6 | 6 | 11.72
07498300382 | F2.5X3LG6 | NAR Slot Duct, PVC, 2.5x3x6',LG,6ft | The F2.5X3LG6 Panduct Lead-Free PVC Narrow Slot Wiring Duct features a narrow slot/finger design that closely matches the spacing of high-density components. Upper and lower scorelines allow for easy finger/sidewall section removal. UL 94 flame class of | FT | 1 | 6 | 6 | 9.3
07498300383 | F2.5X3WH6 | NAR Slot Duct, PVC, 2.5x3x6',WHT,6ft | Panduct® type F narrow slot wiring duct, 2.5 W x 3 H, 6' length, PVC, white. | FT | 1 | 6 | 6 | 9.75
07498337549 | F2X1.5LG6 | NAR Slot Duct, PVC, 2x1.5x6',LG,6ft | Panduct® type F narrow slot wiring duct, 2 W x 1.5 H, 6' length, PVC, light gray. | FT | 1 | 6 | 6 | 6.9
07498333849 | F2X1.5LG6-A | NAR Slot ADH Dct,PVC,2x1.5x6',LG,6ft | Panduct® type F narrow slot wiring duct, 2 W x 1.5 H, 6' length, PVC, adhesive, light gray. | FT | 1 | 6 | 6 | 7.93
07498337548 | F2X1.5WH6 | NAR Slot Duct, PVC, 2x1.5x6',WH,6ft | Panduct® type F narrow slot wiring duct, 2 W x 1.5 H, 6' length, PVC, white. | FT | 1 | 6 | 6 | 6.9
07498337545 | F2X1LG6 | NAR Slot Duct, PVC, 2x1x6',LG,6ft | Panduct® type F narrow slot wiring duct, 2 W x 1 H, 6' length, PVC, light gray. | FT | 1 | 6 | 6 | 6.28
07498337544 | F2X1WH6 | NAR Slot Duct, PVC, 2x1x6',WHT,6ft | Panduct® type F narrow slot wiring duct, 2 W x 1 H, 6' length, PVC, white. | FT | 1 | 6 | 6 | 6.28
07498307470 | F2X2BL6 | NAR Slot Duct,PVC,2x2x6',BL,6ft | Panduct® type F narrow slot wiring duct, 2 W x 2 H, 6' length, PVC, black. | FT | 1 | 6 | 6 | 6.91
07498301799 | F2X2IB6 | NAR Slot Duct, PVC,2x2x6',IBU,6ft | Panduct® type F narrow slot wiring duct, 2 W x 2 H, 6' length, PVC, intrinsic blue. | FT | 1 | 6 | 6 | 6.91
07498337553 | F2X2LG6 | NAR Slot Duct, PVC, 2x2x6',LG,6ft | The F2X2LG6 Panduct Lead-Free PVC Narrow Slot Wiring Duct features a narrow slot/finger design that closely matches the spacing of high-density components. Upper and lower scorelines allow for easy finger/sidewall section removal. UL 94 flame class of V | FT | 1 | 6 | 6 | 6.58
07498333857 | F2X2LG6-A | NAR Slot ADH Dct,PVC,2x2x6',LG,6ft | Panduct® type F narrow slot wiring duct, 2 W x 2 H, 6' length, PVC, adhesive, light gray. | FT | 1 | 6 | 6 | 7.58
07498337552 | F2X2WH6 | NAR Slot Duct, PVC, 2x2x6',WHT,6ft | The F2X2WH6 Panduct Lead-Free PVC Narrow Slot Wiring Duct features a narrow slot/finger design that closely matches the spacing of high-density components. Upper and lower scorelines allow for easy finger/sidewall section removal. UL 94 flame class of V | FT | 1 | 6 | 6 | 6.58
07498307478 | F2X3BL6 | NAR Slot Duct,PVC,2x3x6',BL,6ft | Panduct® type F narrow slot wiring duct, 2 W x 3 H, 6' length, PVC, black. | FT | 1 | 6 | 6 | 9.05
07498301800 | F2X3IB6 | NAR Slot Duct, PVC,2x3x6',IBU,6ft | Panduct® type F narrow slot wiring duct, 2 W x 3 H, 6' length, PVC, intrinsic blue. | FT | 1 | 6 | 6 | 9.05
07498337557 | F2X3LG6 | NAR Slot Duct, PVC, 2x3x6',LG,6ft | The F2X3LG6 Panduct Lead-Free PVC Narrow Slot Wiring Duct features a narrow slot/finger design that closely matches the spacing of high-density components. Upper and lower scorelines allow for easy finger/sidewall section removal. UL 94 flame class of V | FT | 1 | 6 | 6 | 8.62
07498333865 | F2X3LG6-A | NAR Slot ADH Dct,PVC,2x3x6',LG,6ft | Panduct® type F narrow slot wiring duct, 2 W x 3 H, 6' length, PVC, adhesive, light gray. | FT | 1 | 6 | 6 | 9.92
07498337556 | F2X3WH6 | NAR Slot Duct, PVC, 2x3x6',WHT,6ft | The F2X3WH6 Panduct Lead-Free PVC Narrow Slot Wiring Duct features a narrow slot/finger design that closely matches the spacing of high-density components. Upper and lower scorelines allow for easy finger/sidewall section removal. UL 94 flame class of V | FT | 1 | 6 | 6 | 8.62
07498333864 | F2X3WH6-A | NAR Slot ADH Dct,PVC,2x3x6',WH,6ft | Panduct® type F narrow slot wiring duct, 2 W x 3 H, 6' length, PVC, adhesive, white. | FT | 1 | 6 | 6 | 10.4
07498307481 | F2X4BL6 | NAR Slot Duct,PVC,2x4x6',BL,6ft | Panduct® type F narrow slot wiring duct, 2 W x 4 H, 6' length, PVC, black. | FT | 1 | 6 | 6 | 10.92
07498301801 | F2X4IB6 | NAR Slot Duct, PVC,2x4x6',IBU,6ft | Panduct® type F narrow slot wiring duct, 2 W x 4 H, 6' length, PVC, intrinsic blue. | FT | 1 | 6 | 6 | 10.4
07498337561 | F2X4LG6 | NAR Slot Duct, PVC, 2x4x6',LG,6ft | The F2X4LG6 Panduct Lead-Free PVC Narrow Slot Wiring Duct features a narrow slot/finger design that closely matches the spacing of high-density components. Upper and lower scorelines allow for easy finger/sidewall section removal. UL 94 flame class of V | FT | 1 | 6 | 6 | 10.4
07498333873 | F2X4LG6-A | NAR Slot ADH Dct,PVC,2x4x6',LG,6ft | Panduct® type F narrow slot wiring duct, 2 W x 4 H, 6' length, PVC, adhesive, light gray. | FT | 1 | 6 | 6 | 11.77
07498337560 | F2X4WH6 | NAR Slot Duct, PVC, 2x4x6',WHT,6ft | The F2X4WH6 Panduct Lead-Free PVC Narrow Slot Wiring Duct features a narrow slot/finger design that closely matches the spacing of high-density components. Upper and lower scorelines allow for easy finger/sidewall section removal. UL 94 flame class of V | FT | 1 | 6 | 6 | 10.4
07498333872 | F2X4WH6-A | NAR Slot ADH Dct,PVC,2x4x6',WH,6ft | Panduct® type F narrow slot wiring duct, 2 W x 4 H, 6' length, PVC, adhesive, white. | FT | 1 | 6 | 6 | 12.53
07498337565 | F2X5LG6 | NAR Slot Duct, PVC, 2x5x6',LG,6ft | The F2X5LG6 Panduct Lead-Free PVC Narrow Slot Wiring Duct features a narrow slot/finger design that closely matches the spacing of high-density components. Upper and lower scorelines allow for easy finger/sidewall section removal. UL 94 flame class of V | FT | 1 | 6 | 6 | 14.61
07498337564 | F2X5WH6 | NAR Slot Duct, PVC, 2x5x6',WHT,6ft | The F2X5WH6 Panduct Lead-Free PVC Narrow Slot Wiring Duct features a narrow slot/finger design that closely matches the spacing of high-density components. Upper and lower scorelines allow for easy finger/sidewall section removal. UL 94 flame class of V | FT | 1 | 6 | 6 | 14.61
07498337569 | F3X1LG6 | NAR Slot Duct, PVC, 3x1x6',LG,6ft | Panduct® type F narrow slot wiring duct, 3 W x 1 H, 6' length, PVC, light gray. | FT | 1 | 6 | 6 | 7.25
07498337573 | F3X2LG6 | NAR Slot Duct, PVC, 3x2x6',LG,6ft | The F3X2LG6 Panduct Lead-Free PVC Narrow Slot Wiring Duct features a narrow slot/finger design that closely matches the spacing of high-density components. Upper and lower scorelines allow for easy finger/sidewall section removal. UL 94 flame class of V | FT | 1 | 6 | 6 | 8.22
07498333897 | F3X2LG6-A | NAR Slot ADH Dct,PVC,3x2x6',LG,6ft | Panduct® type F narrow slot wiring duct, 3 W x 2 H, 6' length, PVC, adhesive, light gray. | FT | 1 | 6 | 6 | 9.94
07498337572 | F3X2WH6 | NAR Slot Duct, PVC, 3x2x6',WHT,6ft | The F3X2WH6 Panduct Lead-Free PVC Narrow Slot Wiring Duct features a narrow slot/finger design that closely matches the spacing of high-density components. Upper and lower scorelines allow for easy finger/sidewall section removal. UL 94 flame class of V | FT | 1 | 6 | 6 | 8.22
07498307479 | F3X3BL6 | NAR Slot Duct,PVC,3x3x6',BL,6ft | Panduct® type F narrow slot wiring duct, 3 W x 3 H, 6' length, PVC, black. | FT | 1 | 6 | 6 | 10.52
07498301802 | F3X3IB6 | NAR Slot Duct, PVC,3x3x6',IBU,6ft | Panduct® type F narrow slot wiring duct, 3 W x 3 H, 6' length, PVC, intrinsic blue. | FT | 1 | 6 | 6 | 10.52
07498337577 | F3X3LG6 | NAR Slot Duct, PVC, 3x3x6',LG,6ft | The F3X3LG6 Panduct Lead-Free PVC Narrow Slot Wiring Duct features a narrow slot/finger design that closely matches the spacing of high-density components. Upper and lower scorelines allow for easy finger/sidewall section removal. UL 94 flame class of V | FT | 1 | 6 | 6 | 10.02
07498333905 | F3X3LG6-A | NAR Slot ADH Dct,PVC,3x3x6',LG,6ft | Panduct® type F narrow slot wiring duct, 3 W x 3 H, 6' length, PVC, adhesive, light gray. | FT | 1 | 6 | 6 | 11.96
07498337576 | F3X3WH6 | NAR Slot Duct, PVC, 3x3x6',WHT,6ft | The F3X3WH6 Panduct Lead-Free PVC Narrow Slot Wiring Duct features a narrow slot/finger design that closely matches the spacing of high-density components. Upper and lower scorelines allow for easy finger/sidewall section removal. UL 94 flame class of V | FT | 1 | 6 | 6 | 10.02
07498333904 | F3X3WH6-A | NAR Slot ADH Dct,PVC,3x3x6',WH,6ft | Panduct® type F narrow slot wiring duct, 3 W x 3 H, 6' length, PVC, adhesive, white. | FT | 1 | 6 | 6 | 11.96
07498307498 | F3X4BL6 | NAR Slot Duct,PVC,3x4x6',BL,6ft | Panduct® type F narrow slot wiring duct, 3 W x 4 H, 6' length, PVC, black. | FT | 1 | 6 | 6 | 13.03
07498301803 | F3X4IB6 | NAR Slot Duct, PVC,3x4x6',IBU,6ft | Panduct® type F narrow slot wiring duct, 3 W x 4 H, 6' length, PVC, intrinsic blue. | FT | 1 | 6 | 6 | 12.41
07498337581 | F3X4LG6 | NAR Slot Duct, PVC, 3x4x6',LG,6ft | The F3X4LG6 Panduct Lead-Free PVC Narrow Slot Wiring Duct features a narrow slot/finger design that closely matches the spacing of high-density components. Upper and lower scorelines allow for easy finger/sidewall section removal. UL 94 flame class of V | FT | 1 | 6 | 6 | 12.41
07498333913 | F3X4LG6-A | NAR Slot ADH Dct,PVC,3x4x6',LG,6ft | Panduct® type F narrow slot wiring duct, 3 W x 4 H, 6' length, PVC, adhesive, light gray. | FT | 1 | 6 | 6 | 15
07498337580 | F3X4WH6 | NAR Slot Duct, PVC, 3x4x6',WHT,6ft | The F3X4WH6 Panduct Lead-Free PVC Narrow Slot Wiring Duct features a narrow slot/finger design that closely matches the spacing of high-density components. Upper and lower scorelines allow for easy finger/sidewall section removal. UL 94 flame class of V | FT | 1 | 6 | 6 | 12.41
07498333912 | F3X4WH6-A | NAR Slot ADH Dct,PVC,3x4x6',WH,6ft | Panduct® type F narrow slot wiring duct, 3 W x 4 H, 6' length, PVC, adhesive, white. | FT | 1 | 6 | 6 | 14.8
07498337585 | F3X5LG6 | NAR Slot Duct, PVC, 3x5x6',LG,6ft | The F3X5LG6 Panduct Lead-Free PVC Narrow Slot Wiring Duct features a narrow slot/finger design that closely matches the spacing of high-density components. Upper and lower scorelines allow for easy finger/sidewall section removal. UL 94 flame class of V | FT | 1 | 6 | 6 | 16.43
07498333921 | F3X5LG6-A | NAR Slot ADH Dct,PVC,3x5x6',LG,6ft | Panduct® type F narrow slot wiring duct, 3 W x 5 H, 6' length, PVC, adhesive, light gray. | FT | 1 | 6 | 6 | 19.71
07498337584 | F3X5WH6 | NAR Slot Duct, PVC, 3x5x6',WHT,6ft | The F3X5WH6 Panduct Lead-Free PVC Narrow Slot Wiring Duct features a narrow slot/finger design that closely matches the spacing of high-density components. Upper and lower scorelines allow for easy finger/sidewall section removal. UL 94 flame class of V | FT | 1 | 6 | 6 | 16.43
07498337589 | F4X2LG6 | NAR Slot Duct, PVC, 4x2x6',LG,6ft | Panduct® type F narrow slot wiring duct, 4 W x 2 H, 6' length, PVC, light gray. | FT | 1 | 6 | 6 | 9.6
07498337588 | F4X2WH6 | NAR Slot Duct, PVC, 4x2x6',WHT,6ft | Panduct® type F narrow slot wiring duct, 4 W x 2 H, 6' length, PVC, white. | FT | 1 | 6 | 6 | 10.07
07498301804 | F4X3IB6 | NAR Slot Duct, PVC,4x3x6',IBU,6ft | Panduct® type F narrow slot wiring duct, 4 W x 3 H, 6' length, PVC, intrinsic blue. | FT | 1 | 6 | 6 | 11.64
07498337593 | F4X3LG6 | NAR Slot Duct, PVC, 4x3x6',LG,6ft | The F4X3LG6 Panduct Lead-Free PVC Narrow Slot Wiring Duct features a narrow slot/finger design that closely matches the spacing of high-density components. Upper and lower scorelines allow for easy finger/sidewall section removal. UL 94 flame class of V | FT | 1 | 6 | 6 | 11.12
07498333937 | F4X3LG6-A | NAR Slot ADH Dct,PVC,4x3x6',LG,6ft | Panduct® type F narrow slot wiring duct, 4 W x 3 H, 6' length, PVC, adhesive, light gray. | FT | 1 | 6 | 6 | 13.08
07498337592 | F4X3WH6 | NAR Slot Duct, PVC, 4x3x6',WHT,6ft | The F4X3WH6 Panduct Lead-Free PVC Narrow Slot Wiring Duct features a narrow slot/finger design that closely matches the spacing of high-density components. Upper and lower scorelines allow for easy finger/sidewall section removal. UL 94 flame class of V | FT | 1 | 6 | 6 | 11.12
07498307499 | F4X4BL6 | NAR Slot Duct,PVC,4x4x6',BL,6ft | Panduct® type F narrow slot wiring duct, 4 W x 4 H, 6' length, PVC, black. | FT | 1 | 6 | 6 | 14.03
07498301805 | F4X4IB6 | NAR Slot Duct, PVC,4x4x6',IBU,6ft | Panduct® type F narrow slot wiring duct, 4 W x 4 H, 6' length, PVC, intrinsic blue. | FT | 1 | 6 | 6 | 14.03
07498337597 | F4X4LG6 | NAR Slot Duct, PVC, 4x4x6',LG,6ft | The F4X4LG6 Panduct Lead-Free PVC Narrow Slot Wiring Duct features a narrow slot/finger design that closely matches the spacing of high-density components. Upper and lower scorelines allow for easy finger/sidewall section removal. UL 94 flame class of V | FT | 1 | 6 | 6 | 13.36
07498333945 | F4X4LG6-A | NAR Slot ADH Dct,PVC,4x4x6',LG,6ft | Panduct® type F narrow slot wiring duct, 4 W x 4 H, 6' length, PVC, adhesive, light gray. | FT | 1 | 6 | 6 | 15.81
07498337596 | F4X4WH6 | NAR Slot Duct, PVC, 4x4x6',WHT,6ft | The F4X4WH6 Panduct Lead-Free PVC Narrow Slot Wiring Duct features a narrow slot/finger design that closely matches the spacing of high-density components. Upper and lower scorelines allow for easy finger/sidewall section removal. UL 94 flame class of V | FT | 1 | 6 | 6 | 13.36
07498333944 | F4X4WH6-A | NAR Slot ADH Dct,PVC,4x4x6',WH,6ft | Panduct® type F narrow slot wiring duct, 4 W x 4 H, 6' length, PVC, adhesive, white. | FT | 1 | 6 | 6 | 15.81
07498337601 | F4X5LG6 | NAR Slot Duct, PVC, 4x5x6',LG,6ft | The F4X5LG6 Panduct Lead-Free PVC Narrow Slot Wiring Duct features a narrow slot/finger design that closely matches the spacing of high-density components. Upper and lower scorelines allow for easy finger/sidewall section removal. UL 94 flame class of V | FT | 1 | 6 | 6 | 19.24
07498333952 | F4X5LG6-A | NAR Slot ADH Dct,PVC,4x5x6',LG,6ft | Panduct® type F narrow slot wiring duct, 4 W x 5 H, 6' length, PVC, adhesive, light gray. | FT | 1 | 6 | 6 | 22.26
07498337600 | F4X5WH6 | NAR Slot Duct, PVC, 4x5x6',WHT,6ft | The F4X5WH6 Panduct Lead-Free PVC Narrow Slot Wiring Duct features a narrow slot/finger design that closely matches the spacing of high-density components. Upper and lower scorelines allow for easy finger/sidewall section removal. UL 94 flame class of V | FT | 1 | 6 | 6 | 19.24
61305620741 | F6X4BL6 | NAR Slot Duct, PVC, 6"x4"x6',BL,6ft | Panduct® type F narrow slot wiring duct, 6" W x 4" H, 6' length, PVC, black. | FT | 1 | 6 | 6 | 19.41
07498322087 | F6X4LG6 | NAR Slot Duct, PVC, 6"x4"x6',LG,6ft | The F6X4LG6 Panduct Lead-Free PVC Narrow Slot Wiring Duct features a narrow slot/finger design that closely matches the spacing of high-density components. Upper and lower scorelines allow for easy finger/sidewall section removal. UL 94 flame class of V | FT | 1 | 6 | 6 | 18.49
07498322088 | F6X4WH6 | NAR Slot Duct, PVC, 6"x4"x6',WHT,6ft | Panduct® type F narrow slot wiring duct, 6" W x 4" H, 6' length, PVC, white. | FT | 1 | 6 | 6 | 18.47
07498376316 | F73-5-M | Ferrule,Non-Insul,24AWG,5mmLEN,PK1000 | Ferrule, non-insulated, 24 AWG wire range, 0.20(5.0mm) length. | M | 1000 | 1000 | 1000 | 91.98
07498376317 | F73-7-M | Ferrule,Non-Insul,24AWG,7mmLEN,PK1000 | Ferrule, non-insulated, 24 AWG wire range, 0.28(7.0mm) length. | M | 1000 | 1000 | 1000 | 91.98
07498376318 | F74-5-M | Ferrule,Non-Insul,22AWG,5mmLEN,PK1000 | Ferrule, non-insulated, 24 - 22 AWG (0.34mm² ) wire range, 0.20(5.0mm) length. | M | 1000 | 1000 | 1000 | 91.98
07498376319 | F74-7-M | Ferrule,Non-Insul,22AWG,7mmLEN,PK1000 | Ferrule, non-insulated, 24 - 22 AWG (0.34mm² ) wire range, 0.28(7.0mm) length. | M | 1000 | 1000 | 1000 | 91.98
07498376322 | F75-10-M | Ferrule,Non-Insul,20AWG,10mmLEN,PK1000 | The F75-10-M Pan-Term® Ferrule is designed with a seamless barrel to contain loose wire strands for superior terminations. Eases insertion of wire into the terminal block and is suitable for limited space panel applications. | M | 1000 | 1000 | 1000 | 100.37
07498376320 | F75-6-M | Ferrule,Non-Insul,20AWG,6mmLEN,PK1000 | Ferrule, non-insulated, 22 - 20 AWG wire range, 0.24(6.0mm) length. | M | 1000 | 1000 | 1000 | 105.39
07498376321 | F75-8-M | Ferrule,Non-Insul,20AWG,8mmLEN,PK1000 | Ferrule, non-insulated, 22 - 20 AWG wire range, 0.31(8.0mm) length. | M | 1000 | 1000 | 1000 | 105.39
07498376325 | F76-10-M | Ferrule,Non-Insul,18AWG,10mmLEN,PK1000 | Ferrule, non-insulated, 18 AWG wire range, 0.39(10.0mm) length. | M | 1000 | 1000 | 1000 | 105.39
07498376323 | F76-6-M | Ferrule,Non-Insul,18AWG,6mmLEN,PK1000 | Ferrule, non-insulated, 18 AWG wire range, 0.24(6.0mm) length. | M | 1000 | 1000 | 1000 | 105.39
07498376324 | F76-8-M | Ferrule,Non-Insul,18AWG,8mmLEN,PK1000 | Ferrule, non-insulated, 18 AWG wire range, 0.31(8.0mm) length. | M | 1000 | 1000 | 1000 | 105.39
07498376328 | F77-10-M | Ferrule,Non-Insul,1mm2,10mmLEN,PK1000 | Ferrule, non-insulated, 1mm2 wire range, 0.39(10.0mm) length. | M | 1000 | 1000 | 1000 | 100.37
07498376329 | F77-12-M | Ferrule,Non-Insul,1mm2,12mmLEN,PK1000 | Ferrule, non-insulated, 1mm2 wire range, 0.47(12.0mm) length. | M | 1000 | 1000 | 1000 | 100.37
07498376326 | F77-6-M | Ferrule,Non-Insul,1mm2,6mmLEN,PK1000 | Ferrule, non-insulated, 1mm2 wire range, 0.24(6.0mm) length. | M | 1000 | 1000 | 1000 | 105.39
07498376419 | F77-7-M | Ferrule,Non-Insul,1mm2,7mmLEN,PK1000 | Ferrule, non-insulated, 1mm2 wire range, 0.28(7.0mm) length. | M | 1000 | 1000 | 1000 | 105.39
07498376327 | F77-8-M | Ferrule,Non-Insul,1mm2,8mmLEN,PK1000 | Ferrule, non-insulated, 1mm2 wire range, 0.31(8.0mm) length. | M | 1000 | 1000 | 1000 | 105.39
07498376331 | F78-10-M | Ferrule,Non-Insul,16AWG,10mmLEN,PK1000 | Ferrule, non-insulated, 16 AWG wire range, 0.39(10.0mm) length. | M | 1000 | 1000 | 1000 | 110.8
07498376332 | F78-12-M | Ferrule,Non-Insul,16AWG,12mmLEN,PK1000 | Ferrule, non-insulated, 16 AWG wire range, 0.47(12.0mm) length. | M | 1000 | 1000 | 1000 | 116.33
07498376330 | F78-7-M | Ferrule,Non-Insul,16AWG,7mmLEN,PK1000 | Ferrule, non-insulated, 16 AWG wire range, 0.28(7.0mm) length. | M | 1000 | 1000 | 1000 | 116.33
07498376420 | F78-8-M | Ferrule,Non-Insul,16AWG,8mmLEN,PK1000 | The F78-8-M Pan-Term® Ferrule is designed with a seamless barrel to contain loose wire strands for superior terminations. Eases insertion of wire into the terminal block and is suitable for limited space panel applications. | M | 1000 | 1000 | 1000 | 110.8
07498376337 | F80-10-M | Ferrule,Non-Insul,14AWG,10mmLEN,PK1000 | Ferrule, non-insulated, 14 AWG wire range, 0.39(10.0mm) length. | M | 1000 | 1000 | 1000 | 117.42
07498376338 | F80-12-M | Ferrule,Non-Insul,14AWG,12mmLEN,PK1000 | Ferrule, non-insulated, 14 AWG wire range, 0.47(12.0mm) length. | M | 1000 | 1000 | 1000 | 117.42
07498376339 | F80-15-M | Ferrule,Non-Insul,14AWG,15mmLEN,PK1000 | Ferrule, non-insulated, 14 AWG wire range, 0.59(15.0mm) length. | M | 1000 | 1000 | 1000 | 199.36
07498376340 | F80-18-M | Ferrule,Non-Insul,14AWG,18mmLEN,PK1000 | Ferrule, non-insulated, 14 AWG wire range, 0.71(18.0mm) length. | M | 1000 | 1000 | 1000 | 199.36
07498376336 | F80-7-M | Ferrule,Non-Insul,14AWG,7mmLEN,PK1000 | Ferrule, non-insulated, 14 AWG wire range, 0.28(7.0mm) length. | M | 1000 | 1000 | 1000 | 123.3
07498376421 | F80-8-M | Ferrule,Non-Insul,14AWG,8mmLEN,PK1000 | Ferrule, non-insulated, 14 AWG wire range, 0.31(8.0mm) length. | M | 1000 | 1000 | 1000 | 123.3
07498376423 | F81-10-M | Ferrule,Non-Insul,12AWG,10mmLEN,PK1000 | Ferrule, non-insulated, 12 AWG wire range, 0.39(10.0mm) length. | M | 1000 | 1000 | 1000 | 172.88
07498376342 | F81-12-M | Ferrule,Non-Insul,12AWG,12mmLEN,PK1000 | Ferrule, non-insulated, 12 AWG wire range, 0.47(12.0mm) length. | M | 1000 | 1000 | 1000 | 172.88
07498376343 | F81-15-M | Ferrule,Non-Insul,12AWG,15mmLEN,PK1000 | Ferrule, non-insulated, 12 AWG wire range, 0.59(15.0mm) length. | M | 1000 | 1000 | 1000 | 256.08
07498376344 | F81-18-M | Ferrule,Non-Insul,12AWG,18mmLEN,PK1000 | Ferrule, non-insulated, 12 AWG wire range, 0.71(18.0mm) length. | M | 1000 | 1000 | 1000 | 256.08
07498376341 | F81-9-M | Ferrule,Non-Insul,12AWG,9mmLEN,PK1000 | Ferrule, non-insulated, 12 AWG wire range, 0.35(9.0mm) length. | M | 1000 | 1000 | 1000 | 172.88
07498376346 | F82-10-M | Ferrule,Non-Insul,10AWG,10mmLEN,PK1000 | Ferrule, non-insulated, 10 AWG wire range, 0.39(10.0mm) length. | M | 1000 | 1000 | 1000 | 166.22
07498376347 | F82-12-M | Ferrule,Non-Insul,10AWG,12mmLEN,PK1000 | Ferrule, non-insulated, 10 AWG wire range, 0.47(12.0mm) length. | M | 1000 | 1000 | 1000 | 166.22
07498376348 | F82-15-M | Ferrule,Non-Insul,10AWG,15mmLEN,PK1000 | Ferrule, non-insulated, 10 AWG wire range, 0.59(15.0mm) length. | M | 1000 | 1000 | 1000 | 290.53
07498376349 | F82-18-M | Ferrule,Non-Insul,10AWG,18mmLEN,PK1000 | Ferrule, non-insulated, 10 AWG wire range, 0.71(18.0mm) length. | M | 1000 | 1000 | 1000 | 305.06
07498376350 | F82-20-M | Ferrule,Non-Insul,10AWG,20mmLEN,PK1000 | Ferrule, non-insulated, 10 AWG wire range, 0.79(20.0mm) length. | M | 1000 | 1000 | 1000 | 305.06
07498376351 | F83-12-D | Ferrule,Non-Insul,8AWG,12mmLEN,PK500 | The F83-12-D Pan-Term® Ferrule is designed with a seamless barrel to contain loose wire strands for superior terminations. Eases insertion of wire into the terminal block and is suitable for limited space panel applications. | M | 1000 | 500 | 500 | 238.11
07498376352 | F83-15-D | Ferrule,Non-Insul,8AWG,15mmLEN,PK500 | Ferrule, non-insulated, 8 AWG wire range, 0.59(15.0mm) length. | M | 1000 | 500 | 500 | 297.74
07498376353 | F83-18-D | Ferrule,Non-Insul,8AWG,18mmLEN,PK500 | Ferrule, non-insulated, 8 AWG wire range, 0.71(18.0mm) length. | M | 1000 | 500 | 500 | 297.74
07498376355 | F83-25-D | Ferrule,Non-Insul,8AWG,25mmLEN,PK500 | Ferrule, non-insulated, 8 AWG wire range, 0.98(25.0mm) length, 500 pc. package quantity. | M | 1000 | 500 | 500 | 392.85
07498376356 | F84-12-TL | Ferrule,Non-Insul,6AWG,12mmLEN,PK250 | Ferrule, non-insulated, 6 AWG wire range, 0.47(12.0mm) length. | M | 1000 | 250 | 250 | 275.77
07498376357 | F84-15-TL | Ferrule,Non-Insul,6AWG,15mmLEN,PK250 | Ferrule, non-insulated, 6 AWG wire range, 0.59(15.0mm) length. | M | 1000 | 250 | 250 | 357.3
07498376358 | F84-18-TL | Ferrule,Non-Insul,6AWG,18mmLEN,PK250 | Ferrule, non-insulated, 6 AWG wire range, 0.71(18.0mm) length. | M | 1000 | 250 | 250 | 357.3
07498376359 | F84-20-TL | Ferrule,Non-Insul,6AWG,20mmLEN,PK250 | Ferrule, non-insulated, 6 AWG wire range, 0.79(20.0mm) length. | M | 1000 | 250 | 250 | 511.77
07498376360 | F84-25-TL | Ferrule,Non-Insul,6AWG,25mmLEN,PK250 | Ferrule, non-insulated, 6 AWG wire range, 0.98(25.0mm) length, 250 pc. package quantity. | M | 1000 | 250 | 250 | 511.77
07498376362 | F85-12-C | Ferrule,Non-Insul,4AWG,12mmLEN,PK100 | Ferrule, non-insulated, 4 AWG wire range, 0.47(12.0mm) length. | M | 1000 | 500 | 100 | 432.73
07498376363 | F85-15-C | Ferrule,Non-Insul,4AWG,15mmLEN,PK100 | Ferrule, non-insulated, 4 AWG wire range, 0.59(15.0mm) length. | M | 1000 | 500 | 100 | 537.16
07498376364 | F85-18-C | Ferrule,Non-Insul,4AWG,18mmLEN,PK100 | Ferrule, non-insulated, 4 AWG wire range, 0.71(18.0mm) length. | M | 1000 | 500 | 100 | 537.16
07498376365 | F85-25-C | Ferrule,Non-Insul,4AWG,25mmLEN,PK100 | Ferrule, non-insulated, 4 AWG wire range, 0.98(25.0mm) length. | M | 1000 | 100 | 100 | 854.74
07498376366 | F85-32-C | Ferrule,Non-Insul,4AWG,32mmLEN,PK100 | Ferrule, non-insulated, 4 AWG wire range, 1.26(32.0mm) length. | M | 1000 | 100 | 100 | 897.47
07498376367 | F86-18-C | Ferrule,Non-Insul,2AWG,18mmLEN,PK100 | Ferrule, non-insulated, 2 AWG wire range, 0.71(18.0mm) length. | M | 1000 | 100 | 100 | 1037.69
07498376368 | F86-20-C | Ferrule,Non-Insul,2AWG,20mmLEN,PK100 | Ferrule, non-insulated, 2 AWG wire range, 0.79(20.0mm) length. | M | 1000 | 100 | 100 | 1037.69
07498376369 | F86-25-C | Ferrule,Non-Insul,2AWG,25mmLEN,PK100 | The F86-25-C Pan-Term® Ferrule is designed with a seamless barrel to contain loose wire strands for superior terminations. Eases insertion of wire into the terminal block and is suitable for limited space panel applications. | M | 1000 | 100 | 100 | 1460.97
07498376370 | F86-32-C | Ferrule,Non-Insul,2AWG,32mmLEN,PK100 | Ferrule, non-insulated, 2 AWG wire range, 1.26(32.0mm) length. | M | 1000 | 100 | 100 | 2007.61
07498376371 | F87-18-C | Ferrule,Non-Insul,1/0-1AWG,18mmLEN,PK100 | Ferrule, non-insulated, 1 AWG wire range, 0.71(18.0mm) length. | M | 1000 | 100 | 100 | 1648.17
07498376372 | F87-22-C | Ferrule,Non-Insul,1/0-1AWG,22mmLEN,PK100 | Ferrule, non-insulated, 1 AWG wire range, 0.79(20.0mm) length. | M | 1000 | 100 | 100 | 2009.76
07498376373 | F87-25-C | Ferrule,Non-Insul,1/0-1AWG,25mmLEN,PK100 | Ferrule, non-insulated, 1 AWG wire range, 0.98(25.0mm) length. | M | 1000 | 100 | 100 | 2307.72
07498376374 | F87-32-C | Ferrule,Non-Insul,1/0-1AWG,32mmLEN,PK100 | Ferrule, non-insulated, 1 AWG wire range, 1.26(32.0mm) length. | M | 1000 | 100 | 100 | 3131.8
07498365095 | F89-25-L | Ferrule,Non-Insul,2/0AWG,25mmLEN,PK50 | The F89-25-L Pan-Term® Ferrule is designed with a seamless barrel to contain loose wire strands for superior terminations in mechanical or screw down devices. | M | 1000 | 50 | 50 | 3041.96
07498365096 | F89-32-L | Ferrule,Non-Insul,2/0AWG,32mmLEN,PK50 | Ferrule, non-insulated, 2/0 AWG wire range, 1.26(32.0mm) length. | M | 1000 | 50 | 50 | 3362.21
07498365097 | F90-25-L | Ferrule,Non-Insul,3/0AWG,25mmLEN,PK50 | Ferrule, non-insulated, 3/0 AWG wire range, 0.98(25.0mm) length. | M | 1000 | 50 | 50 | 3578.78
07498365098 | F90-30-L | Ferrule,Non-Insul,3/0AWG,30mmLEN,PK50 | Ferrule, non-insulated, 3/0 AWG wire range, 1.18(30.0mm) length. | M | 1000 | 50 | 50 | 3767.15
07498365099 | F90-32-L | Ferrule,Non-Insul,3/0AWG,32mmLEN,PK50 | Ferrule, non-insulated, 3/0 AWG wire range, 1.26(32.0mm) length. | M | 1000 | 50 | 50 | 3965.38
07498333352 | F91-32-L | Ferrule,NonIns,4/0-250kcmil32mmLEN,PK50 | Ferrule, non-insulated, 4/0 AWG wire range,250 kcmil (120.0mm²) Wire Size, 1.25 (32.0mm) Pin Length. | M | 1000 | 50 | 50 | 3636.79
07498333353 | F91-40-L | Ferrule,NonIns,4/0-250kcmil40mmLEN,PK50 | Ferrule, non-insulated, 4/0 AWG wire range, 250 kcmil (120.0mm²) Wire Size, 1.57 (40.0mm) Pin Length. | M | 1000 | 50 | 50 | 4615.7
07498333354 | F92-32-L | Ferrule,NonIns,300kcmil,32mmLEN,PK50 | Ferrule, non-insulated, 300 kcmil wire range, 1.26 (32.0mm) Pin Length. | M | 1000 | 50 | 50 | 4354.11
07498333356 | F92-38-L | Ferrule,NonIns,300kcmil,38mmLEN,PK50 | Ferrule, non-insulated, 300 kcmil wire range, 1.50 (38.0mm) Pin Length. | M | 1000 | 50 | 50 | 5023.56
07498333359 | F93-32-Q | Ferrule,NonIns,350kcmil,32mmLEN,PK25 | Ferrule, non-insulated, 350 kcmil wire range, 1.26 (32.0mm) Pin Length. | M | 1000 | 25 | 25 | 5293.73
07498333357 | F93-40-Q | Ferrule,NonIns,350kcmil,40mmLEN,PK25 | Ferrule, non-insulated, 350 kcmil wire range, 1.57 (44.0mm) Pin Length. | M | 1000 | 25 | 25 | 7119.78
07498333358 | F94-40-Q | Ferrule,Non-Insul,400kcmil,40mmLEN,PK25 | Ferrule, non-insulated, 400 kcmil wire range, 1.57 (44.0mm) Pin Length. | M | 1000 | 25 | 25 | 13441.93
07498359200 | FCBI1-S10-C20 | FlatCableBase,1in,#10Screw,BL,PK100 | The flat cable mounting system uses one base, one corresponding size plate (FCPI), and one intermediate cross section cable tie to secure stacked 1.0" (25.4 mm) wide cables, folds, and breakouts, as well as laminated and molded bus bars. For indoor use on | C | 100 | 1000 | 100 | 48.6
07498359201 | FCBI1-S10-M20 | FlatCableBase,1in,#10Screw,BL,PK1000 | The flat cable mounting system uses one base, one corresponding size plate (FCPI), and one intermediate cross section cable tie to secure stacked 1.0" (25.4 mm) wide cables, folds, and breakouts, as well as laminated and molded bus bars. For indoor use on | M | 1000 | 1000 | 1000 | 395.91
07498359220 | FCBI2-S10-C20 | FlatCableBase,2in,WCbl,#10Screw,BL,PK100 | The flat cable mounting system uses one base, one corresponding size plate (FCPI), and one intermediate cross section cable tie to secure stacked 2.0" (50.8mm) wide cables, folds, and breakouts, as well as laminated and molded bus bars. For indoor use onl | C | 100 | 1000 | 100 | 54.51
07498359221 | FCBI2-S10-M20 | FlatCableBase,2inWCbl,#10Screw,BL,PK1000 | The flat cable mounting system uses one base, one corresponding size plate (FCPI), and one intermediate cross section cable tie to secure stacked 2.0" (50.8mm) wide cables, folds, and breakouts, as well as laminated and molded bus bars. For indoor use onl | M | 1000 | 1000 | 1000 | 438.83
07498359347 | FCC-A-C8 | FlatCableClip,Adh,1.09"W,SP | Panduit FCC-A-C8 Flat Cable Clips have a low profile design and hold wires, cables and tubing. They can be used with any width flat cable with a maximum stacking height of .17” (4.3mm). They are 1.09” (27.7mm) wide and for use in indoor environments. This | C | 100 | 1000 | 100 | 46.54
07498359324 | FCC-A-D8 | FlatCableClip,Adh,1.09"W,BP | Panduit FCC-A-D8 Flat Cable Clips have a low profile design and hold wires, cables and tubing. They can be used with any width flat cable with a maximum stacking height of .17” (4.3mm). They are 1.09” (27.7mm) wide and for use in indoor environments. This | M | 1000 | 2500 | 500 | 323.28
07498359322 | FCC5-A-C8 | FlatCableClip,Adh,.56"W,SP | Flat cable clips, any width flat cable, .56" (14.2mm) width, gray,standard package. | C | 100 | 1000 | 100 | 39.18
07498359323 | FCC5-A-D8 | FlatCableClip,Adh,.56"W,BP | Panduit FCC5-A-D8 Flat Cable Clips have a low profile design and hold wires, cables and tubing. They can be used with any width flat cable with a maximum stacking height of .17” (4.3mm). They are .56” (14.2mm) wide and for use in indoor environments. This | M | 1000 | 2500 | 500 | 288.43
07498372228 | FCH2-A-C14 | FltCbleHoldr,Adh,2"Wcble,PK100 | Latching flat cable holders, 2" (50.8mm) cable width, gray, standard package. | C | 100 | 500 | 100 | 201.79
07498372229 | FCH2-A-T14 | FltCbleHoldr,Adh,2"Wcble,PK200 | Panduit FCH2-A-T14 Flat Cable Clips have a low profile design and hold wires, cables and tubing. They can be used with any width flat cable with a maximum stacking height of .17” (4.3mm). Their large mounting base provides high bonding strength. They are | M | 1000 | 200 | 200 | 1442.11
07498372230 | FCH2-S6-C14 | FltCbleHoldr,ScrewApplied,2"Wcble,PK100 | Panduit FCH2-S6-C14 Flat Cable Clips have a low profile design and hold wires, cables and tubing. They can be used with any width flat cable with a maximum stacking height of .17” (4.3mm). Their large mounting base provides high bonding strength, or can b | C | 100 | 500 | 100 | 182.15
07498359350 | FCM1-A-C14 | FltCbleMnt,Adh,1"Wcble,PK100 | Panduit FCM1-A-C14 Flat Cable Clips have a low profile design and hold wires, cables and tubing. They can be used with any width flat cable with a maximum stacking height of .17” (4.3mm). Their large mounting base provides high bonding strength. They are | C | 100 | 500 | 100 | 127.24
07498359362 | FCM1-A-T14 | FltCbleMnt,Adh,1"Wcble,PK200 | Panduit FCM1-A-T14 Flat Cable Clips have a low profile design and hold wires, cables and tubing. They can be used with any width flat cable with a maximum stacking height of .17” (4.3mm). Their large mounting base provides high bonding strength. They are | M | 1000 | 200 | 200 | 974.16
07498359352 | FCM1-S6-C14 | FltCbleMnt,#6Screw,1"Wcble,PK100 | Latching flat cable mount, #6 screw (M3), 1" (25.4mm) cable width, gray, standard package. | C | 100 | 500 | 100 | 115.93
07498359363 | FCM1-S6-T14 | FltCbleMnt,#6Screw,1"Wcble,PK200 | Latching flat cable mount, #6 screw (M3), 1" (25.4mm) cable width, gray, bulk package. | M | 1000 | 200 | 200 | 831.93
07498359007 | FCM1.2-A-C14 | FltCbleMnt,Adh,1.20"Wcble,PK100 | Panduit FCM1.2-A-C14 Flat Cable Clips have a low profile design and hold wires, cables and tubing. They can be used with any width flat cable with a maximum stacking height of .17” (4.3mm). Their large mounting base provides high bonding strength. They ar | C | 100 | 500 | 100 | 133.4
07498359005 | FCM1.2-A-T14 | FltCbleMnt,Adh,1.20"Wcble,PK200 | Latching flat cable mount, 1.20" (30.5mm) cable width, gray, bulk package. | M | 1000 | 200 | 200 | 1151.8
07498359009 | FCM1.2-S6-C14 | FltCbleMnt,#6Screw,1.20"wcble,PK100 | Panduit FCM1.2-S6-C14 Flat Cable Clips have a low profile design and hold wires, cables and tubing. They can be used with any width flat cable with a maximum stacking height of .17” (4.3mm). Their large mounting base provides high bonding strength, or can | C | 100 | 500 | 100 | 124.42
07498359010 | FCM1.2-S6-T14 | FltCbleMnt,#6Screw,1.20"Wcble,PK200 | Panduit FCM1.2-S6-T14 Flat Cable Clips have a low profile design and hold wires, cables and tubing. They can be used with any width flat cable with a maximum stacking height of .17” (4.3mm). Their large mounting base provides high bonding strength, or can | M | 1000 | 200 | 200 | 1193.05
07498359354 | FCM2-A-C14 | FltCbleMnt,Adh,2"Wcble,PK100 | Panduit FCM2-A-C14 Flat Cable Clips have a low profile design and hold wires, cables and tubing. They can be used with any width flat cable with a maximum stacking height of .17” (4.3mm). Their large mounting base provides high bonding strength. They are | C | 100 | 500 | 100 | 141.58
07498359364 | FCM2-A-T14 | FltCbleMnt,Adh,2"Wcble,PK200 | Panduit FCM2-A-T14 Flat Cable Clips have a low profile design and hold wires, cables and tubing. They can be used with any width flat cable with a maximum stacking height of .17” (4.3mm). Their large mounting base provides high bonding strength. They are | M | 1000 | 200 | 200 | 1305.09
07498359356 | FCM2-S6-C14 | FltCbleMnt,#6Screw,2"Wcble,PK100 | Panduit FCM2-S6-C14 Flat Cable Clips have a low profile design and hold wires, cables and tubing. They can be used with any width flat cable with a maximum stacking height of .17” (4.3mm). Their large mounting base provides high bonding strength, or can b | C | 100 | 500 | 100 | 128.92
07498359365 | FCM2-S6-T14 | FltCbleMnt,#6Screw,2"Wcble,PK200 | Panduit FCM2-S6-T14 Flat Cable Clips have a low profile design and hold wires, cables and tubing. They can be used with any width flat cable with a maximum stacking height of .17” (4.3mm). Their large mounting base provides high bonding strength, or can b | M | 1000 | 400 | 200 | 1177.73
07498359366 | FCM3.25-A-L14 | FltCbleMnt,Adh,3.25"Wcble,PK50 | Latching flat cable mount, 3.25" (82.6mm) cable width, gray, standard package. | C | 100 | 500 | 50 | 204.32
07498359367 | FCM3.25-A-T14 | FltCbleMnt,Adh,3.25"Wcble,PK200 | Panduit FCM3.25-A-T14 Flat Cable Clips have a low profile design and hold wires, cables and tubing. They can be used with any width flat cable with a maximum stacking height of .17” (4.3mm). Their large mounting base provides high bonding strength. They a | M | 1000 | 200 | 200 | 1712.65
07498359368 | FCM3.25-S6-L14 | FltCbleMnt,#6Screw,3.25"Wcble,PK50 | Latching flat cable mount, #6 screw (M3), 3.25" (82.6mm) cable width, gray, standard package. | C | 100 | 500 | 50 | 175.93
07498359369 | FCM3.25-S6-T14 | FltCbleMnt,#6Screw,3.25"Wcble,PK200 | Latching flat cable mount, #6 screw (M3), 3.25" (82.6mm) cable width, gray, bulk package. | M | 1000 | 200 | 200 | 1598.41
07498359000 | FCPI1-C20 | FlatCablePlate,1"Wcble,BL,PK100 | Flat cable mounting system, FCPI plate, 1" (25.4mm) cable width, black, standard package. | C | 100 | 1000 | 100 | 34.67
07498359020 | FCPI2-C20 | FlatCablePlate,2"Wcble,BL,PK100 | Flat cable mounting system, FCPI plate, 2" (50.8mm) cable width, black, standard package. | C | 100 | 1000 | 100 | 39.46
61305666753 | FIG6-2-2 | Grounding "Figure 6" Style Connector, 6 | Grounding "Figure 6" Style Connector, 6 Sol - 2 Str (10-35mm2) Main, 6 Sol - 2 Str (10-35mm2) Tap | PC | 1 | 10 | 1 | 20.07
61305666836 | FIG6-2-26 | Grounding "Figure 6" Style Connector, 6 | Grounding "Figure 6" Style Connector, 6 Sol - 2 Str (10-35mm2) Main, Quantity 1 or 2 Wires 8 Sol - 6 Str (8-13mm2) Tap | PC | 1 | 10 | 1 | 28.11
61305666754 | FIG6-250-2 | Grounding "Figure 6" Style Connector, 2 | Grounding "Figure 6" Style Connector, 2 Str - 250 kcmil (35-120mm2), 1/2 - 5/8 Rod (12.7-15.9mm), or #3 - #4 Rebar (#10M-#13M) Main, 4 Sol - 2 Str (20-35mm2) Tap | PC | 1 | 10 | 1 | 33.77
61305666755 | FIG6-250-2/0 | Grounding "Figure 6" Style Connector, 2 | Grounding "Figure 6" Style Connector, 2 Str - 250 kcmil (35-120mm2), 1/2 - 5/8 Rod (12.7-15.9mm), or #3 - #4 Rebar (#10M-#13M) Main, 1/0 Str - 2/0 Str (50-70mm2) Tap | PC | 1 | 10 | 1 | 33.77
61305666833 | FIG6-250-250 | Grounding "Figure 6" Style Connector, 2 | Grounding "Figure 6" Style Connector, 2 Str - 250 kcmil (35-120mm2), 1/2 - 5/8 Rod (12.7-15.9mm), or #3 - #4 Rebar (#10M-#13M) Main, 3/0 Str - 250 kcmil (85-120mm2) Tap | PC | 1 | 3 | 1 | 33.77
61305666837 | FIG6-250-26 | Grounding "Figure 6" Style Connector, 2 | Grounding "Figure 6" Style Connector, 2 Str - 250 kcmil (35-120mm2), 1/2 - 5/8 Rod (12.7-15.9mm), or #3 - #4 Rebar (#10M-#13M) Main, Quantity 1 or 2 Wires 8 Sol - 6 Str (8-13mm2) Tap | PC | 1 | 3 | 1 | 73.56
61305668577 | FIG6-5/8-26 | Grounding "Figure 6" Style Connector, 1/ | Grounding "Figure 6" Style Connector, 1/2 - 5/8 Rod (12.7-15.9mm) Main, Quantity 1 or 2 Wires 6 Sol - 2 Sol (10-35mm2) Tap | PC | 1 | 10 | 1 | 29.21
61305668578 | FIG6-5/8-26TP | Tin Plated Grounding "Figure 6" Style Co | Tin Plated Grounding "Figure 6" Style Connector, 1/2 - 5/8 Rod (12.7-15.9mm) Main, Quantity 1 or 2 Wires 6 Sol - 2 Sol (10-35mm2) Tap | PC | 1 | 10 | 1 | 29.58
61305668579 | FIG6-500-2 | Grounding "Figure 6" Style Connector, 25 | Grounding "Figure 6" Style Connector, 250 - 500 kcmil (120-240mm2), 5/8 - 3/4 Rod (15.9-19.1mm), or #5 - #6 Rebar (#16M-#19M) Main, 4 Sol - 2 Str (20-35mm2) Tap | PC | 1 | 5 | 1 | 48.26
61305668580 | FIG6-500-2/0 | Grounding "Figure 6" Style Connector, 25 | The FIG6-500-2/0 Compression Connector Tap provides high-strength and premium electrical properties. It is suitable for use with solid and stranded copper Code conductors. Used for tapping conductor to conductor and conductor to ground rod and rebar appli | PC | 1 | 5 | 1 | 48.26
61305666834 | FIG6-500-250 | Grounding "Figure 6" Style Connector, 25 | The FIG6-500-250 Compression Connector Tap provides high-strength and premium electrical properties. It is suitable for use with solid and stranded copper Code conductors. Used for tapping conductor to conductor and conductor to ground rod and rebar appli | PC | 1 | 5 | 1 | 48.26
61305666835 | FIG6-500-500 | Grounding "Figure 6" Style Connector, 25 | The FIG6-500-500 Compression Connector Tap provides high-strength and premium electrical properties. It is suitable for use with solid and stranded copper Code conductors. Used for tapping conductor to conductor and conductor to ground rod and rebar appli | PC | 1 | 3 | 1 | 51.3
61305675636 | FIG8-1-2/0 | Grounding "Figure 8" Style Connector, 1" | Grounding "Figure 8" Style Connector, 1" Rod (25.4mm), 2 Str - 2/0 Str (35-70mm2) Copper Cable | PC | 1 | 5 | 1 | 58.23
61305675648 | FIG8-1-2/0TP | Tin Plated Grounding "Figure 8" Style Co | Tin Plated Grounding "Figure 8" Style Connector, 1" Rod (25.4mm), 2 Str - 2/0 Str (35-70mm2) Copper Cable | PC | 1 | 5 | 1 | 61.14
61305675640 | FIG8-1-250 | Grounding "Figure 8" Style Connector, 1" | Grounding "Figure 8" Style Connector, 1" Rod (25.4mm), 3/0 Str - 250 kcmil (85-120mm2) Copper Cable | PC | 1 | 5 | 1 | 58.23
61305675652 | FIG8-1-250TP | Tin Plated Grounding "Figure 8" Style Co | Tin Plated Grounding "Figure 8" Style Connector, 1" Rod (25.4mm), 3/0 Str - 250 kcmil (85-120mm2) Copper Cable | PC | 1 | 5 | 1 | 61.14
61305675643 | FIG8-1-500 | Grounding "Figure 8" Style Connector, 1" | Grounding "Figure 8" Style Connector, 1" Rod (25.4mm), 300 - 500 kcmil (150-240mm2) Copper Cable | PC | 1 | 3 | 1 | 65.23
61305675655 | FIG8-1-500TP | Tin Plated Grounding "Figure 8" Style Co | Tin Plated Grounding "Figure 8" Style Connector, 1" Rod (25.4mm), 300 - 500 kcmil (150-240mm2) Copper Cable | PC | 1 | 3 | 1 | 68.5
61305675633 | FIG8-1/2-2/0 | Grounding "Figure 8" Style Connector, 1/ | Grounding "Figure 8" Style Connector, 1/2" Rod (12.7mm), 2 Str - 2/0 Str (35-70mm2) Copper Cable | PC | 1 | 5 | 1 | 44.46
61305675645 | FIG8-1/2-2/0TP | Tin Plated Grounding "Figure 8" Style Co | Tin Plated Grounding "Figure 8" Style Connector, 1/2" Rod (12.7mm), 2 Str - 2/0 Str (35-70mm2) Copper Cable | PC | 1 | 5 | 1 | 46.66
61305675637 | FIG8-1/2-250 | Grounding "Figure 8" Style Connector, 1/ | Grounding "Figure 8" Style Connector, 1/2" Rod (12.7mm), 3/0 Str - 250 kcmil (85-120mm2) Copper Cable | PC | 1 | 5 | 1 | 44.46
61305675649 | FIG8-1/2-250TP | Tin Plated Grounding "Figure 8" Style Co | Tin Plated Grounding "Figure 8" Style Connector, 1/2" Rod (12.7mm), 3/0 Str - 250 kcmil (85-120mm2) Copper Cable | PC | 1 | 5 | 1 | 46.66
61305675635 | FIG8-3/4-2/0 | Grounding "Figure 8" Style Connector, 3/ | Grounding "Figure 8" Style Connector, 3/4" Rod (19.1mm), 2 Str - 2/0 Str (35-70mm2) Copper Cable | PC | 1 | 5 | 1 | 46.88
61305675647 | FIG8-3/4-2/0TP | Tin Plated Grounding "Figure 8" Style Co | Tin Plated Grounding "Figure 8" Style Connector, 3/4" Rod (19.1mm), 2 Str - 2/0 Str (35-70mm2) Copper Cable | PC | 1 | 5 | 1 | 49.21
61305675639 | FIG8-3/4-250 | Grounding "Figure 8" Style Connector, 3/ | Grounding "Figure 8" Style Connector, 3/4" Rod (19.1mm), 3/0 Str - 250 kcmil (85-120mm2) Copper Cable | PC | 1 | 5 | 1 | 46.88
61305675651 | FIG8-3/4-250TP | Tin Plated Grounding "Figure 8" Style Co | Tin Plated Grounding "Figure 8" Style Connector, 3/4" Rod (19.1mm), 3/0 Str - 250 kcmil (85-120mm2) Copper Cable | PC | 1 | 5 | 1 | 49.21
61305675642 | FIG8-3/4-500 | Grounding "Figure 8" Style Connector, 3/ | Grounding "Figure 8" Style Connector, 3/4" Rod (19.1mm), 300 - 500 kcmil (150-240mm2) Copper Cable | PC | 1 | 5 | 1 | 57.15
61305675654 | FIG8-3/4-500TP | Tin Plated Grounding "Figure 8" Style Co | Tin Plated Grounding "Figure 8" Style Connector, 3/4" Rod (19.1mm), 300 - 500 kcmil (150-240mm2) Copper Cable | PC | 1 | 5 | 1 | 59.99
61305675634 | FIG8-5/8-2/0 | Grounding "Figure 8" Style Connector, 5/ | Grounding "Figure 8" Style Connector, 5/8" Rod (15.9mm), 2 Str - 2/0 Str (35-70mm2) Copper Cable | PC | 1 | 5 | 1 | 42.43
61305675646 | FIG8-5/8-2/0TP | Tin Plated Grounding "Figure 8" Style Co | Tin Plated Grounding "Figure 8" Style Connector, 5/8" Rod (15.9mm), 2 Str - 2/0 Str (35-70mm2) Copper Cable | PC | 1 | 5 | 1 | 44.56
61305675638 | FIG8-5/8-250 | Grounding "Figure 8" Style Connector, 5/ | Grounding "Figure 8" Style Connector, 5/8" Rod (15.9mm), 3/0 Str - 250 kcmil (85-120mm2) Copper Cable | PC | 1 | 5 | 1 | 46.48
61305675650 | FIG8-5/8-250TP | Tin Plated Grounding "Figure 8" Style Co | Tin Plated Grounding "Figure 8" Style Connector, 5/8" Rod (15.9mm), 3/0 Str - 250 kcmil (85-120mm2) Copper Cable | PC | 1 | 5 | 1 | 48.78
61305675644 | FIG8-5/8-32 | Grounding "Figure 8" Style Connector, 5/ | Grounding "Figure 8" Style Connector, 5/8" Rod (15.9mm), Quantity 1, 2, or 3 Wires 2 Sol (35mm2) | PC | 1 | 5 | 1 | 56.23
61305675656 | FIG8-5/8-32TP | Tin Plated Grounding "Figure 8" Style Co | Tin Plated Grounding "Figure 8" Style Connector, 5/8" Rod (15.9mm), Quantity 1, 2, or 3 Wires 2 Sol (35mm2) | PC | 1 | 5 | 1 | 59.02
61305675641 | FIG8-5/8-500 | Grounding "Figure 8" Style Connector, 5/ | Grounding "Figure 8" Style Connector, 5/8" Rod (15.9mm), 300 - 500 kcmil (150-240mm2) Copper Cable | PC | 1 | 5 | 1 | 50.57
61305675653 | FIG8-5/8-500TP | Tin Plated Grounding "Figure 8" Style Co | Tin Plated Grounding "Figure 8" Style Connector, 5/8" Rod (15.9mm), 300 - 500 kcmil (150-240mm2) Copper Cable | PC | 1 | 5 | 1 | 53.09
07498337924 | FL12X12LG-A | FlexDuct ADH,PolyProp,12mmx12mmx500mm,LG | The FL12X12LG-A Panduct Flexible Wiring Duct is a one-piece, slotted sidewall, open finger design meant to route/protect wires in applications that require flexibility. Designed to add/remove wires after termination without special tooling. Factory-applie | PC | 1 | 112 | 112 | 5.95
07498337925 | FL25X25LG-A | FlexDuct ADH,PolyProp,25mmx25mmx500mm,LG | The FL25X25LG-A Panduct Flexible Wiring Duct is a one-piece, slotted sidewall, open finger design meant to route/protect wires in applications that require flexibility. Designed to add/remove wires after termination without special tooling. Factory-applie | PC | 1 | 70 | 70 | 9.69
07498337926 | FL50X50LG-A | FlexDuct ADH,PolyProp,50mmx50mmx500mm,LG | Panduct® type FL flexible wiring duct, 50.0mm W x 50.0mm H, 19.7'' length, flexible polypropylene, adhesive, light gray. | PC | 1 | 32 | 32 | 17.69
07498333956 | FS.5X.5LG6 | SLD Duct, PVC, .5x.5x6', LG, 6ft | Panduct® type FS solid wall wiring duct, .5 W x .5 H, 6' length, PVC, light gray. | FT | 1 | 6 | 6 | 3.57
07498333958 | FS.5X.5LG6NM | SLD Duct NMTG, PVC, .5x.5x6', LG, 6ft | Panduct® type FS solid wall wiring duct, .5 W x .5 H, 6' length, PVC, light gray, no mounting holes. | FT | 1 | 6 | 6 | 3.24
07498333957 | FS.5X.5WH6NM | SLD Duct NMTG, PVC, .5x.5x6', WHT, 6ft | Panduct® type FS solid wall wiring duct, .5 W x .5 H, 6' length, PVC, white, no mounting holes. | FT | 1 | 6 | 6 | 3.41
07498333964 | FS.5X1LG6 | SLD Duct, PVC, .5x1x6', LG, 6ft | Panduct® type FS solid wall wiring duct, .5 W x 1 H, 6' length, PVC, light gray. | FT | 1 | 6 | 6 | 4.23
07498333966 | FS.5X1LG6NM | SLD Duct NMTG, PVC, .5x1x6', LG, 6ft | Panduct® type FS solid wall wiring duct, .5 W x 1 H, 6' length, PVC, light gray, no mounting holes. | FT | 1 | 6 | 6 | 4.02
07498333974 | FS.75X.75LG6NM | SLD Duct NMTG, PVC, .75x.75x6', LG,6ft | Panduct® type FS solid wall wiring duct, .75 W x .75 H, 6' length, PVC, light gray, no mounting holes. | FT | 1 | 6 | 6 | 3.81
07498360980 | FS1.5X1.5BL6 | SLD Duct, PVC, 1.5x1.5x6', BLK, 6ft | Panduct® type FS solid wall wiring duct, 1.5 W x 1.5 H, 6' length, PVC, black. | FT | 1 | 6 | 6 | 6.01
07498334032 | FS1.5X1.5LG6 | SLD Duct, PVC, 1.5x1.5x6', LG, 6ft | Panduct® type FS solid wall wiring duct, 1.5 W x 1.5 H, 6' length, PVC, light gray. | FT | 1 | 6 | 6 | 5.96
07498334036 | FS1.5X1.5LG6-A | SLD Duct, ADH,PVC, 1.5x1.5x6', LG,6ft | Panduct® type FS solid wall wiring duct, 1.5 W x 1.5 H, 6' length, PVC, adhesive, light gray. | FT | 1 | 6 | 6 | 7
07498334034 | FS1.5X1.5LG6NM | SLD Duct NMTG, PVC,1.5x1.5x6', LG, 6ft | Panduct® type FS solid wall wiring duct, 1.5 W x 1.5 H, 6' length, PVC, light gray, no mounting holes | FT | 1 | 6 | 6 | 5.66
07498334031 | FS1.5X1.5WH6 | SLD Duct, PVC, 1.5x1.5x6', WHT, 6ft | Panduct® type FS solid wall wiring duct, 1.5 W x 1.5 H, 6' length, PVC, white. | FT | 1 | 6 | 6 | 5.96
07498334033 | FS1.5X1.5WH6NM | SLD Duct NMTG, PVC,1.5x1.5x6', WHT,6ft | Panduct® type FS solid wall wiring duct, 1.5 W x 1.5 H, 6' length, PVC, white, no mounting holes | FT | 1 | 6 | 6 | 5.95
07498334026 | FS1.5X1LG6NM | SLD Duct NMTG, PVC,1.5x1x6', LG, 6ft | Panduct® type FS solid wall wiring duct, 1.5 W x 1 H, 6' length, PVC, light gray, no mounting holes | FT | 1 | 6 | 6 | 4.99
07498334025 | FS1.5X1WH6NM | SLD Duct NMTG, PVC,1.5x1x6', WHT,6ft | Panduct® type FS solid wall wiring duct, 1.5 W x 1 H, 6' length, PVC, white, no mounting holes | FT | 1 | 6 | 6 | 4.99
07498334038 | FS1.5X2LG6 | SLD Duct, PVC, 1.5x2x6', LG, 6ft | Panduct® type FS solid wall wiring duct, 1.5 W x 2 H, 6' length, PVC, light gray. | FT | 1 | 6 | 6 | 7.06
07498334040 | FS1.5X2LG6NM | SLD Duct NMTG, PVC,1.5x2x6', LG, 6ft | Panduct® type FS solid wall wiring duct, 1.5 W x 1 H, 6' length, PVC, light gray, no mounting holes | FT | 1 | 6 | 6 | 6.73
07498334046 | FS1.5X3LG6 | SLD Duct, PVC, 1.5x2x6', WHT, 6ft | Panduct® type FS solid wall wiring duct, 1.5 W x 1 H, 6' length, PVC, light gray. | FT | 1 | 6 | 6 | 8.9
07498334048 | FS1.5X3LG6NM | SLD Duct NMTG, PVC,1.5x2x6', WHT, 6ft | Panduct® type FS solid wall wiring duct, 1.5 W x 1 H, 6' length, PVC, light gray. | FT | 1 | 6 | 6 | 8.47
07498333992 | FS1X1.5LG6 | SLD Duct, PVC, 1x1.5x6', LG, 6ft | Panduct® type FS solid wall wiring duct, 1 W x 1.5 H, 6' length, PVC, light gray. | FT | 1 | 6 | 6 | 5.66
07498333994 | FS1X1.5LG6NM | SLD Duct NMTG, PVC,1x1.5x6', LG, 6ft | Panduct® type FS solid wall wiring duct, 1 W x 1.5 H, 6' length, PVC, light gray, no mounting holes. | FT | 1 | 6 | 6 | 5.38
07498381450 | FS1X1BL6 | SLD Duct, PVC, 1x1x6', BLK, 6ft | Panduct® type FS solid wall wiring duct, 1 W x 1 H, 6' length, PVC, black. | FT | 1 | 6 | 6 | 4.36
07498333984 | FS1X1LG6 | SLD Duct, PVC, 1x1x6', LG, 6ft | Panduct® type FS solid wall wiring duct, 1 W x 1 H, 6' length, PVC, light gray. | FT | 1 | 6 | 6 | 4.36
07498333986 | FS1X1LG6NM | SLD Duct NMTG, PVC,1x1x6', LG, 6ft | Panduct® type FS solid wall wiring duct, 1 W x 1 H, 6' length, PVC, light gray, no mounting holes | FT | 1 | 6 | 6 | 4.14
07498333983 | FS1X1WH6 | SLD Duct, PVC, 1x1x6', WHT, 6ft | Panduct® type FS solid wall wiring duct, 1 W x 1 H, 6' length, PVC, white. | FT | 1 | 6 | 6 | 4.59
07498333985 | FS1X1WH6NM | SLD Duct NMTG, PVC,1x1x6', WHT, 6ft | Panduct® type FS solid wall wiring duct, 1 W x 1 H, 6' length, PVC, white, no mounting holes | FT | 1 | 6 | 6 | 4.34
07498334002 | FS1X2LG6NM | SLD Duct NMTG, PVC,1x2x6', LG, 6ft | Panduct® type FS solid wall wiring duct, 1 W x 2 H, 6' length, PVC, light gray, no mounting holes. | FT | 1 | 6 | 6 | 5.48
07498334010 | FS1X3LG6NM | SLD Duct NMTG, PVC,1x3x6', LG, 6ft | Panduct® type FS solid wall wiring duct, 1 W x 3 H, 6' length, PVC, light gray, no mounting holes. | FT | 1 | 6 | 6 | 7.28
07498334070 | FS2X1.5LG6 | SLD Duct, PVC, 2x1.5x6', LG, 6ft | Panduct® type FS solid wall wiring duct, 2 W x 1.5 H, 6' length, PVC, light gray. | FT | 1 | 6 | 6 | 6.13
07498334072 | FS2X1.5LG6NM | SLD Duct NMTG, PVC,2x1.5x6', LG, 6ft | Panduct® type FS solid wall wiring duct, 2 W x 1.5 H, 6' length, PVC, light gray, no mounting holes. | FT | 1 | 6 | 6 | 5.83
07498334069 | FS2X1.5WH6 | SLD Duct, PVC, 2x1.5x6', WHT, 6ft | Panduct® type FS solid wall wiring duct, 2 W x 1.5 H, 6' length, PVC, white. | FT | 1 | 6 | 6 | 6.13
07498361076 | FS2X2BL6 | SLD Duct, PVC, 2x2x6', BLK, 6ft | Panduct® type FS solid wall wiring duct, 2 W x 2 H, 6' length, PVC, black. | FT | 1 | 6 | 6 | 6.45
07498361078 | FS2X2BL6NM | SLD Duct NMTG, PVC,2x2x6', BLK, 6ft | Panduct® type FS solid wall wiring duct, 2 W x 2 H, 6' length, PVC, black, no mounting holes. | FT | 1 | 6 | 6 | 6.11
07498334078 | FS2X2LG6 | SLD Duct, PVC, 2x2x6', LG, 6ft | Panduct® type FS solid wall wiring duct, 2 W x 2 H, 6' length, PVC, light gray. | FT | 1 | 6 | 6 | 6.13
07498334080 | FS2X2LG6NM | SLD Duct NMTG, PVC,2x2x6', LG, 6ft | The FS2X2LG6NM Panduct Lead-Free PVC Solid Wall Wiring Duct design fully encloses cables providing maximum protection and aesthetics. UL 94 flame class of V-0 with a UL recognized continuous-use temperature up to 122°F (50°C). No mounting holes provided. | FT | 1 | 6 | 6 | 5.83
07498334077 | FS2X2WH6 | SLD Duct, PVC, 2x2x6', WHT, 6ft | Panduct® type FS solid wall wiring duct, 2 W x 2 H, 6' length, PVC, white. | FT | 1 | 6 | 6 | 6.13
07498334079 | FS2X2WH6NM | SLD Duct NMTG, PVC,2x2x6', WHT, 6ft | Panduct® type FS solid wall wiring duct, 2 W x 2 H, 6' length, PVC, white, no mounting holes. | FT | 1 | 6 | 6 | 5.83
07498334086 | FS2X3LG6 | SLD Duct, PVC, 2x3x6', LG, 6ft | Panduct® type FS solid wall wiring duct, 2 W x 3 H, 6' length, PVC, light gray. | FT | 1 | 6 | 6 | 8.35
07498334088 | FS2X3LG6NM | SLD Duct NMTG, PVC,2x3x6', LG, 6ft | Panduct® type FS solid wall wiring duct, 2 W x 3 H, 6' length, PVC, light gray, no mounting holes. | FT | 1 | 6 | 6 | 7.93
07498334085 | FS2X3WH6 | SLD Duct, PVC, 2x3x6', WHT, 6ft | Panduct® type FS solid wall wiring duct, 2 W x 3 H, 6' length, PVC, white. | FT | 1 | 6 | 6 | 8.35
07498334087 | FS2X3WH6NM | SLD Duct NMTG, PVC,2x3x6', WHT, 6ft | Panduct® type FS solid wall wiring duct, 2 W x 3 H, 6' length, PVC, white, no mounting holes. | FT | 1 | 6 | 6 | 7.93
07498334094 | FS2X4LG6 | SLD Duct, PVC, 2x4x6', LG, 6ft | Panduct® type FS solid wall wiring duct, 2 W x 4 H, 6' length, PVC, light gray. | FT | 1 | 6 | 6 | 9.74
07498334096 | FS2X4LG6NM | SLD Duct NMTG, PVC,2x4x6', LG, 6ft | Panduct® type FS solid wall wiring duct, 2 W x 4 H, 6' length, PVC, light gray, no mounting holes. | FT | 1 | 6 | 6 | 8.82
07498334110 | FS3X1LG6 | SLD Duct, PVC,3x1x6', LG, 6ft | Panduct® type FS solid wall wiring duct, 3 W x 1 H, 6' length, PVC, light gray. | FT | 1 | 6 | 6 | 6.43
07498334112 | FS3X1LG6NM | SLD Duct NMTG, PVC,3x1x6', LG, 6ft | Panduct® type FS solid wall wiring duct, 3 W x 1 H, 6' length, PVC, light gray, no mounting holes. | FT | 1 | 6 | 6 | 6.1
07498361150 | FS3X2BL6NM | SLD Duct NMTG, PVC,3x2x6', BLK, 6ft | Panduct® type FS solid wall wiring duct, 3 W x 2 H, 6' length, PVC, black, no mounting holes. | FT | 1 | 6 | 6 | 7.11
07498334118 | FS3X2LG6 | SLD Duct, PVC, 3x2x6', LG, 6ft | Panduct® type FS solid wall wiring duct, 3 W x 2 H, 6' length, PVC, light gray. | FT | 1 | 6 | 6 | 7.87
07498334120 | FS3X2LG6NM | SLD Duct NMTG, PVC,3x2x6', LG, 6ft | Panduct® type FS solid wall wiring duct, 3 W x 2 H, 6' length, PVC, light gray, no mounting holes. | FT | 1 | 6 | 6 | 7.46
07498334117 | FS3X2WH6 | SLD Duct, PVC, 3x2x6', WHT, 6ft | Panduct® type FS solid wall wiring duct, 3 W x 2 H, 6' length, PVC, white. | FT | 1 | 6 | 6 | 7.87
07498334119 | FS3X2WH6NM | SLD Duct NMTG, PVC,3x2x6', WHT, 6ft | Panduct® type FS solid wall wiring duct, 3 W x 2 H, 6' length, PVC, white, no mounting holes. | FT | 1 | 6 | 6 | 7.46
07498361158 | FS3X3BL6NM | SLD Duct NMTG, PVC,3x3x6', BLK, 6ft | Panduct® type FS solid wall wiring duct, 3 W x 3 H, 6' length, PVC, black, no mounting holes. | FT | 1 | 6 | 6 | 9.12
07498334126 | FS3X3LG6 | SLD Duct, PVC, 3x3x6', LG, 6ft | Panduct® type FS solid wall wiring duct, 3 W x 3 H, 6' length, PVC, light gray. | FT | 1 | 6 | 6 | 9.13
07498334128 | FS3X3LG6NM | SLD Duct NMTG, PVC,3x3x6', LG, 6ft | Panduct® type FS solid wall wiring duct, 3 W x 3 H, 6' length, PVC, light gray, no mounting holes. | FT | 1 | 6 | 6 | 8.67
07498334127 | FS3X3WH6NM | SLD Duct NMTG, PVC,3x3x6', WHT, 6ft | Panduct® type FS solid wall wiring duct, 3 W x 3 H, 6' length, PVC, white, no mounting holes. | FT | 1 | 6 | 6 | 9.12
07498334136 | FS3X4LG6NM | SLD Duct NMTG, PVC,3x4x6', LG, 6ft | Panduct® type FS solid wall wiring duct, 3 W x 4 H, 6' length, PVC, light gray, no mounting holes. | FT | 1 | 6 | 6 | 11.09
07498373676 | FS4X1.5LG6 | SLD Duct, PVC, 4x1.5x6', LG, 6ft | Panduct® type FS solid wall wiring duct, 4 W x 1.5 H, 6' length, PVC, light gray. | FT | 1 | 6 | 6 | 7.33
07498334150 | FS4X2LG6 | SLD Duct, PVC, 4x2x6', LG, 6ft | Panduct® type FS solid wall wiring duct, 4 W x 2 H, 6' length, PVC, light gray. | FT | 1 | 6 | 6 | 8.95
07498334152 | FS4X2LG6NM | SLD Duct NMTG, PVC,4x2x6', LG, 6ft | Panduct® type FS solid wall wiring duct, 4 W x 2 H, 6' length, PVC, light gray, no mounting holes. | FT | 1 | 6 | 6 | 8.13
07498334151 | FS4X2WH6NM | SLD Duct NMTG, PVC,4x2x6', WHT, 6ft | Panduct® type FS solid wall wiring duct, 4 W x 2 H, 6' length, PVC, white, no mounting holes. | FT | 1 | 6 | 6 | 8.93
07498334158 | FS4X3LG6 | SLD Duct, PVC, 4x3x6', LG, 6ft | Panduct® type FS solid wall wiring duct, 4 W x 3 H, 6' length, PVC, light gray. | FT | 1 | 6 | 6 | 10.65
07498334160 | FS4X3LG6NM | SLD Duct NMTG, PVC,4x3x6', LG, 6ft | Panduct® type FS solid wall wiring duct, 4 W x 3 H, 6' length, PVC, light gray, no mounting holes. | FT | 1 | 6 | 6 | 9.64
07498334159 | FS4X3WH6NM | SLD Duct NMTG, PVC,4x3x6', WHT, 6ft | Panduct® type FS solid wall wiring duct, 4 W x 3 H, 6' length, PVC, white, no mounting holes. | FT | 1 | 6 | 6 | 10.64
07498361229 | FS4X4BL6 | SLD Duct, PVC, 4x4x6', BLK, 6ft | Panduct® type FS solid wall wiring duct, 4 W x 4 H, 6' length, PVC, black. | FT | 1 | 6 | 6 | 12.91
07498361235 | FS4X4BL6NM | SLD Duct NMTG, PVC,4x4x6', BLK, 6ft | Panduct® type FS solid wall wiring duct, 4 W x 4 H, 6' length, PVC, black, no mounting holes. | FT | 1 | 6 | 6 | 12.29
07498334166 | FS4X4LG6 | SLD Duct, PVC, 4x4x6', LG, 6ft | Panduct® type FS solid wall wiring duct, 4 W x 4 H, 6' length, PVC, light gray. | FT | 1 | 6 | 6 | 12.31
07498334168 | FS4X4LG6NM | SLD Duct NMTG, PVC,4x4x6', LG, 6ft | Panduct® type FS solid wall wiring duct, 4 W x 4 H, 6' length, PVC, light gray, no mounting holes. | FT | 1 | 6 | 6 | 11.69
07498334165 | FS4X4WH6 | SLD Duct, PVC,4x4x6', WHT, 6ft | Panduct® type FS solid wall wiring duct, 4 W x 4 H, 6' length, PVC, white. | FT | 1 | 6 | 6 | 12.91
07498334167 | FS4X4WH6NM | SLD Duct NMTG, PVC,4x4x6', WHT, 6ft | Panduct® type FS solid wall wiring duct, 4 W x 4 H, 6' length, PVC, white, no mounting holes. | FT | 1 | 6 | 6 | 12.29
61305620746 | FS6X4BL6 | SLD Duct, PVC, 6x4x6',BL, 6ft | Panduct® type FS solid wall wiring duct, 6 W x 4 H, 6' length, PVC, Black. | FT | 1 | 6 | 6 | 30.62
61305620747 | FS6X4BL6NM | SLD Duct NMTG, PVC,6x4x6', BL, 6ft | Panduct® type FS solid wall wiring duct, 6 W x 4 H, 6' length, PVC, Black, no mounting holes. | FT | 1 | 6 | 6 | 20.76
07498364139 | FS6X4LG6 | SLD Duct, PVC, 6x4x6', LG, 6ft | Panduct® type FS solid wall wiring duct, 6 W x 4 H, 6' length, PVC, light gray. | FT | 1 | 6 | 6 | 22.13
07498354377 | FS6X4LG6-A | SLD Duct NMTG ADH,PVC,6x4x6',WHT, 6ft | Panduct® type FS solid wall wiring duct, 6 W x 4 H, 6' length, PVC, adhesive, light gray. | FT | 1 | 6 | 6 | 25.25
07498335770 | FS6X4LG6NM | SLD Duct NMTG, PVC,6x4x6', LG, 6ft | Panduct® type FS solid wall wiring duct, 6 W x 4 H, 6' length, PVC, light gray, no mounting holes. | FT | 1 | 6 | 6 | 19.77
07498335769 | FS6X4WH6NM | SLD Duct NMTG, PVC,6x4x6', WHT, 6ft | Panduct® type FS solid wall wiring duct, 6 W x 4 H, 6' length, PVC, white, no mounting holes. | FT | 1 | 6 | 6 | 20.76
07498376393 | FSD72-6-D | Ferrule,Insul,26AWG,6mmPIN,GRY,PK500 | Polypropylene insulated ferrules single wire gray DIN end sleeve, 26 AWG (.14mm), .24(6.0mm) pin length. | M | 1000 | 500 | 500 | 236.74
07498376394 | FSD72-8-D | Ferrule,Insul,26AWG,10.5mmLong,GY,500 | The single wire DIN end sleeve insulated ferrule in gray has a funnel entry for faster insertion and lower installation cost. It is intended for American Wire Gauge (AWG) #26 (0.14 mm²) wire ferrules and supports a maximum wire insulated diameter of 0.07 | M | 1000 | 500 | 500 | 225.48
07498376395 | FSD73-6-D | Ferrule,Insul,24AWG,6mmPIN,YL,PK500 | Polypropylene insulated ferrules single wire yellow DIN end sleeve, 24 AWG (0.25mm²), .24(6.0mm) pin length. | M | 1000 | 500 | 500 | 225.48
07498376396 | FSD73-8-D | Ferrule,Insul,24AWG,12.5mmLong,YL,500 | The FSD73-8-D Pan-Term® Ferrule is a covered, single-wire ferrule end sleeve. Designed with a seamless barrel to contain loose wire strands for superior terminations. Plastic covering flare allows for faster and easier wire insertion to lower installed co | M | 1000 | 500 | 500 | 225.48
07498333321 | FSD73-8-K | Ferrule,Insul,24AWG,8mmPIN,YL,REEL1000 | Insulated ferrules, single wire yellow DIN end sleeve on mini-reel, #24 AWG (0.25mm²) Wire Size, 0.31 (8.0 mm) Pin Length. | M | 1000 | 1000 | 1000 | 250.02
07498376397 | FSD74-6-D | Ferrule,Insul,22AWG,10.5mmLong,TURQS,500 | The single wire DIN end sleeve insulated ferrule in turquoise has a funnel entry for faster insertion and lower installation cost. It is intended for American Wire Gauge (AWG) #24-22 (0.34mm²) wire ferrules and supports a maximum wire insulated diameter o | M | 1000 | 500 | 500 | 225.48
07498376398 | FSD74-8-D | Ferrule,Insul,22AWG,12.5mmLong,TURQS,500 | The FSD74-8-D Pan-Term® Ferrule is a covered, single-wire ferrule end sleeve. Designed with a seamless barrel to contain loose wire strands for superior terminations. Plastic covering flare allows for faster and easier wire insertion to lower installed co | M | 1000 | 500 | 500 | 225.48
07498333337 | FSD74-8-K | Ferrule,Ins,22AWG,8mmPIN,TURQS,REEL1000 | Insulated ferrules, single wire turquoise DIN end sleeve on mini-reel, #22 AWG (0.34mm²) Wire Size, 0.31 (8.0mm) Pin Length. | M | 1000 | 1000 | 1000 | 238.66
07498376246 | FSD75-10-D | Ferrule,Insul,20AWG,10mmPIN,WH,PK500 | The FSD75-10-D Pan-Term® Ferrule is a covered, single-wire ferrule end sleeve. Designed with a seamless barrel to contain loose wire strands for superior terminations. Plastic covering flare allows for faster and easier wire insertion to lower installed c | M | 1000 | 500 | 500 | 189.21
07498376244 | FSD75-6-D | Ferrule,Insul,20AWG,6mmPIN,WH,PK500 | Polypropylene insulated ferrules single wire whiteDIN end sleeve, 20 AWG (.50mm²), .24(6.0mm) pin length. | M | 1000 | 500 | 500 | 189.21
07498390982 | FSD75-8-3K10 | Ferrule,Insul,20AWG,8mmPIN,WH,REEL3000 | Insulated ferrules, single wire white DIN end sleeve on reel, 22 - 20AWG (0.50mm2), 8mm Pin Length. | M | 1000 | 3000 | 3000 | 85.87
07498376245 | FSD75-8-D | Ferrule,Insul,20AWG,13.5mmLong,WH,500 | The FSD75-8-D Pan-Term® Ferrule is a covered, single-wire ferrule end sleeve. Designed with a seamless barrel to contain loose wire strands for superior terminations. Plastic covering flare allows for faster and easier wire insertion to lower installed co | M | 1000 | 500 | 500 | 189.21
07498300986 | FSD75-8-DSL10 | Ferrule,Insul,20AWG,8mmPIN,WH,STRIP500 | Insulated ferrules, on strip, single wire white DIN end sleeve, 20 AWG (0.50mm²), 0.31(8.0mm) pin length. | M | 1000 | 500 | 500 | 84.27
07498333338 | FSD75-8-K | Ferrule,Insul,20AWG,8mmPIN,WH,REEL1000 | Insulated ferrules, single wire white DIN end sleeve on mini-reel, 22 - 20 AWG (0.50mm²), 0.31 (8.0mm) pin length. | M | 1000 | 1000 | 1000 | 191.83
07498376249 | FSD76-10-D | Ferrule,Insul,18AWG,10mmPIN,GRY,PK500 | The FSD76-10-D Pan-Term® Ferrule is a covered, single-wire ferrule end sleeve. Designed with a seamless barrel to contain loose wire strands for superior terminations. Plastic covering flare allows for faster and easier wire insertion to lower installed c | M | 1000 | 500 | 500 | 189.21
07498376250 | FSD76-12-D | Ferrule,Insul,18AWG,12mmPIN,GRY,PK500 | Polypropylene insulated ferrules single wire gray DIN end sleeve,18 AWG (.75mm²), .47(12.0mm) pin length. | M | 1000 | 500 | 500 | 189.21
07498376247 | FSD76-6-D | Ferrule,Insul,18AWG,6mmPIN,GRY,PK500 | Polypropylene insulated ferrules single wire gray DIN end sleeve,18 AWG (.75mm²), .24(6.0mm) pin length. | M | 1000 | 500 | 500 | 198.68
07498390983 | FSD76-8-3K8 | Ferrule,Insul,18AWG,8mmPIN,GRY,REEL3000 | Insulated ferrules, single wire gray DIN end sleeve on reel, 18AWG (0.75mm²), 8mm Pin Length. | M | 1000 | 3000 | 3000 | 90.16
07498376248 | FSD76-8-D | Ferrule,Insul,18AWG,14mmLong,GRY,500 | The FSD76-8-D Pan-Term® Ferrule is a covered, single-wire ferrule end sleeve. Designed with a seamless barrel to contain loose wire strands for superior terminations. Plastic covering flare allows for faster and easier wire insertion to lower installed co | M | 1000 | 500 | 500 | 189.21
07498300988 | FSD76-8-DSL8 | Ferrule,Insul,18AWG,8mmPIN,GRY,STRIP500 | Insulated ferrules, on strip, single wire gray DIN end sleeve, 18 AWG (0.75mm²), 0.31(8.0mm) pin length. | M | 1000 | 2500 | 500 | 88.48
07498333339 | FSD76-8-K | Ferrule,Insul,18AWG,8mmPIN,GRY,REEL1000 | Insulated ferrules, single wire gray DIN end sleeve on mini-reel, 18 AWG (0.75mm²), 0.31 (8.0mm) pin length. | M | 1000 | 1000 | 1000 | 191.83
07498376253 | FSD77-10-D | Ferrule,Insul,1mm2,10mmPIN,RD,PK500 | The FSD77-10-D Pan-Term® Ferrule is a covered, single-wire ferrule end sleeve. Designed with a seamless barrel to contain loose wire strands for superior terminations. Plastic covering flare allows for faster and easier wire insertion to lower installed c | M | 1000 | 500 | 500 | 189.21
07498376254 | FSD77-12-D | Ferrule,Insul,18AWG,18.5mmLong,RD500 | The FSD77-12-D Pan-Term® Ferrule is a covered, single-wire ferrule end sleeve. Designed with a seamless barrel to contain loose wire strands for superior terminations. Plastic covering flare allows for faster and easier wire insertion to lower installed c | M | 1000 | 500 | 500 | 189.21
07498376251 | FSD77-6-D | Ferrule,Insul,1mm2,6mmPIN,RD,PK500 | The FSD77-6-D Pan-Term® Ferrule is a covered, single-wire ferrule end sleeve. Designed with a seamless barrel to contain loose wire strands for superior terminations. Plastic covering flare allows for faster and easier wire insertion to lower installed co | M | 1000 | 500 | 500 | 189.21
07498390984 | FSD77-8-3K2 | Ferrule,Insul,1mm2,8mmPIN,RD,REEL3000 | The FSD77-8-3K2 Pan-Term® Ferrule is a covered, single-wire ferrule end sleeve. Designed with a seamless barrel to contain loose wire strands for superior terminations. Plastic covering flare allows for faster and easier wire insertion to lower installed | M | 1000 | 3000 | 3000 | 85.87
07498376252 | FSD77-8-D | Ferrule,Insul,18AWG,14.5mmLong,RD,500 | The FSD77-8-D Pan-Term® Ferrule is a covered, single-wire ferrule end sleeve. Designed with a seamless barrel to contain loose wire strands for superior terminations. Plastic covering flare allows for faster and easier wire insertion to lower installed co | M | 1000 | 500 | 500 | 189.21
07498300991 | FSD77-8-DSL2 | Ferrule,Insul,1mm2,8mmPIN,RD,STRIP500 | Insulated ferrules, on strip, single wire red DIN end sleeve, 18 AWG (1.0mm²), 0.31(8.0mm) pin length. | M | 1000 | 2500 | 500 | 84.27
07498333343 | FSD77-8-K | Ferrule,Insul,1mm2,8mmPIN,RD,REEL1000 | The FSD77-8-K Pan-Term® Ferrule is a covered, single-wire ferrule end sleeve. Designed with a seamless barrel to contain loose wire strands for superior terminations. Eases insertion of wire into the terminal block and is suitable for limited space panel | M | 1000 | 1000 | 1000 | 191.83
07498376256 | FSD78-10-D | Ferrule,Insul,16AWG,10mmPIN,BL,PK500 | The FSD78-10-D Pan-Term® Ferrule is a covered, single-wire ferrule end sleeve. Designed with a seamless barrel to contain loose wire strands for superior terminations. Plastic covering flare allows for faster and easier wire insertion to lower installed c | M | 1000 | 500 | 500 | 270.44
07498376257 | FSD78-12-D | Ferrule,Insul,16AWG,18.5mmLong,BL,500 | The FSD78-12-D Pan-Term® Ferrule is a covered, single-wire ferrule end sleeve. Designed with a seamless barrel to contain loose wire strands for superior terminations. Plastic covering flare allows for faster and easier wire insertion to lower installed c | M | 1000 | 500 | 500 | 270.44
07498376258 | FSD78-18-D | Ferrule,Insul,16AWG,18mmPIN,BL,PK500 | Polypropylene insulated ferrules single wire black DIN end sleeve, 16 AWG (1.5mm²), .71(18.0mm) pin length. | M | 1000 | 500 | 500 | 270.44
07498376399 | FSD78-6-D | Ferrule,Insul,16AWG,6mmPIN,BL,PK500 | Polypropylene insulated ferrules single wire black DIN end sleeve, 16 AWG (1.5mm²), .24(6.0mm) pin length. | M | 1000 | 500 | 500 | 243.32
07498390986 | FSD78-8-2KD0 | Ferrule,Insul,16AWG,8mmPIN,BL,REEL2500 | The FSD78-8-2KD0 Pan-Term® Ferrule is a covered, single-wire ferrule end sleeve. Designed with a seamless barrel to contain loose wire strands for superior terminations. Plastic covering flare allows for faster and easier wire insertion to lower installed | M | 1000 | 2500 | 2500 | 92.35
07498376255 | FSD78-8-D | Ferrule,Insul,16AWG,14.5mmLong,BL,500 | The FSD78-8-D Pan-Term® Ferrule is a covered, single-wire ferrule end sleeve. Designed with a seamless barrel to contain loose wire strands for superior terminations. Plastic covering flare allows for faster and easier wire insertion to lower installed co | M | 1000 | 500 | 500 | 243.32
07498300992 | FSD78-8-DSL0 | Ferrule,Insul,16AWG,8mmPIN,BL,STRIP500 | The FSD78-8-DSL0 Pan-Term® Ferrule is a covered, single-wire ferrule end sleeve. Designed with a seamless barrel to contain loose wire strands for superior terminations. Plastic covering flare allows for faster and easier wire insertion to lower installed | M | 1000 | 2500 | 500 | 90.6
07498333344 | FSD78-8-K | Ferrule,Insul,16AWG,8mmPIN,BL,REEL1000 | Insulated ferrules, single wire black DIN end sleeve on mini-reel, 16 AWG (1.5mm²), 0.31 (8.0mm) pin length. | M | 1000 | 1000 | 1000 | 191.83
07498376400 | FSD79-8-D | Ferrule,Insul,14AWG,8mmPIN,YL,PK500 | Polypropylene insulated ferrules single wire yellow DIN end sleeve, 14 AWG (2.1mm²), .31(8.0mm) pin length. | M | 1000 | 500 | 500 | 270.44
07498376260 | FSD80-12-D | Ferrule,Insul,14AWG,19mmLong,BU,500 | The FSD80-12-D Pan-Term® Ferrule is a covered, single-wire ferrule end sleeve. Designed with a seamless barrel to contain loose wire strands for superior terminations. Plastic covering flare allows for faster and easier wire insertion to lower installed | M | 1000 | 500 | 500 | 324.5
07498376261 | FSD80-18-D | Ferrule,Insul,14AWG,18mmPIN,BU,PK500 | Polypropylene insulated ferrules single wire blue DIN end sleeve, 14 AWG (2.5mm²), .71(18.0mm) pin length. | M | 1000 | 500 | 500 | 351.55
07498376259 | FSD80-8-D | Ferrule,Insul,14AWG,15mmLong,BU,K500 | The FSD80-8-D Pan-Term® Ferrule is a covered, single-wire ferrule end sleeve. Designed with a seamless barrel to contain loose wire strands for superior terminations. Plastic covering flare allows for faster and easier wire insertion to lower installed c | M | 1000 | 500 | 500 | 270.44
07498333345 | FSD80-8-DK | Ferrule,Insul,14AWG,8mmPIN,BU,REEL500 | Insulated ferrules, single wire blue DIN end sleeve on mini-reel, 14 AWG (2.5mm²), 0.31 (8.0mm) pin length. | M | 1000 | 500 | 500 | 238.66
07498302080 | FSD80-8-DSL6 | Ferrule,Insul,14AWG,8mmPIN,BU,STRIP500 | Insulated ferrules, on strip, single wire blue DIN end sleeve, 14 AWG (2.5mm²), 0.31(8.0mm) pin length. | M | 1000 | 500 | 500 | 99.08
07498390987 | FSD80-8-KD6 | Ferrule,Insul,14AWG,8mmPIN,BU,REEL1500 | Insulated ferrules, single wire blue DIN end sleeve on reel, 14AWG (2.50mm2), 8mm Pin Length. | M | 1000 | 1500 | 1500 | 100.97
07498376262 | FSD81-10-D | Ferrule,Insul,12AWG,17.5mmLong,GRY,500 | The FSD81-10-D Pan-Term® Ferrule is a covered, single-wire ferrule end sleeve. Designed with a seamless barrel to contain loose wire strands for superior terminations. Plastic covering flare allows for faster and easier wire insertion to lower installed c | M | 1000 | 500 | 500 | 324.5
07498376745 | FSD81-12-C | Ferrule,Insul,12AWG,20mmLong,GRY,100 | The FSD81-12-C Pan-Term® Ferrule is a covered, single-wire ferrule end sleeve. Designed with a seamless barrel to contain loose wire strands for superior terminations. Plastic covering flare allows for faster and easier wire insertion to lower installed c | M | 1000 | 1000 | 100 | 324.5
07498376264 | FSD81-18-C | Ferrule,Insul,12AWG,18mmPIN,GRY,PK100 | Polypropylene insulated ferrules single wire gray DIN end sleeve, 12 AWG (4.0mm²), .71(18.0mm) pin length. | M | 1000 | 500 | 100 | 540.9
07498376265 | FSD82-12-C | Ferrule,Insul,10AWG,20mmLong,YL,100 | The FSD82-12-C Pan-Term® Ferrule is a covered, single-wire ferrule end sleeve. Designed with a seamless barrel to contain loose wire strands for superior terminations. Plastic covering flare allows for faster and easier wire insertion to lower installed c | M | 1000 | 500 | 100 | 432.75
07498376266 | FSD82-18-C | Ferrule,Insul,10AWG,18mmPIN,YL,PK100 | Polypropylene insulated ferrules single wire yellow DIN end sleeve, 10 AWG (6.0mm²), .71(18.0mm) pin length. | M | 1000 | 500 | 100 | 595.12
07498376267 | FSD83-12-C | Ferrule,Insul,8AWG,21mmLong,RD,100 | The FSD83-12-C Pan-Term® Ferrule is a covered, single-wire ferrule end sleeve. Designed with a seamless barrel to contain loose wire strands for superior terminations. Plastic covering flare allows for faster and easier wire insertion to lower installed c | M | 1000 | 500 | 100 | 486.87
07498376268 | FSD83-18-C | Ferrule,Insul,8AWG,18mmPIN,RD,PK100 | Polypropylene insulated ferrules single wire red DIN end sleeve, 8 AWG (10.0mm²), .71(18.0mm) pin length. | M | 1000 | 100 | 100 | 649.23
07498376269 | FSD84-12-C | Ferrule,Twn,Insul,6AWG,23mmLong,BU,100 | The single wire DIN end sleeve insulated ferrule in blue has a funnel entry for faster insertion and lower installation cost. It is intended for American Wire Gauge (AWG) #6 (16.0 mm²) wire ferrules and supports a maximum wire insulated diameter of 0.35 ( | M | 1000 | 500 | 100 | 595.12
07498376270 | FSD84-18-C | Ferrule,Insul,6AWG,18mmPIN,BU,PK100 | Polypropylene insulated ferrules single wire blue DIN end sleeve, 6 AWG (16.0mm²), .71(18.0mm) pin length. | M | 1000 | 500 | 100 | 703.29
07498376271 | FSD85-16-L | Ferrule,Insul,4AWG,29mmLong,YL,PK50 | The single wire DIN end sleeve insulated ferrule in yellow has a funnel entry for faster insertion and lower installation cost. It is intended for American Wire Gauge (AWG) #4 (25.0 mm²) wire ferrules and supports a maximum wire insulated diameter of 0.43 | M | 1000 | 250 | 50 | 865.61
07498376272 | FSD85-18-L | Ferrule,Insul,4AWG,31mmLong,YL,PK50 | The single wire DIN end sleeve insulated ferrule in yellow has a funnel entry for faster insertion and lower installation cost. It is intended for American Wire Gauge (AWG) #4 (25.0 mm²) wire ferrules and supports a maximum wire insulated diameter of 0.43 | M | 1000 | 250 | 50 | 973.86
07498376273 | FSD85-22-L | Ferrule,Insul,4AWG,22mmPIN,YL,PK50 | Polypropylene insulated ferrules single wire yellow DIN end sleeve, 4 AWG (25.0mm²), .87(22.0mm) pin length. | M | 1000 | 250 | 50 | 1136.18
07498376274 | FSD86-16-L | Ferrule,Insul,2AWG,16mmPIN,RD,PK50 | Polypropylene insulated ferrules single wire red DIN end sleeve, 2 AWG (35.0mm²), .63(16.0mm) pin length. | M | 1000 | 250 | 50 | 1352.65
07498376275 | FSD86-18-L | Ferrule,Insul,2AWG,18mmPIN,RD,PK50 | Polypropylene insulated ferrules single wire red DIN end sleeve, 2 AWG (35.0mm²), .71(18.0mm) pin length. | M | 1000 | 250 | 50 | 1514.96
07498376276 | FSD86-25-L | Ferrule,Insul,2AWG,25mmPIN,RD,PK50 | Polypropylene insulated ferrules single wire red DIN end sleeve, 2 AWG (35.0mm²), .98(25.0mm) pin length. | M | 1000 | 50 | 50 | 1761.17
07498376277 | FSD87-20-L | Ferrule,Insul,1/0-1AWG,20mmPIN,BU,PK50 | Polypropylene insulated ferrules single wire blue DIN end sleeve, 1 AWG (50.0mm²), .79(20.0mm) pin length. | M | 1000 | 50 | 50 | 2840.7
07498376278 | FSD87-25-Q | Ferrule,Insul,1/0-1AWG,25mmPIN,BU,PK25 | Polypropylene insulated ferrules single wire blue DIN end sleeve, 1 AWG (50.0mm²), .98(25.0mm) pin length. | M | 1000 | 25 | 25 | 3344.49
07498333370 | FSD89-27-Q | Ferrule,Insul,2/0AWG,27mmPIN,YL,PK25 | Polypropylene insulated ferrules single wire yellow DIN end sleeve, 2/0 AWG (70mm²) Wire Size, 1.06 (27.0mm) Pin Length. | M | 1000 | 25 | 25 | 4833.56
07498333371 | FSD90-25-Q | Ferrule,Insul,3/0AWG,25mmPIN,RED,PK25 | Polypropylene insulated ferrules single wire red DIN end sleeve, 3/0 AWG (95.0mm²) Wire Size, 0.98 (25.0mm) Pin Length. | M | 1000 | 25 | 25 | 5784.9
07498333372 | FSD91-27-Q | Ferrule,Ins,4/0-250kcmil,27mmPIN,BU,PK25 | Polypropylene insulated ferrules single wire blue DIN end sleeve, 4/0 AWG - 250 kcmil (120.0mm²) Wire Size, 1.06 (27.0mm) Pin Length. | M | 1000 | 25 | 25 | 6203.55
07498333373 | FSD92-32-Q | Ferrule,Insul,300kcmil,32mmPIN,YL,PK25 | Polypropylene insulated ferrules single wire yellow DIN end sleeve, 300 kcmil (150.0mm²) Wire Size, 1.26 (32.0mm) Pin Length. | M | 1000 | 25 | 25 | 7041.02
07498333374 | FSDX75-8-D | Ferrule,Insul,Exp,20AWG,8mmPIN,WH,PK500 | Polypropylene insulated ferrules single wire white DIN color expanded end sleeve, #22 - 20 AWG (0.5mm²) Wire Size, 0.31 (8.0mm) Pin Length. | M | 1000 | 2500 | 500 | 84.05
07498333375 | FSDX76-8-D | Ferrule,Insul,Exp,18AWG,8mmPIN,GRY,PK500 | Polypropylene insulated ferrules single wire gray DIN color expanded end sleeve, #18 AWG (0.75mm²) Wire Size, 0.31 (8.0mm) Pin Length. | M | 1000 | 2500 | 500 | 84.05
07498333376 | FSDX77-8-D | Ferrule,Insul,Exp,1mm2,8mmPIN,RED,PK500 | Polypropylene insulated ferrules single wire red DIN color expanded end sleeve, (1.0mm²) Wire Size, 0.31 (8.0mm) Pin Length. | M | 1000 | 2500 | 500 | 84.05
07498333377 | FSDX78-8-D | Ferrule,Insul,Exp,16AWG,8mmPIN,BL,PK500 | Polypropylene insulated ferrules single wire black DIN color expanded end sleeve, #16 AWG (1.50mm²) Wire Size, 0.32 (8.0mm) Pin Length. | M | 1000 | 2500 | 500 | 84.05
61305666664 | FSDX80-12-D | Ferrule, Expanded Blue Sleeve, #14 AWG ( | Polypropylene insulated ferrules single wire blue DIN color expanded end sleeve, #14 AWG (2.5mm²) Wire Size, 0.47 (12.0mm) Pin Length. 500 per package | M | 1000 | 2500 | 500 | 147.28
61305666665 | FSDX80-8-D | Ferrule, Expanded Blue Sleeve, #14 AWG ( | Polypropylene insulated ferrules single wire blue DIN color expanded end sleeve, #14 AWG (2.5mm²) Wire Size, 0.31 (8mm) Pin Length. 500 per package | M | 1000 | 2500 | 500 | 110.45
61305666666 | FSDX81-10-D | Ferrule, Expanded Gray Sleeve, #12 AWG ( | Polypropylene insulated ferrules single wire gray DIN color expanded end sleeve, #12 AWG (4.0mm²) Wire Size, 0.39 (10.0mm) Pin Length. 500 per package | M | 1000 | 500 | 500 | 220.92
61305666667 | FSDX81-12-D | Ferrule, Expanded Gray Sleeve, #12 AWG ( | Polypropylene insulated ferrules single wire gray DIN color expanded end sleeve, #12 AWG (4.0mm²) Wire Size, 0.47 (12.0mm) Pin Length. 500 per package | M | 1000 | 500 | 500 | 257.75
07498333378 | FSDX84-12-C | Ferrule,Insul,Exp,6AWG,12mmPIN,BU,PK100 | Polypropylene insulated ferrules single wire blue DIN color expanded end sleeve, #6 AWG (16.0mm²) Wire Size, 0.47 (12.0mm) Pin Length. 500 per package | M | 1000 | 500 | 100 | 438.01
07498333380 | FSDXL78-10-C | Ferrule,Ins,ShtCrt,16AWG10mmPIN,BL,PK100 | Polypropylene insulated ferrules single wire black DIN color expanded short circuit protection end sleeve, 16 AWG (1.5mm), .39(10.0mm) pin length. | M | 1000 | 500 | 100 | 450.05
07498333382 | FSDXL80-12-C | Ferrule,Ins,ShtCt,14AWG,12mmPIN,BU,PK100 | Polypropylene insulated ferrules single wire blue DIN color expanded short circuit protection end sleeve, 14 AWG (2.5mm²), .47(12.0mm) pin length. | M | 1000 | 500 | 100 | 474.41
07498333383 | FSDXL81-10-C | Ferrule,Ins,ShtCt,12AWG,10mmPIN,GRYPK100 | Polypropylene insulated ferrules single wire gray DIN color expanded short circuit protection end sleeve, 12 AWG (4.0mm²), .39(10.0mm) pin length. | M | 1000 | 500 | 100 | 438.01
07498333384 | FSDXL82-12-C | Ferrule,Ins,ShtCt,10AWG,12mmPIN,YL,PK100 | Polypropylene insulated ferrules single wire yellow DIN color expanded short circuit protection end sleeve, 10 AWG (6.0mm²), .47(12.0mm) pin length. | M | 1000 | 100 | 100 | 668.94
07498376305 | FTD75-8-D | Ferrule,Insul,22AWG,15mmLong,WH,500 | The FTD75-8-D Pan-Term® Ferrule is a covered, twin-wire ferrule end sleeve. Designed with a seamless barrel to contain loose wire strands for superior terminations. Plastic covering flare allows for faster and easier wire insertion to lower installed cost | M | 1000 | 500 | 500 | 297.44
07498376307 | FTD76-10-D | Ferrule,Ins,Twin,2x18AWG,10mm,GRY,PK500 | Polypropylene insulated ferrules twin wire gray DIN color end sleeve, 18 AWG (0.75mm²), 0.39(10.0mm) pin length. | M | 1000 | 500 | 500 | 378.62
07498376306 | FTD76-8-D | Ferrule,Insul,Twin,2x18AWG,8mm,GRY,PK500 | Polypropylene insulated ferrules twin wire gray DIN color end sleeve, 18 AWG (0.75mm²), 0.31(8.0mm) pin length. | M | 1000 | 500 | 500 | 351.55
07498376309 | FTD77-10-D | Ferrule,Insul,Twin,2x1mm2,10mm,RED,PK500 | The FTD77-10-D Pan-Term® Ferrule is a covered, twin-wire ferrule end sleeve. Designed with a seamless barrel to contain loose wire strands for superior terminations. Plastic covering flare allows for faster and easier wire insertion to lower installed cos | M | 1000 | 500 | 500 | 405.74
07498376308 | FTD77-8-D | Ferrule,Insul,Twin,2x1mm2,8mm,RED,PK500 | The FTD77-8-D Pan-Term® Ferrule is a covered, twin-wire ferrule end sleeve. Designed with a seamless barrel to contain loose wire strands for superior terminations. Plastic covering flare allows for faster and easier wire insertion to lower installed cost | M | 1000 | 500 | 500 | 378.62
07498376311 | FTD78-12-D | Ferrule,Insul,Twin,2x16AWG,12mm,BL,PK500 | The FTD78-12-D Pan-Term® Ferrule is a covered, twin-wire ferrule end sleeve. Designed with a seamless barrel to contain loose wire strands for superior terminations. Plastic covering flare allows for faster and easier wire insertion to lower installed cos | M | 1000 | 500 | 500 | 405.74
07498376310 | FTD78-8-D | Ferrule,Insul,Twin,2x16AWG,8mm,BL,PK500 | The FTD78-8-D Pan-Term® Ferrule is a covered, twin-wire ferrule end sleeve. Designed with a seamless barrel to contain loose wire strands for superior terminations. Plastic covering flare allows for faster and easier wire insertion to lower installed cost | M | 1000 | 500 | 500 | 432.73
07498376312 | FTD80-10-TL | Ferrule,Insul,Twin,2x14AWG,10mm,BU,PK250 | The FTD80-10-TL Pan-Term® Ferrule is a covered, twin-wire ferrule end sleeve. Designed with a seamless barrel to contain loose wire strands for superior terminations. Plastic covering flare allows for faster and easier wire insertion to lower installed co | M | 1000 | 250 | 250 | 595.12
07498376313 | FTD80-13-TL | Ferrule,Insul,Twin,2x14AWG,13mm,BU,PK250 | The FTD80-13-TL Pan-Term® Ferrule is a covered, twin-wire ferrule end sleeve. Designed with a seamless barrel to contain loose wire strands for superior terminations. Plastic covering flare allows for faster and easier wire insertion to lower installed co | M | 1000 | 250 | 250 | 676.22
07498376314 | FTD81-12-C | Ferrule,Insul,Twin,2x12AWG,12mm,GRYPK100 | The FTD81-12-C Pan-Term® Ferrule is a covered, twin-wire ferrule end sleeve. Designed with a seamless barrel to contain loose wire strands for superior terminations. Plastic covering flare allows for faster and easier wire insertion to lower installed cos | M | 1000 | 100 | 100 | 730.37
07498376315 | FTD82-14-C | Ferrule,Insul,Twin,2x10AWG,14mm,YL,PK100 | The FTD82-14-C Pan-Term® Ferrule is a covered, twin-wire ferrule end sleeve. Designed with a seamless barrel to contain loose wire strands for superior terminations. Plastic covering flare allows for faster and easier wire insertion to lower installed cos | M | 1000 | 100 | 100 | 804.92
07498333394 | FTD83-14-C | Ferrule,Insul,Twin,2x8AWG,14mm,RD,PK100 | Polypropylene insulated ferrules twin wire red DIN color end sleeve, 8 AWG (10.0mm²), 0.55(14.0mm) pin length. | M | 1000 | 100 | 100 | 960.67
07498333395 | FTD84-16-C | Ferrule,Insul,Twin,2x6AWG,16mm,BU,PK100 | Polypropylene insulated ferrules twin wire blue DIN color end sleeve, 6 AWG (16.0mm²), 0.63(16.0mm) pin length,bulk package. | M | 1000 | 100 | 100 | 1337.7
07498334875 | FWR-C | NAR F"ger Wire Reta"er/Label, 100pcs | Panduct® type F and HN duct wire retainer/labeling device, 1.50" - 4.00" duct width, PVC, dark beige, 100 pc. package quantity. | C | 100 | 200 | 100 | 109.4
07498364235 | G.5X.5LG6 | Wide Slot Duct, PVC, .5x.5x6',LG,6ft | Panduct® type G wide slot wiring duct, .5 W x .5 H, 6' length, PVC, light gray. | FT | 1 | 6 | 6 | 3.76
07498364240 | G.5X.5LG6-A | Wide Slot ADH Duct,PVC,.5x.5x6',LG,6ft | Panduct® type G wide slot wiring duct, .5 W x .5 H, 6' length, PVC, adhesive, light gray. | FT | 1 | 6 | 6 | 4.51
07498364236 | G.5X.5WH6 | Wide Slot Duct, PVC, .5x.5x6',WH,6ft | Panduct® type G wide slot wiring duct, .5 W x .5 H, 6' length, PVC, white. | FT | 1 | 6 | 6 | 3.76
07498363960 | G.5X.5WH6-A | Wide Slot ADH Duct,PVC,.5x.5x6',WH,6ft | Panduct® type G wide slot wiring duct, .5 W x .5 H, 6' length, PVC, adhesive, white. | FT | 1 | 6 | 6 | 4.51
07498363880 | G.5X1LG6 | Wide Slot Duct, PVC, .5x1x6',LG,6ft | Panduct® type G wide slot wiring duct, .5 W x 1 H, 6' length, PVC, light gray. | FT | 1 | 6 | 6 | 4.23
07498364241 | G.5X1LG6-A | Wide Slot ADH Duct,PVC,.5x1x6',LG,6ft | Panduct® type G wide slot wiring duct, .5 W x 1 H, 6' length, PVC, adhesive, light gray. | FT | 1 | 6 | 6 | 5.18
07498363881 | G.5X1WH6 | Wide Slot Duct, PVC, .5x1x6',WH,6ft | Panduct® type G wide slot wiring duct, .5 W x 1 H, 6' length, PVC, white. | FT | 1 | 6 | 6 | 4.46
07498345343 | G.5X2LG6 | Wide Slot Duct, PVC, .5x2x6',LG,6ft | The G.5X2LG6 Panduct Lead-Free PVC Wide Slot Wiring Duct features a wide slot/finger design that provides greater sidewall rigidity and is suitable with a range of wire bundle sizes. UL 94 flame class of V-0 with a UL recognized continuous-use temperature | FT | 1 | 6 | 6 | 6.11
07498381462 | G.5X2WH6 | Wide Slot Duct, PVC, .5x2x6',WHT,6ft | Panduct® type G wide slot wiring duct, .5 W x 2 H, 6' length, PVC, white. | FT | 1 | 6 | 6 | 6.11
07498378046 | G.5X4LG6 | Slotted Duct, PVC,.5"X4"X6',LGRY | Slotted Duct, Polyvinyl Chloride, 0.5 Inch x 4 Inches x 6 Feet, Light Gray, Base and covers sold separately, Made of lead-free PVC, UL Recognized continuous use temperature 122 Degrees Fahrenheit (50 Degrees Celsius), UL94 Flammability Rating of V-0, Conf | FT | 1 | 6 | 6 | 10.96
07498363886 | G.75X.75LG6 | Wide Slot Duct, PVC, .75x.75x6',LG,6ft | Panduct® type G wide slot wiring duct, .75 W x .75 H, 6' length, PVC, light gray. | FT | 1 | 6 | 6 | 4.23
07498363973 | G.75X.75LG6-A | W Slot ADH Duct,PVC,.75x.75x6',LG,6ft | Panduct® type G wide slot wiring duct, .75 W x .75 H, 6' length, PVC, adhesive, light gray. | FT | 1 | 6 | 6 | 5.23
07498363887 | G.75X.75WH6 | Wide Slot Duct, PVC, .75x.75x6',WH,6ft | Panduct® type G wide slot wiring duct, .75 W x .75 H, 6' length, PVC, white. | FT | 1 | 6 | 6 | 4.46
07498354551 | G.75X1.5LG6 | Wide Slot Duct, PVC, .75x1.5x6',LG,6ft | Panduct® type G wide slot wiring duct, .75 W x 1.5 H, 6' length, PVC, light gray. | FT | 1 | 6 | 6 | 5.64
07498354555 | G.75X1.5LG6-A | W Slot ADH Duct,PVC,.75x1.5x6',LG,6ft | Panduct® type G wide slot wiring duct, .75 W x 1.5 H, 6' length, PVC, adhesive, light gray. | FT | 1 | 6 | 6 | 6.83
07498354552 | G.75X1.5WH6 | Wide Slot Duct, PVC, .75x1.5x6',WH,6ft | Panduct® type G wide slot wiring duct, .75 W x 1.5 H, 6' length, PVC, white. | FT | 1 | 6 | 6 | 5.93
07498354556 | G.75X1.5WH6-A | W Slot ADH Duct,PVC,.75x1.5x6',WH,6ft | Panduct® type G wide slot wiring duct, .75 W x 1.5 H, 6' length, PVC, adhesive, white. | FT | 1 | 6 | 6 | 6.83
07498363893 | G.75X1LG6 | Wide Slot Duct,PVC,.75x1x6',LG,6ft | Panduct® type G wide slot wiring duct, .75 W x 1 H, 6' length, PVC, light gray. | FT | 1 | 6 | 6 | 4.41
07498363982 | G.75X1LG6-A | W Slot ADH Duct,PVC,.75x1x6',LG,6ft | Panduct® type G wide slot wiring duct, .75 W x 1 H, 6' length, PVC, adhesive, light gray. | FT | 1 | 6 | 6 | 5.24
07498363894 | G.75X1WH6 | Wide Slot Duct, PVC, .75x1x6',WH,6ft | Panduct® type G wide slot wiring duct, .75 W x 1 H, 6' length, PVC, white. | FT | 1 | 6 | 6 | 4.63
07498363983 | G.75X1WH6-A | W Slot ADH Duct,PVC,.75x1x6',WH,6ft | Panduct® type G wide slot wiring duct, .75 W x 1 H, 6' length, PVC, adhesive, white. | FT | 1 | 6 | 6 | 5.33
07498363905 | G.75X2BL6 | Wide Slot Duct, PVC, .75x1x6',BLK,6ft | Panduct® type G wide slot wiring duct, .75 W x 2 H, 6' length, PVC, black. | FT | 1 | 6 | 6 | 6.8
07498363902 | G.75X2LG6 | Wide Slot Duct,PVC,.75x2x6',LG,6ft | The G.75X2LG6 Panduct Lead-Free PVC Wide Slot Wiring Duct features a wide slot/finger design that provides greater sidewall rigidity and is suitable with a range of wire bundle sizes. UL 94 flame class of V-0 with a UL recognized continuous-use temperatu | FT | 1 | 6 | 6 | 6.46
07498363990 | G.75X2LG6-A | W Slot ADH Duct,PVC,.75x2x6',LG,6ft | Panduct® type G wide slot wiring duct, .75 W x 2 H, 6' length, PVC, adhesive, light gray. | FT | 1 | 6 | 6 | 7.41
07498363903 | G.75X2WH6 | Wide Slot Duct, PVC, .75x2x6',WH,6ft | Panduct® type G wide slot wiring duct, .75 W x 2 H, 6' length, PVC, white. | FT | 1 | 6 | 6 | 6.46
07498363991 | G.75X2WH6-A | W Slot ADH Duct,PVC,.75x2x6',WH,6ft | Panduct® type G wide slot wiring duct, .75 W x 2 H, 6' length, PVC, adhesive, white. | FT | 1 | 6 | 6 | 7.78
07498361309 | G1.5X1.5BL6 | Wide Slot Duct, PVC, 1.5x1.5x6',BL,6ft | Panduct® type G wide slot wiring duct, 1.5 W x 1.5 H, 6' length, PVC, black. | FT | 1 | 6 | 6 | 6.18
07498354578 | G1.5X1.5LG6 | Wide Slot Duct, PVC, 1.5x1.5x6',LG,6ft | The G1.5X1.5LG6 Panduct Lead-Free PVCWide Slot Wiring Duct feature a wide slot/finger design that provides greater sidewall rigidity and is suitable with a range of wire bundle sizes. UL 94 flame class of V-0 with a UL recognized continuous-use temperatur | FT | 1 | 6 | 6 | 6.18
07498354680 | G1.5X1.5LG6-A | W Slot ADH Duct,PVC,1.5x1.5x6',LG,6ft | Panduct® type G wide slot wiring duct, 1.5 W x 1.5 H, 6' length, PVC, adhesive, light gray. | FT | 1 | 6 | 6 | 7.1
07498354599 | G1.5X1.5WH6 | Wide Slot Duct, PVC, 1.5x1.5x6',WH,6ft | Panduct® type G wide slot wiring duct, 1.5 W x 1.5 H, 6' length, PVC, white. | FT | 1 | 6 | 6 | 6.18
07498354701 | G1.5X1.5WH6-A | W Slot ADH Duct,PVC,1.5x1.5x6',WH,6ft | Panduct® type G wide slot wiring duct, 1.5 W x 1.5 H, 6' length, PVC, adhesive, white. | FT | 1 | 6 | 6 | 7.45
07498363921 | G1.5X1LG6 | Wide Slot Duct, PVC, 1.5x1x6',LG,6ft | Panduct® type G wide slot wiring duct, 1.5 W x 1 H, 6' length, PVC, light gray. | FT | 1 | 6 | 6 | 5.44
07498364008 | G1.5X1LG6-A | W Slot ADH Duct,PVC,1.5x1x6',LG,6ft | Panduct® type G wide slot wiring duct, 1.5 W x 1 H, 6' length, PVC, adhesive, light gray. | FT | 1 | 6 | 6 | 6.28
07498363922 | G1.5X1WH6 | Wide Slot Duct, PVC, 1.5x1x6',WH,6ft | Panduct® type G wide slot wiring duct, 1.5 W x 1 H, 6' length, PVC, white. | FT | 1 | 6 | 6 | 5.19
07498364009 | G1.5X1WH6-A | W Slot ADH Duct,PVC,1.5x1x6',WH,6ft | Panduct® type G wide slot wiring duct, 1.5 W x 1 H, 6' length, PVC, adhesive, white. | FT | 1 | 6 | 6 | 6.28
07498361358 | G1.5X2BL6 | Wide Slot Duct, PVC, 1.5x2x6',BL,6ft | The G1.5X2BL6 Panduct Lead-Free PVC Wide Slot Wiring Duct feature a wide slot/finger design that provides greater sidewall rigidity and is suitable with a range of wire bundle sizes. UL 94 flame class of V-0 with a UL recognized continuous-use temperature | FT | 1 | 6 | 6 | 6.75
07498301785 | G1.5X2IB6 | Wide Slot Duct, PVC, 1.5x2x6',IB,6ft | Panduct® type G wide slot wiring duct, 1.5 W x 2 H, 6' length, PVC, intrinsic blue. | FT | 1 | 6 | 6 | 7.06
07498354579 | G1.5X2LG6 | Wide Slot Duct, PVC, 1.5x2x6',LG,6ft | The G1.5X2LG6 Panduct Lead-Free PVCWide Slot Wiring Duct feature a wide slot/finger design that provides greater sidewall rigidity and is suitable with a range of wire bundle sizes. UL 94 flame class of V-0 with a UL recognized continuous-use temperature | FT | 1 | 6 | 6 | 6.75
07498354681 | G1.5X2LG6-A | W Slot ADH Duct,PVC,1.5x2x6',LG,6ft | Panduct® type G wide slot wiring duct, 1.5 W x 2 H, 6' length, PVC, adhesive, light gray. | FT | 1 | 6 | 6 | 8.15
07498354618 | G1.5X2WH6 | Wide Slot Duct, PVC, 1.5x2x6',WH,6ft | The G1.5X2WH6 Panduct Lead-Free PVC Wide Slot Wiring Duct feature a wide slot/finger design that provides greater sidewall rigidity and is suitable with a range of wire bundle sizes. UL 94 flame class of V-0 with a UL recognized continuous-use temperature | FT | 1 | 6 | 6 | 6.75
07498354705 | G1.5X2WH6-A | W Slot ADH Duct,PVC,1.5x2x6',WH,6ft | Panduct® type G wide slot wiring duct, 1.5 W x 2 H, 6' length, PVC, adhesive, white. | FT | 1 | 6 | 6 | 8.15
07498361366 | G1.5X3BL6 | Wide Slot Duct, PVC, 1.5x3x6',BL,6ft | Panduct® type G wide slot wiring duct, 1.5 W x 3 H, 6' length, PVC, black. | FT | 1 | 6 | 6 | 8.38
07498301786 | G1.5X3IB6 | Wide Slot Duct, PVC, 1.5x3x6',IB,6ft | Panduct® type G wide slot wiring duct, 1.5 W x 3 H, 6' length, PVC, intrinsic blue. | FT | 1 | 6 | 6 | 8.82
07498354580 | G1.5X3LG6 | Wide Slot Duct, PVC, 1.5x3x6',LG,6ft | The G1.5X3LG6 Panduct Lead-Free PVC Wide Slot Wiring Duct features a wide slot/finger design that provides greater sidewall rigidity and is suitable with a range of wire bundle sizes. Upper and lower scorelines allow for easy finger/sidewall section remo | FT | 1 | 6 | 6 | 8.38
07498354682 | G1.5X3LG6-A | W Slot ADH Duct,PVC,1.5x3x6',LG,6ft | Panduct® type G wide slot wiring duct, 1.5 W x 3 H, 6' length, PVC, adhesive, light gray. | FT | 1 | 6 | 6 | 9.77
07498354619 | G1.5X3WH6 | Wide Slot Duct, PVC, 1.5x3x6',WH,6ft | The G1.5X3WH6 Panduct Lead-Free PVC Wide Slot Wiring Duct feature a wide slot/finger design that provides greater sidewall rigidity and is suitable with a range of wire bundle sizes. UL 94 flame class of V-0 with a UL recognized continuous-use temperature | FT | 1 | 6 | 6 | 8.38
07498354711 | G1.5X3WH6-A | W Slot ADH Duct,PVC,1.5x3x6',WH,6ft | Panduct® type G wide slot wiring duct, 1.5 W x 3 H, 6' length, PVC, adhesive, white. | FT | 1 | 6 | 6 | 9.77
07498361374 | G1.5X4BL6 | Wide Slot Duct, PVC, 1.5x4x6',BL,6ft | Panduct® type G wide slot wiring duct, 1.5 W x 4 H, 6' length, PVC, black. | FT | 1 | 6 | 6 | 10.42
07498301787 | G1.5X4IB6 | Wide Slot Duct, PVC, 1.5x4x6',IB,6ft | Panduct® type G wide slot wiring duct, 1.5 W x 4 H, 6' length, PVC, intrinsic blue. | FT | 1 | 6 | 6 | 10.42
07498354581 | G1.5X4LG6 | Wide Slot Duct, PVC, 1.5x4x6',LG,6ft | The G1.5X4LG6 Panduct Lead-Free PVC Wide Slot Wiring Duct feature a wide slot/finger design that provides greater sidewall rigidity and is suitable with a range of wire bundle sizes. UL 94 flame class of V-0 with a UL recognized continuous-use temperature | FT | 1 | 6 | 6 | 9.94
07498354683 | G1.5X4LG6-A | W Slot ADH Duct,PVC,1.5x4x6',LG,6ft | Panduct® type G wide slot wiring duct, 1.5 W x 4 H, 6' length, PVC, adhesive, light gray. | FT | 1 | 6 | 6 | 11.57
07498354620 | G1.5X4WH6 | Wide Slot Duct, PVC, 1.5x4x6',WH,6ft | The G1.5X4WH6 Panduct Lead-Free PVC Wide Slot Wiring Duct feature a wide slot/finger design that provides greater sidewall rigidity and is suitable with a range of wire bundle sizes. UL 94 flame class of V-0 with a UL recognized continuous-use temperature | FT | 1 | 6 | 6 | 9.94
07498354713 | G1.5X4WH6-A | W Slot ADH Duct,PVC,1.5x4x6',WH,6ft | Panduct® type G wide slot wiring duct, 1.5 W x 4 H, 6' length, PVC, adhesive, white. | FT | 1 | 6 | 6 | 11.69
07498361492 | G1X1.5BL6 | Wide Slot Duct, PVC, 1x1.5x6',BL,6ft | Panduct® type G wide slot wiring duct, 1 W x 1.5 H, 6' length, PVC, black. | FT | 1 | 6 | 6 | 6.2
07498354543 | G1X1.5LG6 | Wide Slot Duct, PVC, 1x1.5x6',LG,6ft | The G1X1.5LG6 Panduct Lead-Free PVC Wide Slot Wiring Duct feature a wide slot/finger design that provides greater sidewall rigidity and is suitable with a range of wire bundle sizes. UL 94 flame class of V-0 with a UL recognized continuous-use temperature | FT | 1 | 6 | 6 | 6.2
07498354676 | G1X1.5LG6-A | W Slot ADH Duct,PVC,1x1.5x6',LG,6ft | Panduct® type G wide slot wiring duct, 1 W x 1.5 H, 6' length, PVC, adhesive, light gray. | FT | 1 | 6 | 6 | 7.46
07498354595 | G1X1.5WH6 | Wide Slot Duct, PVC, 1x1.5x6',WH,6ft | The G1X1.5WH6 Panduct Lead-Free PVC Wide Slot Wiring Duct feature a wide slot/finger design that provides greater sidewall rigidity and is suitable with a range of wire bundle sizes. UL 94 flame class of V-0 with a UL recognized continuous-use temperature | FT | 1 | 6 | 6 | 6.2
07498354697 | G1X1.5WH6-A | W Slot ADH Duct,PVC,1x1.5x6',WH,6ft | Panduct® type G wide slot wiring duct, 1 W x 1.5 H, 6' length, PVC, adhesive, white. | FT | 1 | 6 | 6 | 7.46
07498363914 | G1X1BL6 | Wide Slot Duct, PVC, 1x1x6',BL,6ft | Panduct® type G wide slot wiring duct, 1 W x 1 H, 6' length, PVC, black. | FT | 1 | 6 | 6 | 4.49
07498363911 | G1X1LG6 | Wide Slot Duct, PVC, 1x1x6',LG,6ft | The G1X1LG6 Panduct Lead-Free PVC Wide Slot Wiring Duct feature a wide slot/finger design that provides greater sidewall rigidity and is suitable with a range of wire bundle sizes. UL 94 flame class of V-0 with a UL recognized continuous-use temperature u | FT | 1 | 6 | 6 | 4.49
07498363998 | G1X1LG6-A | W Slot ADH Duct,PVC,1x1x6',LG,6ft | The G1X1LG6-A Panduct Lead-Free PVC Wide Slot Wiring Duct feature a wide slot/finger design that provides greater sidewall rigidity and is suitable with a range of wire bundle sizes. UL 94 flame class of V-0 with a UL recognized continuous-use temperature | FT | 1 | 6 | 6 | 5.31
07498363912 | G1X1WH6 | Wide Slot Duct, PVC, 1x1x6',WH,6ft | Panduct® type G wide slot wiring duct, 1 W x 1 H, 6' length, PVC, white. | FT | 1 | 6 | 6 | 4.49
07498363999 | G1X1WH6-A | W Slot ADH Duct,PVC,1x1x6',WH,6ft | Panduct® type G wide slot wiring duct, 1 W x 1 H, 6' length, PVC, adhesive, white. | FT | 1 | 6 | 6 | 5.56
07498361500 | G1X2BL6 | Wide Slot Duct, PVC, 1x2x6',BL,6ft | Panduct® type G wide slot wiring duct, 1 W x 2 H, 6' length, PVC, black. | FT | 1 | 6 | 6 | 6.13
07498361546 | G1X2IB6 | Wide Slot Duct, PVC, 1x2x6',IB,6ft | Panduct® type G wide slot wiring duct, 1 W x 2 H, 6' length, PVC, intrinsic blue. | FT | 1 | 6 | 6 | 6.45
07498354544 | G1X2LG6 | Wide Slot Duct, PVC, 1x2x6',LG,6ft | The G1X2LG6 Panduct Lead-Free PVC Wide Slot Wiring Duct feature a wide slot/finger design that provides greater sidewall rigidity and is suitable with a range of wire bundle sizes. UL 94 flame class of V-0 with a UL recognized continuous-use temperature u | FT | 1 | 6 | 6 | 6.13
07498354677 | G1X2LG6-A | W Slot ADH Duct,PVC,1x2x6',LG,6ft | The G1X2LG6-A Panduct Lead-Free PVC Wide Slot Wiring Duct feature a wide slot/finger design that provides greater sidewall rigidity and is suitable with a range of wire bundle sizes. UL 94 flame class of V-0 with a UL recognized continuous-use temperatur | FT | 1 | 6 | 6 | 7.05
07498354596 | G1X2WH6 | Wide Slot Duct, PVC, 1x2x6',WH,6ft | The G1X2WH6 Panduct Lead-Free PVC Wide Slot Wiring Duct feature a wide slot/finger design that provides greater sidewall rigidity and is suitable with a range of wire bundle sizes. UL 94 flame class of V-0 with a UL recognized continuous-use temperature u | FT | 1 | 6 | 6 | 6.13
07498354698 | G1X2WH6-A | W Slot ADH Duct,PVC,1x2x6',WH,6ft | Panduct® type G wide slot wiring duct, 1 W x 2 H, 6' length, PVC, adhesive, white. | FT | 1 | 6 | 6 | 7.4
07498361550 | G1X3BL6 | Wide Slot Duct, PVC, 1x3x6',BL,6ft | Panduct® type G wide slot wiring duct, 1 W x 3 H, 6' length, PVC, black. | FT | 1 | 6 | 6 | 7.93
07498366140 | G1X3IB6 | Wide Slot Duct, PVC, 1x3x6',IB,6ft | Panduct® type G wide slot wiring duct, 1 W x 3 H, 6' length, PVC, intrinsic blue. | FT | 1 | 6 | 6 | 8.33
07498354545 | G1X3LG6 | Wide Slot Duct, PVC, 1x3x6',LG,6ft | The G1X3LG6 Panduct Lead-Free PVC Wide Slot Wiring Duct feature a wide slot/finger design that provides greater sidewall rigidity and is suitable with a range of wire bundle sizes. UL 94 flame class of V-0 with a UL recognized continuous-use temperature u | FT | 1 | 6 | 6 | 7.93
07498354678 | G1X3LG6-A | W Slot ADH Duct,PVC,1x3x6',LG,6ft | The G1X3LG6-A Panduct Lead-Free PVC Wide Slot Wiring Duct feature a wide slot/finger design that provides greater sidewall rigidity and is suitable with a range of wire bundle sizes. UL 94 flame class of V-0 with a UL recognized continuous-use temperature | FT | 1 | 6 | 6 | 9.07
07498354597 | G1X3WH6 | Wide Slot Duct, PVC, 1x3x6',WH,6ft | The G1X3WH6 Panduct Lead-Free PVC Wide Slot Wiring Duct feature a wide slot/finger design that provides greater sidewall rigidity and is suitable with a range of wire bundle sizes. UL 94 flame class of V-0 with a UL recognized continuous-use temperature u | FT | 1 | 6 | 6 | 7.93
07498354699 | G1X3WH6-A | W Slot ADH Duct,PVC,1x3x6',WH,6ft | Panduct® type G wide slot wiring duct, 1 W x 3 H, 6' length, PVC, adhesive, white. | FT | 1 | 6 | 6 | 9.52
07498361557 | G1X4BL6 | Wide Slot Duct, PVC, 1x4x6',BL,6ft | Panduct® type G wide slot wiring duct, 1 W x 4 H, 6' length, PVC, black. | FT | 1 | 6 | 6 | 10.27
07498301788 | G1X4IB6 | Wide Slot Duct, PVC, 1x4x6',IB,6ft | Panduct® type G wide slot wiring duct, 1 W x 4 H, 6' length, PVC, intrinsic blue. | FT | 1 | 6 | 6 | 10.27
07498354577 | G1X4LG6 | Wide Slot Duct, PVC, 1x4x6',LG,6ft | The G1X3WH6 Panduct Lead-Free PVC Wide Slot Wiring Duct feature a wide slot/finger design that provides greater sidewall rigidity and is suitable with a range of wire bundle sizes. UL 94 flame class of V-0 with a UL recognized continuous-use temperature u | FT | 1 | 6 | 6 | 9.77
07498354679 | G1X4LG6-A | W Slot ADH Duct,PVC,1x4x6',LG,6ft | Panduct® type G wide slot wiring duct, 1 W x 4 H, 6' length, PVC, adhesive, light gray. | FT | 1 | 6 | 6 | 11.72
07498354598 | G1X4WH6 | Wide Slot Duct, PVC, 1x4x6',WH,6ft | The G1X4WH6 Panduct Lead-Free PVC Wide Slot Wiring Duct feature a wide slot/finger design that provides greater sidewall rigidity and is suitable with a range of wire bundle sizes. UL 94 flame class of V-0 with a UL recognized continuous-use temperature u | FT | 1 | 6 | 6 | 9.77
07498354700 | G1X4WH6-A | W Slot ADH Duct,PVC,1x4x6',WH,6ft | Panduct® type G wide slot wiring duct, 1 W x 4 H, 6' length, PVC, adhesive, white. | FT | 1 | 6 | 6 | 11.72
07498363938 | G2.5X3BL6 | Wide Slot Duct, PVC, 2.5x3x6',BL,6ft | Panduct® type G wide slot wiring duct, 2.5 W x 3 H, 6' length, PVC, black. | FT | 1 | 6 | 6 | 9.27
07498363935 | G2.5X3LG6 | Wide Slot Duct, PVC, 2.5x3x6',LG,6ft | Panduct® type G wide slot wiring duct, 2.5 W x 3 H, 6' length, PVC, light gray. | FT | 1 | 6 | 6 | 9.27
07498363936 | G2.5X3WH6 | Wide Slot Duct, PVC, 2.5x3x6',WH,6ft | Panduct® type G wide slot wiring duct, 2.5 W x 3 H, 6' length, PVC, white. | FT | 1 | 6 | 6 | 9.74
07498354582 | G2X1.5LG6 | Wide Slot Duct, PVC, 2x1.5x6',LG,6ft | The G2X1.5LG6 Panduct Lead-Free PVC Wide Slot Wiring Duct feature a wide slot/finger design that provides greater sidewall rigidity and is suitable with a range of wire bundle sizes. UL 94 flame class of V-0 with a UL recognized continuous-use temperature | FT | 1 | 6 | 6 | 6.56
07498354684 | G2X1.5LG6-A | W Slot ADH Duct,PVC,2x1.5x6',LG,6ft | Panduct® type G wide slot wiring duct, 2 W x 1.5 H, 6' length, PVC, adhesive, light gray. | FT | 1 | 6 | 6 | 7.55
07498354621 | G2X1.5WH6 | Wide Slot Duct, PVC, 2x1.5x6',WH,6ft | Panduct® type G wide slot wiring duct, 2 W x 1.5 H, 6' length, PVC, white. | FT | 1 | 6 | 6 | 6.56
07498363930 | G2X1BL6 | Wide Slot Duct, PVC, 2x1x6',BL,6ft | Panduct® type G wide slot wiring duct, 2 W x 1 H, 6' length, PVC, black. | FT | 1 | 6 | 6 | 6.28
07498363927 | G2X1LG6 | Wide Slot Duct, PVC, 2x1x6',LG,6ft | Panduct® type G wide slot wiring duct, 2 W x 1 H, 6' length, PVC, light gray. | FT | 1 | 6 | 6 | 5.98
07498364014 | G2X1LG6-A | W Slot ADH Duct,PVC,2x1x6',LG,6ft | Panduct® type G wide slot wiring duct, 2 W x 1 H, 6' length, PVC, adhesive, light gray. | FT | 1 | 6 | 6 | 7.31
07498363928 | G2X1WH6 | Wide Slot Duct, PVC, 2x1x6',WH,6ft | Panduct® type G wide slot wiring duct, 2 W x 1 H, 6' length, PVC, white. | FT | 1 | 6 | 6 | 6.28
07498360465 | G2X2BL6 | Wide Slot Duct, PVC, 2x2x6',BL,6ft | The G2X2BL6 Panduct Lead-Free PVC Wide Slot Wiring Duct feature a wide slot/finger design that provides greater sidewall rigidity and is suitable with a range of wire bundle sizes. UL 94 flame class of V-0 with a UL recognized continuous-use temperature u | FT | 1 | 6 | 6 | 6.58
07498361569 | G2X2BL6-A | W Slot ADH Duct,PVC,2x2x6',BL,6ft | Panduct® type G wide slot wiring duct, 2 W x 2 H, 6' length, PVC, adhesive, black. | FT | 1 | 6 | 6 | 7.97
07498361952 | G2X2IB6 | Wide Slot Duct, PVC, 2x2x6',IB,6ft | Panduct® type G wide slot wiring duct, 2 W x 2 H, 6' length, PVC, intrinsic blue. | FT | 1 | 6 | 6 | 6.58
07498354583 | G2X2LG6 | Wide Slot Duct, PVC, 2x2x6',LG,6ft | The G2X2LG6 Panduct Lead-Free PVC Wide Slot Wiring Duct feature a wide slot/finger design that provides greater sidewall rigidity and is suitable with a range of wire bundle sizes. UL 94 flame class of V-0 with a UL recognized continuous-use temperature u | FT | 1 | 6 | 6 | 6.58
07498354685 | G2X2LG6-A | W Slot ADH Duct,PVC,2x2x6',LG,6ft | Panduct® type G wide slot wiring duct, 2 W x 2 H, 6' length, PVC, adhesive, light gray. | FT | 1 | 6 | 6 | 7.58
07498339256 | G2X2LG6EMI | Shielded Duct, PVC, 2x2x6',LG,6ft | Shielded wiring duct, 2 W x 2 H, 6' length, PVC, light gray. | FT | 1 | 24 | 12 | 20.12
07498354622 | G2X2WH6 | Wide Slot Duct, PVC, 2x2x6',WH,6ft | The G2X2WH6 Panduct Lead-Free PVC Wide Slot Wiring Duct feature a wide slot/finger design that provides greater sidewall rigidity and is suitable with a range of wire bundle sizes. UL 94 flame class of V-0 with a UL recognized continuous-use temperature u | FT | 1 | 6 | 6 | 6.58
07498354717 | G2X2WH6-A | W Slot ADH Duct,PVC,2x2x6',WH,6ft | Panduct® type G wide slot wiring duct, 2 W x 2 H, 6' length, PVC, adhesive, white. | FT | 1 | 6 | 6 | 7.97
07498361956 | G2X3BL6 | Wide Slot Duct, PVC, 2x3x6',BL,6ft | The G2X3BL6 Panduct Lead-Free PVC Wide Slot Wiring Duct feature a wide slot/finger design that provides greater sidewall rigidity and is suitable with a range of wire bundle sizes. UL 94 flame class of V-0 with a UL recognized continuous-use temperature u | FT | 1 | 6 | 6 | 8.62
07498361963 | G2X3IB6 | Wide Slot Duct, PVC, 2x3x6',IB,6ft | Panduct® type G wide slot wiring duct, 2 W x 3 H, 6' length, PVC, intrinsic blue. | FT | 1 | 6 | 6 | 9.05
07498354584 | G2X3LG6 | Wide Slot Duct, PVC, 2x3x6',LG,6ft | The G2X3LG6 Panduct Lead-Free PVC Wide Slot Wiring Duct features a wide slot/finger design that provides greater sidewall rigidity and is suitable with a range of wire bundle sizes. Upper and lower scorelines allow for easy finger/sidewall section remova | FT | 1 | 6 | 6 | 8.62
07498354686 | G2X3LG6-A | W Slot ADH Duct,PVC,2x3x6',LG,6ft | The G2X3LG6-A Panduct Lead-Free PVC Wide Slot Wiring Duct feature a wide slot/finger design that provides greater sidewall rigidity and is suitable with a range of wire bundle sizes. UL 94 flame class of V-0 with a UL recognized continuous-use temperature | FT | 1 | 6 | 6 | 9.92
07498339257 | G2X3LG6EMI | Shielded Duct, PVC, 2x3x6',LG,6ft | Shielded wiring duct, 2 W x 3 H, 6' length, PVC, light gray. | FT | 1 | 24 | 12 | 23.66
07498354623 | G2X3WH6 | Wide Slot Duct, PVC, 2x3x6',WH,6ft | The G2X3WH6 Panduct Lead-Free PVC Wide Slot Wiring Duct feature a wide slot/finger design that provides greater sidewall rigidity and is suitable with a range of wire bundle sizes. UL 94 flame class of V-0 with a UL recognized continuous-use temperature u | FT | 1 | 6 | 6 | 8.62
07498354719 | G2X3WH6-A | W Slot ADH Duct,PVC,2x3x6',WH,6ft | Panduct® type G wide slot wiring duct, 2 W x 3 H, 6' length, PVC, adhesive, white. | FT | 1 | 6 | 6 | 9.92
07498361967 | G2X4BL6 | Wide Slot Duct, PVC, 2x4x6',BL,6ft | Panduct® type G wide slot wiring duct, 2 W x 4 H, 6' length, PVC, black. | FT | 1 | 6 | 6 | 10.4
07498366216 | G2X4IB6 | Wide Slot Duct, PVC, 2x4x6',IB,6ft | Panduct® type G wide slot wiring duct, 2 W x 4 H, 6' length, PVC, intrinsic blue. | FT | 1 | 6 | 6 | 10.4
07498354585 | G2X4LG6 | Wide Slot Duct, PVC, 2x4x6',LG,6ft | The G2X4LG6 Panduct Lead-Free PVC Wide Slot Wiring Duct features a wide slot/finger design that provides greater sidewall rigidity and is suitable with a range of wire bundle sizes. Upper and lower scorelines allow for easy finger/sidewall section remova | FT | 1 | 6 | 6 | 10.4
07498354687 | G2X4LG6-A | W Slot ADH Duct,PVC,2x4x6',LG,6ft | Panduct® type G wide slot wiring duct, 2 W x 4 H, 6' length, PVC, adhesive, light gray. | FT | 1 | 6 | 6 | 11.96
07498339258 | G2X4LG6EMI | Shielded Duct, PVC, 2x4x6',LG,6ft | Shielded wiring duct, 2 W x 4 H, 6' length, PVC, light gray. | FT | 1 | 24 | 6 | 27.2
07498354624 | G2X4WH6 | Wide Slot Duct, PVC, 2x4x6',WH,6ft | The G2X4WH6 Panduct Lead-Free PVC Wide Slot Wiring Duct feature a wide slot/finger design that provides greater sidewall rigidity and is suitable with a range of wire bundle sizes. UL 94 flame class of V-0 with a UL recognized continuous-use temperature u | FT | 1 | 6 | 6 | 10.4
07498354728 | G2X4WH6-A | W Slot ADH Duct,PVC,2x4x6',WH,6ft | Panduct® type G wide slot wiring duct, 2 W x 4 H, 6' length, PVC, adhesive, white. | FT | 1 | 6 | 6 | 11.96
61305602285 | G2X5IB6 | Wide Slot Duct, PVC, 2x5x6',IB,6ft | Panduct® type G wide slot wiring duct, 2 W x 5 H, 6' length, PVC, Intrinsic Blue. | FT | 1 | 6 | 6 | 15.33
07498354586 | G2X5LG6 | Wide Slot Duct, PVC, 2x5x6',LG,6ft | The G2X5LG6 Panduct Lead-Free PVC Wide Slot Wiring Duct feature a wide slot/finger design that provides greater sidewall rigidity and is suitable with a range of wire bundle sizes. UL 94 flame class of V-0 with a UL recognized continuous-use temperature u | FT | 1 | 6 | 6 | 14.61
07498354625 | G2X5WH6 | Wide Slot Duct, PVC, 2x5x6',WH,6ft | Panduct® type G wide slot wiring duct, 2 W x 5 H, 6' length, PVC, white. | FT | 1 | 6 | 6 | 14.61
07498363943 | G3X1LG6 | Wide Slot Duct, PVC, 3x1x6',LG,6ft | Panduct® type G wide slot wiring duct, 3 W x 1 H, 6' length, PVC, light gray. | FT | 1 | 6 | 6 | 6.88
07498363944 | G3X1WH6 | Wide Slot Duct, PVC, 3x1x6',WH,6ft | Panduct® type G wide slot wiring duct, 3 W x 1 H, 6' length, PVC, white. | FT | 1 | 6 | 6 | 6.88
07498361986 | G3X2BL6 | Wide Slot Duct, PVC,3x2x6',BL,6ft | Panduct® type G wide slot wiring duct, 3 W x 2 H, 6' length, PVC, black. | FT | 1 | 6 | 6 | 8.22
07498354587 | G3X2LG6 | Wide Slot Duct, PVC, 3x2x6',LG,6ft | The G3X2LG6 Panduct Lead-Free PVC Wide Slot Wiring Duct feature a wide slot/finger design that provides greater sidewall rigidity and is suitable with a range of wire bundle sizes. UL 94 flame class of V-0 with a UL recognized continuous-use temperature u | FT | 1 | 6 | 6 | 8.22
07498354689 | G3X2LG6-A | W Slot ADH Duct,PVC,3x2x6',LG,6ft | Panduct® type G wide slot wiring duct, 3 W x 2 H, 6' length, PVC, adhesive, light gray. | FT | 1 | 6 | 6 | 9.94
07498354626 | G3X2WH6 | Wide Slot Duct, PVC, 3x2x6',WH,6ft | Panduct® type G wide slot wiring duct, 3 W x 2 H, 6' length, PVC, white. | FT | 1 | 6 | 6 | 8.22
07498360466 | G3X3BL6 | Wide Slot Duct,PVC,3x3x6',BL,6ft | The G3X3BL6 Panduct Lead-Free PVC Wide Slot Wiring Duct feature a wide slot/finger design that provides greater sidewall rigidity and is suitable with a range of wire bundle sizes. UL 94 flame class of V-0 with a UL recognized continuous-use temperature u | FT | 1 | 6 | 6 | 10.02
07498361993 | G3X3BL6-A | W Slot ADH Duct,PVC,3x3x6',BL,6ft | Panduct® type G wide slot wiring duct, 3 W x 3 H, 6' length, PVC, adhesive, black. | FT | 1 | 6 | 6 | 12.07
07498361999 | G3X3IB6 | Wide Slot Duct,PVC,3x3x6',IB,6ft | Panduct® type G wide slot wiring duct, 3 W x 3 H, 6' length, PVC, intrinsic blue. | FT | 1 | 6 | 6 | 10.52
07498354588 | G3X3LG6 | Wide Slot Duct, PVC, 3x3x6',LG,6ft | The G3X3LG6 Panduct Lead-Free PVC Wide Slot Wiring Duct feature a wide slot/finger design that provides greater sidewall rigidity and is suitable with a range of wire bundle sizes. UL 94 flame class of V-0 with a UL recognized continuous-use temperature u | FT | 1 | 6 | 6 | 10.02
07498354690 | G3X3LG6-A | W Slot ADH Duct,PVC,3x3x6',LG,6ft | Panduct® type G wide slot wiring duct, 3 W x 3 H, 6' length, PVC, adhesive, light gray. | FT | 1 | 6 | 6 | 11.39
07498354627 | G3X3WH6 | Wide Slot Duct, PVC, 3x3x6',WH,6ft | The G3X3WH6 Panduct Lead-Free PVC Wide Slot Wiring Duct feature a wide slot/finger design that provides greater sidewall rigidity and is suitable with a range of wire bundle sizes. UL 94 flame class of V-0 with a UL recognized continuous-use temperature u | FT | 1 | 6 | 6 | 10.02
07498354780 | G3X3WH6-A | W Slot ADH Duct,PVC,3x3x6',WH,6ft | Panduct® type G wide slot wiring duct, 3 W x 3 H, 6' length, PVC, adhesive, white. | FT | 1 | 6 | 6 | 11.39
07498360467 | G3X4BL6 | Wide Slot Duct,PVC,3x4x6',BL,6ft | Panduct® type G wide slot wiring duct, 3 W x 4 H, 6' length, PVC, black. | FT | 1 | 6 | 6 | 12.41
07498354589 | G3X4LG6 | Wide Slot Duct, PVC, 3x4x6',LG,6ft | The G3X4LG6 Panduct Lead-Free PVC Wide Slot Wiring Duct feature a wide slot/finger design that provides greater sidewall rigidity and is suitable with a range of wire bundle sizes. UL 94 flame class of V-0 with a UL recognized continuous-use temperature u | FT | 1 | 6 | 6 | 12.41
07498354691 | G3X4LG6-A | W Slot ADH Duct,PVC,3x4x6',LG,6ft | Panduct® type G wide slot wiring duct, 3 W x 4 H, 6' length, PVC, adhesive, light gray. | FT | 1 | 6 | 6 | 15
07498354628 | G3X4WH6 | Wide Slot Duct, PVC, 3x4x6',WH,6ft | The G3X4WH6 Panduct Lead-Free PVC Wide Slot Wiring Duct feature a wide slot/finger design that provides greater sidewall rigidity and is suitable with wide range of wire bundle sizes. UL 94 flame class of V-0 with a UL recognized continuous-use temperatur | FT | 1 | 6 | 6 | 12.41
07498354786 | G3X4WH6-A | W Slot ADH Duct,PVC,3x4x6',WH,6ft | Panduct® type G wide slot wiring duct, 3 W x 4 H, 6' length, PVC, adhesive, white. | FT | 1 | 6 | 6 | 14.8
61305602296 | G3X5IB6 | Wide Slot Duct, PVC, 3x5x6',IB,6ft | Panduct® type G wide slot wiring duct, 3 W x 5 H, 6' length, PVC, intrinsic blue. | FT | 1 | 6 | 6 | 17.23
07498354590 | G3X5LG6 | Wide Slot Duct, PVC, 3x5x6',LG,6ft | The G3X5LG6 Panduct Lead-Free PVC Wide Slot Wiring Duct feature a wide slot/finger design that provides greater sidewall rigidity and is suitable with a range of wire bundle sizes. UL 94 flame class of V-0 with a UL recognized continuous-use temperature u | FT | 1 | 6 | 6 | 16.43
07498354692 | G3X5LG6-A | W Slot ADH Duct,PVC,3x5x6',LG,6ft | Panduct® type G wide slot wiring duct, 3 W x 5 H, 6' length, PVC, adhesive, light gray. | FT | 1 | 6 | 6 | 19.71
07498354629 | G3X5WH6 | Wide Slot Duct, PVC, 3x5x6',WH,6ft | Panduct® type G wide slot wiring duct, 3 W x 5 H, 6' length, PVC, white. | FT | 1 | 6 | 6 | 16.43
07498363951 | G4X1.5LG6 | Wide Slot Duct, PVC, 4x1.5x6',LG,6ft | Panduct® type G wide slot wiring duct, 4 W x 1.5 H, 6' length, PVC, light gray. | FT | 1 | 6 | 6 | 8.6
07498363952 | G4X1.5WH6 | Wide Slot Duct, PVC, 4x1.5x6',WH,6ft | Panduct® type G wide slot wiring duct, 4 W x 1.5 H, 6' length, PVC, white. | FT | 1 | 6 | 6 | 8.6
07498362014 | G4X2BL6 | Wide Slot Duct, PVC,4x2x6',BL,6ft | Panduct® type G wide slot wiring duct, 4 W x 2 H, 6' length, PVC, black. | FT | 1 | 6 | 6 | 10.07
07498354591 | G4X2LG6 | Wide Slot Duct, PVC, 4x2x6',LG,6ft | Panduct® type G wide slot wiring duct, 4 W x 2 H, 6' length, PVC, light gray. | FT | 1 | 6 | 6 | 9.6
07498354693 | G4X2LG6-A | W Slot ADH Duct,PVC,4x2x6',LG,6ft | Panduct® type G wide slot wiring duct, 4 W x 2 H, 6' length, PVC, adhesive, light gray. | FT | 1 | 6 | 6 | 11.57
07498354630 | G4X2WH6 | Wide Slot Duct, PVC, 4x2x6',WH,6ft | Panduct® type G wide slot wiring duct, 4 W x 2 H, 6' length, PVC, white. | FT | 1 | 6 | 6 | 10.07
07498362022 | G4X3BL6 | Wide Slot Duct, PVC, 4x3x6',BL,6ft | Panduct® type G wide slot wiring duct, 4 W x 3 H, 6' length, PVC, black. | FT | 1 | 6 | 6 | 11.12
07498354592 | G4X3LG6 | Wide Slot Duct, PVC, 4x3x6',LG,6ft | The G4X3LG6 Panduct Lead-Free PVC Wide Slot Wiring Duct feature a wide slot/finger design that provides greater sidewall rigidity and is suitable with a range of wire bundle sizes. UL 94 flame class of V-0 with a UL recognized continuous-use temperature u | FT | 1 | 6 | 6 | 11.12
07498354694 | G4X3LG6-A | W Slot ADH Duct,PVC,4x3x6',LG,6ft | Panduct® type G wide slot wiring duct, 4 W x 3 H, 6' length, PVC, adhesive, light gray. | FT | 1 | 6 | 6 | 13.08
07498354631 | G4X3WH6 | Wide Slot Duct, PVC, 4x3x6',WH,6ft | Panduct® type G wide slot wiring duct, 4 W x 3 H, 6' length, PVC, white. | FT | 1 | 6 | 6 | 11.12
07498360468 | G4X4BL6 | Wide Slot Duct, PVC, 4x4x6',BL,6ft | The G4X4BL6 Panduct Lead-Free PVC Wide Slot Wiring Duct feature a wide slot/finger design that provides greater sidewall rigidity and is suitable with a range of wire bundle sizes. UL 94 flame class of V-0 with a UL recognized continuous-use temperature u | FT | 1 | 6 | 6 | 13.36
07498362036 | G4X4IB6 | Wide Slot Duct, PVC, 4x4x6',IB,6ft | Panduct® type G wide slot wiring duct, 4 W x 4 H, 6' length, PVC, intrinsic blue. | FT | 1 | 6 | 6 | 14.03
07498354593 | G4X4LG6 | Wide Slot Duct, PVC, 4x4x6',LG,6ft | The G4X4LG6 Panduct Lead-Free PVC Wide Slot Wiring Duct feature a wide slot/finger design that provides greater sidewall rigidity and is suitable with a range of wire bundle sizes. UL 94 flame class of V-0 with a UL recognized continuous-use temperature u | FT | 1 | 6 | 6 | 13.36
07498354695 | G4X4LG6-A | W Slot ADH Duct,PVC,4x4x6',LG,6ft | Panduct® type G wide slot wiring duct, 4 W x 4 H, 6' length, PVC, adhesive, light gray. | FT | 1 | 6 | 6 | 15.81
07498354632 | G4X4WH6 | Wide Slot Duct, PVC, 4x4x6',WH,6ft | The G4X4WH6 Panduct Lead-Free PVC Wide Slot Wiring Duct feature a wide slot/finger design that provides greater sidewall rigidity and is suitable with a range of wire bundle sizes. UL 94 flame class of V-0 with a UL recognized continuous-use temperature u | FT | 1 | 6 | 6 | 13.36
07498354805 | G4X4WH6-A | W Slot ADH Duct,PVC,4x4x6',WH,6ft | Panduct® type G wide slot wiring duct, 4 W x 4 H, 6' length, PVC, adhesive, white. | FT | 1 | 6 | 6 | 15.81
07498362040 | G4X5BL6 | Wide Slot Duct, PVC, 4x5x6',BL,6ft | Panduct® type G wide slot wiring duct, 4 W x 5 H, 6' length, PVC, black. | FT | 1 | 6 | 6 | 20.19
61305602294 | G4X5IB6 | Wide Slot Duct, PVC, 4x5x6',IB,6ft | Panduct® type G wide slot wiring duct, 4 W x 5 H, 6' length, PVC, intrinsic blue. | FT | 1 | 6 | 6 | 20.19
07498354594 | G4X5LG6 | Wide Slot Duct, PVC, 4x5x6',LG,6ft | The G4X5LG6 Panduct Lead-Free PVC Wide Slot Wiring Duct feature a wide slot/finger design that provides greater sidewall rigidity and is suitable with a range of wire bundle sizes. UL 94 flame class of V-0 with a UL recognized continuous-use temperature u | FT | 1 | 6 | 6 | 19.24
07498354696 | G4X5LG6-A | W Slot ADH Duct,PVC,4x5x6',LG,6ft | Panduct® type G wide slot wiring duct, 4 W x 5 H, 6' length, PVC, adhesive, light gray. | FT | 1 | 6 | 6 | 22.26
07498354633 | G4X5WH6 | Wide Slot Duct, PVC, 4x5x6',WH,6ft | Panduct® type G wide slot wiring duct, 4 W x 5 H, 6' length, PVC, white. | FT | 1 | 6 | 6 | 19.24
61305620745 | G6X4BL6 | Wide Slot Duct, PVC, 6x4x6',BL,6ft | Panduct® type G wide slot wiring duct, 6 W x 4 H, 6' length, PVC, Black. | FT | 1 | 6 | 6 | 18.47
07498372241 | G6X4LG6 | Wide Slot Duct, PVC, 6x4x6',LG,6ft | The G6X4LG6 Panduct Lead-Free PVC Wide Slot Wiring Duct feature a wide slot/finger design that provides greater sidewall rigidity and is suitable with a range of wire bundle sizes. UL 94 flame class of V-0 with a UL recognized continuous-use temperature u | FT | 1 | 6 | 6 | 18.47
07498372259 | G6X4WH6 | Wide Slot Duct, PVC, 6x4x6',WH,6ft | The G6X4WH6 Panduct Lead-Free PVC Wide Slot Wiring Duct feature a wide slot/finger design that provides greater sidewall rigidity and is suitable with a range of wire bundle sizes. UL 94 flame class of V-0 with a UL recognized continuous-use temperature u | FT | 1 | 6 | 6 | 18.47
07498399941 | GACB-1 | Auxiliary Cable Bracket,1.25,Steel,EA | Auxiliary cable bracket, 1.25" (31.8mm) width, 7.00" (177.8mm) height, 4.87" (123.7mm) depth, provided with one mounting screw. | KT | 1 | 5 | 1 | 45.72
07498333316 | GACB-2 | Auxiliary Cable Bracket,1.63,Steel,EA | The GACB-2 Auxiliary Cable Bracket bonds ladder racks, wire baskets, and Panduit® Wyr-Grid® Systems together without drilling holes. The paint piercing teeth provide electrical continuity between cable pathway sections while minimizing debris. The front a | KT | 1 | 5 | 1 | 52.25
07498333317 | GACB-3 | Auxiliary Cable Bracket,1.88,Steel,EA | The GACB-3 Auxiliary Cable Bracket bonds ladder racks, wire baskets, and Panduit® Wyr-Grid® Systems together without drilling holes. The paint piercing teeth provide electrical continuity between cable pathway sections while minimizing debris. The front a | KT | 1 | 5 | 1 | 52.25
07498308979 | GACBJ612U | Auxiliary Bracket Jumper, #6 AWG,12",EA | Auxiliary cable bracket jumper for bonding pathway sections; #6 AWG (16mm²); 12.0 (305mm) length; factory terminated on both ends with straight, two-hole, long barrel compression lugs; provided with .16 oz. (5cc) of antioxidant and four mounting screws. | KT | 1 | 5 | 1 | 44.27
07498399943 | GACBJ618U | Auxiliary Bracket Jumper, #6 AWG, 18",EA | Auxiliary cable bracket jumper for bonding pathway sections; #6 AWG (16mm²); 18.0 (457mm) length; factory terminated on both ends with straight, two-hole, long barrel compression lugs; provided with .16 oz. (5cc) of antioxidant and four mounting screws. | KT | 1 | 5 | 1 | 51.64
07498308977 | GACBJ68U | Auxiliary Bracket Jumper, #6 AWG,8",EA | Auxiliary cable bracket jumper for bonding pathway sections; #6 AWG (16mm²); 8.0 (203mm) length; factory terminated on both ends with straight, two-hole, long barrel compression lugs; provided with .16 oz. (5cc) of antioxidant and four mounting screws. | KT | 1 | 5 | 1 | 41.83
61305675411 | GAR440-2-X | Pipe Clamp; 1 Wire: 4AWG - 4/0 Parallel | Bronze Ground Clamp Connector,Paralell or Perpindicular to Pipe, 4 AWG -4/0 AWG Str. copper wire to 1/2" - 1" Pipe | C | 100 | 10 | 1 | 3530.7
61305675412 | GAR440-3-3 | Pipe Clamp; 1 Wire: 4AWG - 4/0 Parallel | Bronze Ground Clamp Connector,Paralell or Perpindicular to Pipe, 4 AWG -4/0 AWG Str. copper wire to 1-1/4" - 2" Pipe | C | 100 | 6 | 1 | 5762.69
61305675413 | GAR440-5-2 | Pipe Clamp; 1 Wire: 4AWG - 4/0 Parallel | Bronze Ground Clamp Connector,Paralell or Perpindicular to Pipe, 4 AWG -4/0 AWG Str. copper wire to 4" - 5" Pipe | C | 100 | 1 | 1 | 13360.2
61305628736 | GB2A18I | Grounding Busbar 1/4" X 2" X 24" | Grounding Busbar 1/4" X 2" X 24" | PC | 1 | 1 | 1 | 208.3
07498365926 | GB2B0304TPI-1 | Grounding Busbar,Tin Plated,10 in,EA | The GB2B0304TPI-1 Grounding Busbar meets BICSI and J-STD-607-A requirements for network systems grounding applications. Made of high conductivity copper and tin-plated to inhibit corrosion, comes pre-assembled with brackets and insulators attached for a q | PC | 1 | 1 | 1 | 126.07
07498365927 | GB2B0306TPI-1 | GroundingBusbar,TinPlated,.25x2x12'',EA | The GB2B0306TPI-1 Grounding Busbar meets BICSI and J-STD-607-A requirements for network systems grounding applications. Made of high conductivity copper and tin-plated to inhibit corrosion, comes pre-assembled with brackets and insulators attached for a q | PC | 1 | 1 | 1 | 134.89
07498365929 | GB2B0312TPI-1 | Grounding Busbar,Tin Plated,20 in,EA | The GB2B0312TPI-1 Grounding Busbar meets BICSI and J-STD-607-A requirements for network systems grounding applications. Made of high conductivity copper and tin-plated to inhibit corrosion, comes pre-assembled with brackets and insulators attached for a q | PC | 1 | 1 | 1 | 170.19
07498312559 | GB2B0514TPI-1 | Grounding Busbar,1/4" X 2" X 24" ,EA | 1/4" X 2" X 24" Telecommunications Grounding Busbars. | PC | 1 | 1 | 1 | 364.66
07498311055 | GB2D0008TPI-1 | Grounding Busbar, 1/4" x 2" x 12", EA | 1/4" x 2" x 12" Grounding Busbar. | PC | 1 | 1 | 1 | 211.26
07498312355 | GB2D0021TPI-1 | Grounding Busbar, 1/4" x 2" x 24" ,EA | 1/4" x 2" x 24" Grounding Busbar. | PC | 1 | 1 | 1 | 356.43
07498311057 | GB2D0033TPI-1 | Grounding Busbar, 1/4" x 2" x 36" , EA | 1/4" x 2" x 36" Grounding Busbar. | PC | 1 | 1 | 1 | 493.32
07498311058 | GB2D0044TPI-1 | Grounding Busbar, 1/4" x 2" x 48",EA | 1/4" x 2" x 48" Grounding Busbar. | PC | 1 | 1 | 1 | 647.23
07498311059 | GB2D0056TPI-1 | Grounding Busbar, 1/4" x 2" x 60",EA | 1/4" x 2" x 60" Grounding Busbar. | PC | 1 | 1 | 1 | 781.89
61305628738 | GB4A0606I | Grounding Busbar 1/4" x 4" x 12" | Grounding Busbar 1/4" x 4" x 12" | PC | 1 | 1 | 1 | 197.28
07498334540 | GB4B0612TPI-1 | GroundingBusbar,TinPlated,.25x4x12'',EA | The GB4B0612TPI-1 Grounding Busbar meets BICSI and J-STD-607-A requirements for network systems grounding applications. Made of high conductivity copper and tin-plated to inhibit corrosion, comes pre-assembled with brackets and insulators attached for a q | PC | 1 | 1 | 1 | 188.24
07498334541 | GB4B0624TPI-1 | Grounding Busbar,Tin Plated,20 in,EA | The GB4B0624TPI-1 Grounding Busbar meets BICSI and J-STD-607-A requirements for network systems grounding applications. Made of high conductivity copper and tin-plated to inhibit corrosion, GB4B0624TPI-1 comes pre-assembled with brackets and insulators at | PC | 1 | 1 | 1 | 240.98
07498312560 | GB4B1028TPI-1 | Grounding Busbar, 1/4" X 4" X 24" ,EA | The GB4B128TPI-1 Grounding Busbar meets BICSI and J-STD-607-A requirements for network systems grounding applications. Made of high conductivity copper and tin-plated to inhibit corrosion, comes pre-assembled with brackets and insulators attached for a qu | PC | 1 | 1 | 1 | 632.43
07498311049 | GB4N0007TPI-1 | Grounding Busbar, 1/4" x 4" x 12",EA | The GB4N0007TPI-1 Grounding Busbar meets BICSI and J-STD-607-A requirements for network systems grounding applications. Made of high conductivity copper and tin-plated to inhibit corrosion, comes pre-assembled with brackets and insulators attached for a q | PC | 1 | 1 | 1 | 327.85
07498311050 | GB4N0016TPI-1 | Grounding Busbar,Tin Plated,24in,EA | The GB4N0016TPI-1 Grounding Busbar meets BICSI and J-STD-607-A requirements for network systems grounding applications. Made of high conductivity copper and tin-plated to inhibit corrosion, comes pre-assembled with brackets and insulators attached for a q | PC | 1 | 1 | 1 | 578.05
07498311051 | GB4N0024TPI-1 | Grounding Busbar, 1/4" X 4" X 36" ,EA | The GB4N0024TPI-1 Grounding Busbar meets BICSI and J-STD-607-A requirements for network systems grounding applications. Made of high conductivity copper and tin-plated to inhibit corrosion, comes pre-assembled with brackets and insulators attached for a q | PC | 1 | 1 | 1 | 832.26
07498312354 | GB4N0026TPI-1 | Grounding Busbar, 1/4" x 4" x 48" ,EA | 1/4" x 4" x 48" Grounding Busbar. | PC | 1 | 1 | 1 | 1157.44
07498311053 | GB4N0034TPI-1 | Grounding Busbar, 1/4" X 4" X 60",EA | 1/4" x 4" x 60" Grounding Busbar. | PC | 1 | 1 | 1 | 1414.96
07498307208 | GBC2250-12-X | Ground Bar Clamp,2/0 SOL-250kcmil,PK10 | Ground bar Clamp 2/0 SOL-250 kcmil | C | 100 | 10 | 1 | 11163.4
61305657965 | GBC3500-12-X | Mechanical Grounding Connector, 2 Cables | Mechanical Grounding Connector, 2 Cables to Bar, 300 kcmil - 500 kcmil, 1/2" Stud | C | 100 | 1 | 1 | 20681.96
61305657963 | GBC4300-12-X | Mechanical Grounding Connector, 2 Cables | Mechanical Grounding Connector, 2 Cables to Bar, 4 Str. - 300 kcmil, 1/2" Stud | C | 100 | 10 | 1 | 5324.29
07498345137 | GC-15A-Q | Al Grnd Clamp,Dual Rated,14-1/0 AWG,25PK | Aluminum dual rated ground clamp, type GC, conduit pipe or water tube size 1/2" – 3/4" – 1". | C | 100 | 25 | 1 | 670.64
07498345138 | GC-18A-X | Al Grnd Clmp,Dual Rated,6 -250kcmil,10PK | Aluminum dual rated ground clamp, type GC, conduit pipe or water tube size 1 1/4" – 1", 1/2" – 2". | C | 100 | 10 | 1 | 1768.71
07498345139 | GC-22A-4 | Al Grnd Clamp, Dual Rated, #6-250 ,4PK | Aluminum dual rated ground clamp, type GC, conduit pipe or water tube size 2 1/2" – 3" – 3 1/2" – 4". | C | 100 | 4 | 1 | 4957.83
61305666832 | GCC6-2-2 | Grounding "6x6" Style Cross Connector, 6 | The GCC6-2-2 Compression Connector Tap provides high-strength and premium electrical properties. It is suitable for use with solid and stranded copper Code conductors. Used for tapping conductor to conductor and conductor to ground rod and rebar applicati | PC | 1 | 5 | 1 | 53.09
61305671733 | GCC6-250-2 | Grounding "6x6" Style Cross Connector, 2 | Grounding "6x6" Style Cross Connector, 2 Str - 250 kcmil (35-120mm2), 1/2 - 5/8 Rod (12.7-15.9mm), or #3 - #4 Rebar (#10M-#13M) Main, 6 Sol - 2 Str (10-35mm2) Tap | PC | 1 | 3 | 1 | 76.1
61305671789 | GCC6-250-250 | Grounding "6x6" Style Cross Connector, 2 | Grounding "6x6" Style Cross Connector, 2 Str - 250 kcmil (35-120mm2), 1/2 - 5/8 Rod (12.7-15.9mm), or #3 - #4 Rebar (#10M-#13M) Main, 2 Str - 250 kcmil (35-120mm2) Tap | PC | 1 | 3 | 1 | 76.1
61305668576 | GCC6-500-2 | Grounding "6x6" Style Cross Connector, 2 | Grounding "6x6" Style Cross Connector, 250 - 500 kcmil (120-240mm2), 5/8 - 3/4 Rod (15.9-19.1mm), or #5 - #6 Rebar (#16M-#19M) Main, 6 Sol - 2 Str (10-35mm2) Tap | PC | 1 | 2 | 1 | 110.35
61305666838 | GCC6-500-250 | Grounding "6x6" Style Cross Connector, 2 | Grounding "6x6" Style Cross Connector, 250 - 500 kcmil (120-240mm2), 5/8 - 3/4 Rod (15.9-19.1mm), or #5 - #6 Rebar (#16M-#19M) Main, 2 Str - 250 kcmil (35-120mm2) Tap | PC | 1 | 2 | 1 | 110.35
61305668575 | GCC6-500-500 | Grounding "6x6" Style Cross Connector, 2 | Grounding "6x6" Style Cross Connector, 250 - 500 kcmil (120-240mm2), 5/8 - 3/4 Rod (15.9-19.1mm), or #5 - #6 Rebar (#16M-#19M) Main, 250 - 500 kcmil (120-240mm2) Tap | PC | 1 | 1 | 1 | 131.81
07498300947 | GCC6X6250-1/0 | Cross Connector,Copper,250-1/0,EA | The GCC6X6250-1/0 Compression Connector Tap provides high-strength and premium electrical properties. It is suitable for use with solid and stranded copper Code conductors. Used for tapping conductor to conductor and conductor to ground rod and rebar appl | PC | 1 | 3 | 1 | 99.08
07498300948 | GCC6X6250-250 | Cross Connector,Copper,250-250,EA | The GCC6X6250-250 Compression Connector Tap provides high-strength and premium electrical properties. It is suitable for use with solid and stranded copper Code conductors. Used for tapping conductor to conductor and conductor to ground rod and rebar appl | PC | 1 | 3 | 1 | 99.08
07498300950 | GCC6X6500-250 | Cross Connector,Copper,500-250,EA | The GCC6X6500-250 Compression Connector Tap provides high-strength and premium electrical properties. It is suitable for use with solid and stranded copper Code conductors. Used for tapping conductor to conductor and conductor to ground rod and rebar appl | PC | 1 | 1 | 1 | 143.69
61305673282 | GCC8-1-250 | Grounding "8x6" Style Cross Connector, 1 | The GCC8-1-250 Compression Connector Tap provides high-strength and premium electrical properties. It is suitable for use with solid and stranded copper Code conductors. Used for tapping conductor to conductor and conductor to ground rod and rebar applica | PC | 1 | 2 | 1 | 98.85
61305673283 | GCC8-1-250TP | Tin Plated Grounding "8x6" Style Cross C | Tin Plated Grounding "8x6" Style Cross Connector, 1" Rod (25.4mm), 2 Str - 250 kcmil (35-120mm2) Copper Cable | PC | 1 | 2 | 1 | 100.23
61305673290 | GCC8-1-500 | Grounding "8x6" Style Cross Connector, 1 | The GCC8-1-500 Compression Connector Tap provides high-strength and premium electrical properties. It is suitable for use with solid and stranded copper Code conductors. Used for tapping conductor to conductor and conductor to ground rod and rebar applica | PC | 1 | 1 | 1 | 140.73
61305673291 | GCC8-1-500TP | Tin Plated Grounding "8x6" Style Cross C | Tin Plated Grounding "8x6" Style Cross Connector, 1" Rod (25.4mm), 250 - 500 kcmil (120-240mm2) Copper Cable | PC | 1 | 1 | 1 | 142.33
61305673276 | GCC8-1/2-250 | Grounding "8x6" Style Cross Connector, 1 | The GCC8-1/2-250 Compression Connector Tap provides high-strength and premium electrical properties. It is suitable for use with solid and stranded copper Code conductors. Used for tapping conductor to conductor and conductor to ground rod and rebar appli | PC | 1 | 1 | 1 | 105.03
61305673277 | GCC8-1/2-250TP | Tin Plated Grounding "8x6" Style Cross C | Tin Plated Grounding "8x6" Style Cross Connector, 1/2" Rod (12.7mm), 2 Str - 250 kcmil (35-120mm2) Copper Cable | PC | 1 | 2 | 1 | 105.36
61305673284 | GCC8-1/2-500 | Grounding "8x6" Style Cross Connector, 1 | The GCC8-1/2-500 Compression Connector Tap provides high-strength and premium electrical properties. It is suitable for use with solid and stranded copper Code conductors. Used for tapping conductor to conductor and conductor to ground rod and rebar appli | PC | 1 | 2 | 1 | 112.98
61305673285 | GCC8-1/2-500TP | Tin Plated Grounding "8x6" Style Cross C | Tin Plated Grounding "8x6" Style Cross Connector, 1/2" Rod (12.7mm), 250 - 500 kcmil (120-240mm2) Copper Cable | PC | 1 | 2 | 1 | 113.36
61305673280 | GCC8-3/4-250 | Grounding "8x6" Style Cross Connector, 3 | The GCC8-3/4-250 Compression Connector Tap provides high-strength and premium electrical properties. It is suitable for use with solid and stranded copper Code conductors. Used for tapping conductor to conductor and conductor to ground rod and rebar appli | PC | 1 | 2 | 1 | 127.62
61305673281 | GCC8-3/4-250TP | Tin Plated Grounding "8x6" Style Cross C | Tin Plated Grounding "8x6" Style Cross Connector, 3/4" Rod (19.1mm), 2 Str - 250 kcmil (35-120mm2) Copper Cable | PC | 1 | 2 | 1 | 127.99
61305673288 | GCC8-3/4-500 | Grounding "8x6" Style Cross Connector, 3 | The GCC8-3/4-500 Compression Connector Tap provides high-strength and premium electrical properties. It is suitable for use with solid and stranded copper Code conductors. Used for tapping conductor to conductor and conductor to ground rod and rebar appli | PC | 1 | 1 | 1 | 127.99
61305673289 | GCC8-3/4-500TP | Tin Plated Grounding "8x6" Style Cross C | Tin Plated Grounding "8x6" Style Cross Connector, 3/4" Rod (19.1mm), 250 - 500 kcmil (120-240mm2) Copper Cable | PC | 1 | 1 | 1 | 128.76
61305673278 | GCC8-5/8-250 | Grounding "8x6" Style Cross Connector, 5 | The GCC8-5/8-250 Compression Connector Tap provides high-strength and premium electrical properties. It is suitable for use with solid and stranded copper Code conductors. Used for tapping conductor to conductor and conductor to ground rod and rebar appli | PC | 1 | 3 | 1 | 122.81
61305673279 | GCC8-5/8-250TP | Tin Plated Grounding "8x6" Style Cross C | Tin Plated Grounding "8x6" Style Cross Connector, 5/8" Rod (15.9mm), 2 Str - 250 kcmil (35-120mm2) Copper Cable | PC | 1 | 3 | 1 | 124.63
61305673286 | GCC8-5/8-500 | Grounding "8x6" Style Cross Connector, 5 | The GCC8-5/8-500 Compression Connector Tap provides high-strength and premium electrical properties. It is suitable for use with solid and stranded copper Code conductors. Used for tapping conductor to conductor and conductor to ground rod and rebar appli | PC | 1 | 3 | 1 | 122.76
61305673287 | GCC8-5/8-500TP | Tin Plated Grounding "8x6" Style Cross C | Tin Plated Grounding "8x6" Style Cross Connector, 5/8" Rod (15.9mm), 250 - 500 kcmil (120-240mm2) Copper Cable | PC | 1 | 3 | 1 | 122.69
07498300954 | GCE1/0-1/0 | Grounding Connector,Copper 1/0-1/0,EA | The GCE1/0-1/0 Style Grounding Connector is designed to enhance the crimp process using technology that meetings the IEEE Stud 837 – 2002. With wide range-taking ability and multi-conductor design provides flexibility with a minimum number of parts. The | PC | 1 | 10 | 1 | 23.21
07498300955 | GCE250-1/0 | Grounding Connector,Copper 250-1/0,EA | The GCE250-1/0 E Style Grounding Connector is designed to enhance the crimp process using technology that meetings the IEEE Stud 837 – 2002. With wide range-taking ability and multi-conductor design provides flexibility with a minimum number of parts. The | PC | 1 | 5 | 1 | 39.11
07498300956 | GCE250-250 | Grounding Connector,Copper 250-250,EA | The GCE250-250 E Style Grounding Connector is designed to enhance the crimp process using technology that meetings the IEEE Stud 837 – 2002. With wide range-taking ability and multi-conductor design provides flexibility with a minimum number of parts. The | PC | 1 | 5 | 1 | 39.11
07498300957 | GCE500-1/0 | Ground "E" Style Conn., EA | The GCE500-1/0 Style Grounding Connector is designed to enhance the crimp process using technology that meetings the IEEE Stud 837 – 2002. With wide range-taking ability and multi-conductor design provides flexibility with a minimum number of parts. The s | PC | 1 | 3 | 1 | 55.83
07498300958 | GCE500-250 | Grounding Connector,Copper 500-250,EA | The GCE500-250 E Style Grounding Connector is designed to enhance the crimp process using technology that meetings the IEEE Stud 837 – 2002. With wide range-taking ability and multi-conductor design provides flexibility with a minimum number of parts. The | PC | 1 | 5 | 1 | 55.83
61305671713 | GCESTUD-14-X | Copper Plated Steel Grounding Weld Stud, | Copper Clad Steel Grounding Weld Stud, 1/4" | C | 100 | 20 | 1 | 649.03
61305671716 | GCESTUD-34-X | Copper Plated Steel Grounding Weld Stud, | Copper Clad Steel Grounding Weld Stud, 3/4" | C | 100 | 20 | 1 | 3414.35
61305671714 | GCESTUD-38-X | Copper Plated Steel Grounding Weld Stud, | Copper Clad Steel Grounding Weld Stud, 3/8" | C | 100 | 20 | 1 | 956.21
61305671715 | GCESTUD-916-X | Copper Plated Steel Grounding Weld Stud, | Copper Clad Steel Grounding Weld Stud, 9/16" | C | 100 | 20 | 1 | 1883.89
07498360134 | GE128-C | Grom Edg Slit,.22"x.16",NYL,NAT,100pcs | The GE128-C National Aerospace Standard Grommet Edging protects and prevents wires and cables from chafing against sharp edges of panel walls and knockouts. Nylon material. Designed for 0.085" - 0.128" (2.2 mm - 3.3 mm) thick panels. 12.75" (323.9 mm) lo | C | 100 | 100 | 100 | 130.53
07498360165 | GE128-C69 | Grom Edg Slit,.22"x.16",FR NYL,NAT,100pc | Military standard grommet edging strip, .128" thickness, flame retardant nylon 6.6, natural. | C | 100 | 100 | 100 | 217.37
07498360136 | GE192-L | Grom Edg Slit,.33"x.23",NYL,NAT,50pcs | The GE128-C National Aerospace Standard Grommet Edging protects and prevents wires and cables from chafing against sharp edges of panel walls and knockouts. Nylon material. Designed for 0.128" - 0.192" (3.3 mm - 4.9 mm) thick panels. 12.75" (323.9 mm) lo | C | 100 | 50 | 50 | 171.61
07498360166 | GE192-L69 | Grom Edg Slit,.33"x.23",FR NYL,NAT,50pc | Military standard grommet edging strip, .192" thickness, flame retardant nylon 6.6, natural. | C | 100 | 50 | 50 | 272.86
07498360138 | GE255-L | Grom Edg Slit,.39"x.24",NYL,NAT,50pcs | The GE255-L National Aerospace Standard Slotted Grommet Edging protects and prevents wires and cables from chafing against sharp edges of panel walls and knockouts. Nylon material. Designed for 0.192" - 0.255" (4.9 mm - 6.5 mm) thick panels. 12.75" (323. | C | 100 | 50 | 50 | 270.01
07498360140 | GE318-L | Grom Edg Slit,.46"x.26",NYL,NAT,50pcs | Military standard grommet edging strip, .318" thickness, nylon 6.6, natural. | C | 100 | 50 | 50 | 316.83
07498360142 | GE380-Q | Grom Edg Slit,.52"x.26",NYL,NAT,25pcs | Military standard grommet edging strip, .380" thickness, nylon 6.6, natural. | C | 100 | 25 | 25 | 360.64
07498360144 | GE510-Q | Grom Edg Slit,.64"x.26",NYL,NAT,25pcs | Military standard grommet edging strip, .510" thickness, nylon 6.6, natural. | C | 100 | 25 | 25 | 369.35
07498360130 | GE52-C | Grom Edg Slit,.15"x.16",NYL,NAT,100pcs | Military standard grommet edging strip, .052" thickness, nylon 6.6, natural. | C | 100 | 100 | 100 | 112.71
07498360167 | GE52-C69 | Grom Edg Slit,.15"x.16",FR NYL,NAT,100pc | Military standard grommet edging strip, .052" thickness, flame retardant nylon 6.6, natural. | C | 100 | 100 | 100 | 174.05
07498360132 | GE85-C | Grom Edg Slit,.18"x.16",NYL,NAT,100pcs | The GE85-C National Aerospace Standard Slotted Grommet Edging protects and prevents wires and cables from chafing against sharp edges of panel walls and knockouts. Nylon material. Designed for 0.052" - 0.085" (1.3 mm - 2.2 mm) thick panels. 12.75" (323.9 | C | 100 | 100 | 100 | 119.02
07498360168 | GE85-C69 | Grom Edg Slit,.18"x.16",FR NYL,NAT,100pc | Military standard grommet edging strip, .085" thickness, flame retardant nylon 6.6, natural. | C | 100 | 100 | 100 | 185.69
07498360200 | GEE134N-C | Grom Edg Slit,.21"x.14",NYL,NAT,1rl | Slotted grommet edging, .142" thickness, nylon 6, natural. | RL | 1 | 1 | 1 | 142.73
07498362716 | GEE144F-A-C | Grom Edg ADH Slit,.21"x.22",NAT,1rl | The GEE144F-A-C Polyethylene Slotted Grommet Edging protects and prevents wires and cables from chafing against sharp edges of panel walls and knockouts. Slotted edging recommended for use on irregularly shaped and round panel holes. The material is hig | RL | 1 | 1 | 1 | 76.12
07498362717 | GEE144F-A-C0 | Grom Edg ADH Slit,.21"x.22",BLK,1rl | The GEE144F-A-C0 Polyethylene Slotted Grommet Edging protects and prevents wires and cables from chafing against sharp edges of panel walls and knockouts. Slotted edging is recommended for use on irregularly shaped and round panel holes. The material is | RL | 1 | 1 | 1 | 83.35
07498360169 | GEE144F-C | Grom Edg Slit,.21"x.22",NAT,1rl | The GEE144F-C Polyethylene Slotted Grommet Edging protects and prevents wires and cables from chafing against sharp edges of panel walls and knockouts. Slotted edging is recommended for use on irregularly shaped and round panel holes. The material is hig | RL | 1 | 1 | 1 | 60.96
07498360170 | GEE144F-C0 | Grom Edg Slit,.21"x.22",BLK,1rl | Slotted grommet edging, .144" thickness, weather resistant polyethylene, black. | RL | 1 | 1 | 1 | 70.09
07498310758 | GEE144FR-CY | Grom Edg Slit,.21"x.22",FR NAT,1rl | Slotted grommet edging, .144" thickness, flame retardant polyethylene, natural. | RL | 1 | 1 | 1 | 91.43
07498360171 | GEE36F-C | Grom Edg Slit,.11"x.12",NAT,1rl | Slotted grommet edging, .036" thickness, polyethylene, natural. | RL | 1 | 1 | 1 | 45.61
07498360172 | GEE36F-C0 | Grom Edg Slit,.11"x.12",BLK,1rl | Slotted grommet edging, .036" thickness, weather resistant polyethylene, black. | RL | 1 | 1 | 1 | 54.88
07498310862 | GEE36FR-CY | Grom Edg Slit,.11"x.12",FR NAT,1rl | Slotted grommet edging, .036" thickness, flame retardant polyethylene, natural. | RL | 1 | 1 | 1 | 67.55
07498360201 | GEE47N-C | Grom Edg Slit,.13"x.14",.055",Ny,NAT,1rl | Slotted grommet edging, .055" thickness, nylon 6, natural. | RL | 1 | 1 | 1 | 124.77
07498360202 | GEE55N-C | Grom Edg Slit,.13"x.14",.063",Ny,NAT,1rl | Slotted grommet edging, .063" thickness, nylon 6, natural. | RL | 1 | 1 | 1 | 126.59
07498362712 | GEE62F-A-C | Grom Edg ADH Slit,.13"x.16",NAT,1rl | The GEE62F-A-C Polyethylene Slotted Grommet Edging protects and prevents wires and cables from chafing against sharp edges of panel walls and knockouts. Slotted edging recommended for use on irregularly shaped and round panel holes. The material is high | RL | 1 | 1 | 1 | 58.85
07498362713 | GEE62F-A-C0 | Grom Edg ADH Slit,.13"x.16",BLK,1rl | The GEE62F-A-C0 Polyethylene Slotted Grommet Edging protects and prevents wires and cables from chafing against sharp edges of panel walls and knockouts. Slotted edging is recommended for use on irregularly shaped and round panel holes. The material is h | RL | 1 | 1 | 1 | 66.72
07498360173 | GEE62F-C | Grom Edg Slit,.13"x.16",NAT,1rl | The GEE62F-C Polyethylene Slotted Grommet Edging protects and prevents wires and cables from chafing against sharp edges of panel walls and knockouts. Slotted edging is recommended for use on irregularly shaped and round panel holes. The material is high | RL | 1 | 1 | 1 | 47.16
07498360174 | GEE62F-C0 | Grom Edg Slit,.13"x.16",BLK,1rl | Slotted grommet edging, .062" thickness, weather resistant polyethylene, black. | RL | 1 | 1 | 1 | 56.08
07498310754 | GEE62FR-CY | Grom Edg Slit,.13"x.16",FR NAT,1rl | Slotted grommet edging, .062" thickness, flame retardant polyethylene, natural, 100 ft. | RL | 1 | 1 | 1 | 63.64
07498360203 | GEE71N-C | Grom Edg Slit,.15"x.14",NYL,NAT,1rl | Slotted grommet edging, .079" thickness, nylon 6, natural. | RL | 1 | 1 | 1 | 123.3
07498360204 | GEE98N-C | Grom Edg Slit,.18"x.14",NYL,NAT,1rl | Slotted grommet edging, .106" thickness, nylon 6, natural. | RL | 1 | 1 | 1 | 127.6
07498362714 | GEE99F-A-C | Grom Edg ADH Slit,.17"x.19",NAT,1rl | The GEE99F-A-C Polyethylene Slotted Grommet Edging protects and prevents wires and cables from chafing against sharp edges of panel walls and knockouts. Slotted edging recommended for use on irregularly shaped and round panel holes. The material is high | RL | 1 | 1 | 1 | 67.33
07498362715 | GEE99F-A-C0 | Grom Edg ADH Slit,.17"x.19",BLK,1rl | The GEE99F-A-C0 Polyethylene Slotted Grommet Edging protects and prevents wires and cables from chafing against sharp edges of panel walls and knockouts. Slotted edging is recommended for use on irregularly shaped and round panel holes. The material is h | RL | 1 | 1 | 1 | 73.78
07498360175 | GEE99F-C | Grom Edg Slit,.17"x.19",NAT,1rl | The GEE99F-C Polyethylene Slotted Grommet Edging protects and prevents wires and cables from chafing against sharp edges of panel walls and knockouts. Slotted edging is recommended for use on irregularly shaped and round panel holes. The material is high | RL | 1 | 1 | 1 | 53.92
07498360176 | GEE99F-C0 | Grom Edg Slit,.17"x.19",BLK,1rl | Slotted grommet edging, .099" thickness, weather resistant polyethylene, black. | RL | 1 | 1 | 1 | 62.06
07498310756 | GEE99FR-CY | Grom Edg Slit,.17"x.19",FR NAT,1rl | Slotted grommet edging, .099" thickness, flame retardant polyethylene, natural. | RL | 1 | 1 | 1 | 83.4
07498340561 | GES144F-A-C | Grom Edg ADH SLD,.21"x.22",NAT,1rl | Solid grommet edging with adhesive lined (use on straight edges only), .144" thickness, polyethylene, natural. | RL | 1 | 1 | 1 | 54.66
07498362708 | GES144F-A-C0 | Grom Edg ADH SLD,.21"x.22",BLK,1rl | Solid grommet edging with adhesive lined (use on straight edges only), .144" thickness, weather resistant polyethylene, black. | RL | 1 | 1 | 1 | 60.39
07498360177 | GES144F-C | Grom Edg SLD,.21"x.22",NAT,1rl | Solid grommet edging (use on straight edges only), .144" thickness, polyethylene, natural. | RL | 1 | 1 | 1 | 46.28
07498360178 | GES144F-C0 | Grom Edg SLD,.21"x.22",BLK,1rl | Solid grommet edging (use on straight edges only), .144" thickness, weather resistant polyethylene, black. | RL | 1 | 1 | 1 | 53.76
07498310759 | GES144FR-CY | Grom Edg SLD,.21"x.22",FR NAT,1rl | Solid grommet edging (use on straight edges only), .144" thickness, flame retardant polyethylene, natural, 100 ft. | RL | 1 | 1 | 1 | 72.95
07498350154 | GES189F-C | Grom Edg SLD,.30"x.30",NAT,1rl | Solid grommet edging (use on straight edges only), .189" thickness, polyethylene, natural. | RL | 1 | 1 | 1 | 67.13
07498350396 | GES189F-C0 | Grom Edg SLD,.30"x.30",BLK,1rl | Solid grommet edging (use on straight edges only), .189" thickness, weather resistant polyethylene, black. | RL | 1 | 1 | 1 | 72.91
07498360179 | GES36F-C | Grom Edg SLD,.11"x.12",NAT,1rl | Solid grommet edging (use on straight edges only), .036" thickness, polyethylene, natural. | RL | 1 | 1 | 1 | 37.37
07498360180 | GES36F-C0 | Grom Edg SLD,.11"x.12",BLK,1rl | Solid grommet edging (use on straight edges only), .036" thickness, weather resistant polyethylene, black. | RL | 1 | 1 | 1 | 40.85
07498340559 | GES62F-A-C | Grom Edg ADH SLD,.13"x.16",NAT,1rl | The GES62F-A-C Polyethylene Solid Grommet Edging protects and prevents wires and cables from chafing against sharp edges of panel walls and knockouts. Solid edging recommended for use on straight edges only. The material is highly flexible, while the ad | RL | 1 | 1 | 1 | 42.37
07498362706 | GES62F-A-C0 | Grom Edg ADH SLD,.13"x.16",BLK,1rl | The GES62F-A-C0 Polyethylene Slotted Grommet Edging protects and prevents wires and cables from chafing against sharp edges of panel walls and knockouts. Slotted edging is recommended for use on irregularly shaped and round panel holes. The material is h | RL | 1 | 1 | 1 | 46.61
07498360181 | GES62F-C | Grom Edg SLD,.13"x.16",NAT,1rl | Solid grommet edging (use on straight edges only), .062" thickness, polyethylene, natural. | RL | 1 | 1 | 1 | 35.97
07498360182 | GES62F-C0 | Grom Edg SLD,.13"x.16",BLK,1rl | Solid grommet edging (use on straight edges only), .062" thickness, weather resistant polyethylene, black. | RL | 1 | 1 | 1 | 41.55
07498310755 | GES62FR-CY | Grom Edg SLD,.13"x.16",FR NAT,1rl | Solid grommet edging (use on straight edges only), .062" thickness, flame retardant polyethylene, natural. | RL | 1 | 1 | 1 | 49.21
07498340560 | GES99F-A-C | Grom Edg ADH SLD,.17"x.19",NAT,1rl | The GES99F-A-C Polyethylene Slotted Grommet Edging protects and prevents wires and cables from chafing against sharp edges of panel walls and knockouts. Slotted edging is recommended for use on irregularly shaped and round panel holes. The material is hi | RL | 1 | 1 | 1 | 48.68
07498362707 | GES99F-A-C0 | Grom Edg ADH SLD,.17"x.19",BLK,1rl | The GES99F-A-C0 Polyethylene Slotted Grommet Edging protects and prevents wires and cables from chafing against sharp edges of panel walls and knockouts. Slotted edging is recommended for use on irregularly shaped and round panel holes. The material is h | RL | 1 | 1 | 1 | 54.24
07498360183 | GES99F-C | Grom Edg SLD,.17"x.19",NAT,1rl | Solid grommet edging (use on straight edges only), .099" thickness, polyethylene, natural. | RL | 1 | 1 | 1 | 43.29
07498360184 | GES99F-C0 | Grom Edg SLD,.17"x.19",BLK,1rl | Solid grommet edging (use on straight edges only), .099" thickness, weather resistant polyethylene, black. | RL | 1 | 1 | 1 | 47.81
07498310757 | GES99FR-CY | Grom Edg SLD,.17"x.19",FR NAT,1rl | Solid grommet edging (use on straight edges only), .099" thickness, flame retardant polyethylene, natural, 100 ft. | RL | 1 | 1 | 1 | 66.92
07498376021 | GHH | Cable Tie Gun Tool Holster,EA | Cable Tie Gun Tool Holster - Designed to hold PANDUIT® GTS-E, GTH-E, GS2B-E,GS2B, GS2BL, GS4H-E, GS4EH-E, GS4H, GS4EH, and PTS cable tie installation tools. Can also be used with stainless steel tie tool, GS4MT. | PC | 1 | 1 | 1 | 38.16
61305668570 | GIBC2/0-4 | Grounding Clamp for H-Beam | Bronze Ground Clamp for H-Beam, 4 AWG SOL. - 2/0 AWG STR. Wire to 1-7/8" - 2-1/2" H-Beam | C | 100 | 1 | 1 | 26729.89
07498309006 | GJ6120UH | Dual Term Gnd Jumper,#6AWG,120In,EA | One 120 length #6 AWG green wire with yellow horizontal stripe. Jumper is pre-terminated on one end with LCC6-14JAWH-L and the other end with LCC6-14JAW-L. | KT | 1 | 3 | 1 | 77.76
07498309064 | GJ6144UH | Dual Term Gnd Jumper,#6AWG,144In,EA | One 144 length #6 AWG green wire with yellow horizontal stripe. Jumper is pre-terminated on one end with LCC6-14JAWH-L and the other end with LCC6-14JAW-L. | KT | 1 | 1 | 1 | 81.51
07498309010 | GJ6240UH | Dual Term Gnd Jumper,#6AWG,240In,EA | One 240 length #6 AWG green wire with yellow horizontal stripe. Jumper is pre-terminated on one end with LCC6-14JAWH-L and the other end with LCC6-14JAW-L. | KT | 1 | 1 | 1 | 96.68
07498309011 | GJ6264UH | Dual Term Gnd Jumper,#6AWG,264In,EA | One 264 length #6 AWG green wire with yellow horizontal stripe. Jumper is pre-terminated on one end with LCC6-14JAWH-L and the other end with LCC6-14JAW-L. | KT | 1 | 1 | 1 | 100.43
07498309012 | GJ6288UH | Dual Term Gnd Jumper,#6AWG,288In,EA | One 288 length #6 AWG green wire with yellow horizontal stripe. Jumper is pre-terminated on one end with LCC6-14JAWH-L and the other end with LCC6-14JAW-L. | KT | 1 | 1 | 1 | 104.26
07498309004 | GJ672UH | Dual Term Gnd Jumper,#6AWG,72In,EA | One 72 length #6 AWG green wire with yellow horizontal stripe. Jumper is pre-terminated on one end with LCC6-14JAWH-L and the other end with LCC6-14JAW-L. | KT | 1 | 1 | 1 | 70.17
07498309005 | GJ696UH | Dual Term Gnd Jumper,#6AWG,96In,EA | One 96 length #6 AWG green wire with yellow horizontal stripe. Jumper is pre-terminated on one end with LCC6-14JAWH-L and the other end with LCC6-14JAW-L. | KT | 1 | 1 | 1 | 73.95
07498308994 | GJS6120U | Jumper Kit,#6AWG,120In,EA | One 120" length #6 AWG green wire with yellow horizontal stripe. Jumper is pre-terminated on one end with LCC6-14JAW-L.. | KT | 1 | 3 | 1 | 59.97
07498308995 | GJS6180U | Jumper Kit,#6AWG,180In,EA | One 180" length #6 AWG green wire with yellow horizontal stripe. Jumper is pre-terminated on one end with LCC6-14JAW-L. | KT | 1 | 1 | 1 | 66.7
07498308996 | GJS660U | Jumper Kit,#6AWG,60In,EA | #6 AWG green wire with yellow horizontal stripe. Jumper is pre-terminated on one end with LCC6-14JAW-L. | KT | 1 | 1 | 1 | 45.59
07498308993 | GJS696U | Jumper Kit,#6AWG,96In,EA | #6 AWG (16mm²) green wire with yellow horizontal stripe. Jumper is pre-terminated on one end with LCC6-14JAW-L. | KT | 1 | 3 | 1 | 51.27
61305666739 | GL2/0-38-5 | 3 AWG (Str.) - 2/0 AWG (Str.) Bronze Gro | 3 AWG (Str.) - 2/0 AWG (Str.) Bronze Ground Clamp Connector, 3/8" Bolt, 2 Piece Clamp & 1 Bolt | C | 100 | 1 | 1 | 9035.17
61305666737 | GL250-38-5 | 3/0 AWG (Str.) - 250 kcmil (Str.) Bronze | 3/0 AWG (Str.) - 250 kcmil (Str.) Bronze Ground Clamp Connector, 3/8" Stud, 2 Piece Clamp & 1 Bolt | C | 100 | 1 | 1 | 12035.22
61305666738 | GL4-38-X | 8 AWG (Str.) - 4 AWG (Str.) Bronze Groun | 8 AWG (Str.) - 4 AWG (Str.) Bronze Ground Clamp Connector, 3/8" Bolt, 2 Piece Clamp & 1 Bolt | C | 100 | 1 | 1 | 6009.21
07498360513 | GM-2-Q | Ground Clamp,Bronze#4sol-2/0str,PK25 | Bronze grounding clamp, #4 SOL - 2/0 STR. | C | 100 | 25 | 1 | 3647.03
07498360514 | GM-3-Q | Ground Clamp,Bronze#2/0-250,PK25 | The GM-3-Q Bronze Grounding Clamp is used to ground copper code conductor to flat surfaces. Cast from high strength, electrolytic brinz to provide reliable grouding connections, high strenght silicon bronze hardware for long term reliable assembly. Accomi | C | 100 | 25 | 1 | 7480.48
61305657952 | GM-3E-X | Bronze Grounding Clamp, 4 Sol. - 300 kcm | The GM-3E-X Bronze Grounding Clamp is used to ground copper code conductor to flat surfaces. Cast from high strength, electrolytic brinz to provide reliable grouding connections, high strenght silicon bronze hardware for long term reliable assembly. Accom | C | 100 | 10 | 1 | 4215.98
07498379672 | GM-4-X | BrzGNDGCLP300Kcmil,500Kcmil,PK10 | Bronze grounding clamp, 300 kcmil - 500 kcmil. | C | 100 | 10 | 1 | 10410.31
07498342138 | GMS-1-X | Grounding Clamp, #8 SOL-#4 STR,10PK | Bronze grounding toe clamp. | C | 100 | 10 | 1 | 2082.42
07498360511 | GMS-2-Q | Grounding Clamp,#4 SOL-2/0 STR,25PK | Bronze grounding toe clamp. | C | 100 | 25 | 1 | 3283.82
07498360512 | GMS-3-Q | Grounding Clamp,2/0 SOL-250 kcmil,25PK | Bronze grounding toe clamp. | C | 100 | 25 | 1 | 5037.71
61305658092 | GMS-4-X | Bronze Grounding Toe Clamp, 1 Cable to B | Bronze grounding toe clamp, 1 Cable to Bar or Flat surface, 300 kcmil - 500 kcmil | C | 100 | 1 | 1 | 6575.98
61305657995 | GPAS1420SF | Generic, 14.00" x 20.00" Sign, Safety Fi |  | PC | 1 | 10 | 5 | 57.83
07498367040 | GPC2-1-Q | Pipe Clamp,Water Pipe 1/2-1 in,25PK | Bronze grounding clamp, #10 SOL - #2 STR AWG conductor size range, 1/2" - 1" (12.7mm - 25.4mm) iron pipe size, 1.65" (41.9mm) pipe clamp screw length. | C | 100 | 25 | 1 | 668.07
07498366254 | GPC2-1D-C | Pipe Clamp,Bronze,DB,1/2-1 in,100PK | Bronze grounding clamp, Direct burial, #10 SOL - #2 STR AWG conductor size range, 1/2" - 1" (12.7mm - 25.4mm) iron pipe size, 1.65" (41.9mm) pipe clamp screw length. | C | 100 | 100 | 1 | 1214.74
07498366926 | GPC2-2-L | Pipe Clamp,Water Pipe 1 -1/4-2 in,50PK | Bronze grounding clamp, #10 SOL - #2 STR AWG conductor size range, 1 1/4" - 2" (31.8mm - 50.8mm) iron pipe size, 2.22" (56.4mm) pipe clamp screw length. | C | 100 | 50 | 1 | 2292.33
07498366930 | GPC2-2D-L | Pipe Clamp,Bronze,DB,1-1/4-2 in,50PK | Bronze grounding clamp, Direct burial, #10 SOL - #2 STR AWG conductor size range, 1 1/4" - 2" (31.8mm - 50.8mm) iron pipe size, 2.22" (56.4mm) pipe clamp screw length. | C | 100 | 50 | 1 | 4450.63
07498366359 | GPC2-4-X | Pipe Clamp,Water Pipe 2-1/2-4 in,10PK | Bronze grounding clamp, #10 SOL - #2 STR AWG conductor size range, 2 1/2" - 4" (63.5mm - 101.6mm) iron pipe size, 4.25" (108.0mm) pipe clamp screw length. | C | 100 | 10 | 1 | 6725.94
07498371985 | GPC22/0-38-X | Grounding Clamp,2 cables,3/8” IPS,10PK | Bronze grounding clamp, U-bolt for 2 cables, #4 SOL - 2/0 STR copper conductor size range, 3/8” (9.5mm) iron pipe size. | C | 100 | 10 | 1 | 9525.26
07498371989 | GPC2250-38-X | Grounding Clamp, 2 cable,3/8”IPS,10PK | Bronze grounding clamp, U-bolt for 2 cables, 2/0 SOL - 250 kcmil copper conductor size range, 5/8" (1.6mm) or 3/4" (1.9mm) ground rod size, 3/8” (9.5mm) iron pipe size. | C | 100 | 10 | 1 | 10540.24
07498371991 | GPC3250-38-X | Grounding Clamp,3 cables,3/8”IPS,10PK | Bronze grounding clamp, U-bolt for 3 cables, 2/0 - 250 kcmil copper conductor size range, 5/8" (1.6mm) or 3/4" (1.9mm) ground rod size, 3/8” (9.5mm) iron pipe size. | C | 100 | 10 | 1 | 20056.35
07498368955 | GPCM-18BW | GENERIC MARKER CARDS |  | C | 100 | 25 | 25 | 367.25
07498344982 | GPCM-20BW | GENERIC MARKER CARDS 20 MARKERS PER CARD |  | C | 100 | 25 | 25 | 367.25
07498368956 | GPCM-25BW | GENERIC MARKER CARDS 25 MARKERS/CARD |  | C | 100 | 25 | 25 | 367.25
07498368957 | GPCM-36BW | GENERIC MARKER CARDS 36 MARKERS/CARD |  | C | 100 | 25 | 25 | 367.25
07498368958 | GPCMH-18BW | GENERIC MARKER CARDS 36 MARKERS/CARD |  | C | 100 | 25 | 25 | 349.76
07498344983 | GPCMH-20BW | GENERIC MARKER CARDS 40 MARKERS PER CARD |  | C | 100 | 25 | 25 | 384.73
07498368959 | GPCMH-25BW | GENERIC MARKER CARDS 50 MARKERS/CARD |  | C | 100 | 25 | 25 | 367.25
07498368960 | GPCMH-36BW | GENERIC MARKER CARDS 72 MARKERS/CARD |  | C | 100 | 25 | 25 | 367.25
07498357597 | GPCV-AOY | GENERIC PS VOLTAGE MARKERBLK ON ORN, 10 |  | CG | 1 | 10 | 5 | 5.38
07498357605 | GPCV-BOY | GENERIC PS VOLTAGE MARKERBLK ON ORN, 10 |  | CG | 1 | 10 | 5 | 5.38
07498357620 | GPCV-COY | GENERIC PS VOLTAGE MARKERBLK ON ORN, 10 |  | CG | 1 | 5 | 5 | 5.38
07498357629 | GPCV-MOY | GENERIC PM PCV SIZE M-**NBLK ON ORN, 10 |  | PC | 1 | 10 | 5 | 26.32
07498360492 | GPL-10-Q | Grnd,UBolt,2/0 SOL-250 kcmil,1/2IPS,25PK | Bronze grounding clamp, .365-.575" wire dia. range, 7/8" or 1" rod, 1/2" or 3/4" IPS. | C | 100 | 25 | 1 | 9670.82
07498360493 | GPL-14-X | Grnd,U-Bolt,#8 SOL-#4 STR,1"IPS,10PK | Bronze grounding clamp, .128-.232" wire dia. range, 1" IPS. | C | 100 | 10 | 1 | 8929.67
07498342142 | GPL-16-X | Grnd,U-Bolt,2/0 SOL-250 kcmil,1"IPS,10PK | Bronze grounding clamp, .365-.575" wire dia. range, 1" IPS. | C | 100 | 10 | 1 | 9681.09
07498360497 | GPL-22-X | Grnd,U-Bolt,2/0 SOL-250 ,1 1/4"IPS,10PK | The GPL-22-X Grounding Clamp, Bronze is used to ground copper conductors parallel or at a right angle to a rod, tube or pipe. The high strength silicon bronze hardware provides long term reliable assembly which accommodates a wide range of pipe, tube, rod | C | 100 | 10 | 1 | 9523.91
07498360498 | GPL-26-X | Grnd,U-Bolt,#8 SOL-#4 STR,1 1/2"IPS,10PK | Bronze grounding clamp, .128-.232" wire dia. range, 1 1/2" IPS. | C | 100 | 10 | 1 | 9668.9
07498360499 | GPL-27-X | Grnd,U-Bolt,#4 SOL-2/0STR,1 1/2"IPS,10PK | Bronze grounding clamp, .204-.419" wire dia. range 1 1/2" IPS. | C | 100 | 10 | 1 | 10000.09
07498360500 | GPL-28-X | Grnd,U-Bolt,2/0 -250 kcmil,11/2"IPS,10PK | Bronze grounding clamp, .365-.575" wire dia. range 1 1/2" IPS. | C | 100 | 10 | 1 | 10615.76
61305657221 | GPL-29-1 | Bronze Grounding Clamp, 300 kcmil - 500 | Bronze Ground Clamp Connector, 300-500 kcmil copper wire to 1-1/2" IPS | C | 100 | 1 | 1 | 18705
07498360501 | GPL-32-3 | Grnd,U-Bolt, #8 SOL-#4 STR, 2"IPS,3PK | Bronze grounding clamp, .128-.232" wire dia. range, 2" IPS. | C | 100 | 3 | 1 | 11007.32
07498360502 | GPL-33-3 | Grnd,U-Bolt, #4 SOL-2/0 STR, 2" IPS,3PK | Bronze grounding clamp, .204-.419" wire dia. range, 2" IPS. | C | 100 | 3 | 1 | 12348.25
07498360503 | GPL-34-3 | Grnd,U-Bolt, 2/0 SOL-250 kcmil,2"IPS,3PK | Bronze grounding clamp, .365-.575" wire dia. range, 2" IPS. | C | 100 | 3 | 1 | 13894.28
61305657222 | GPL-35-1 | Bronze Grounding Clamp, 300 kcmil - 500 | Bronze Ground Clamp Connector, 300-500 kcmil copper wire to 2" IPS | C | 100 | 1 | 1 | 19132.52
61305657223 | GPL-38-1 | Bronze Grounding Clamp, 8 SOL- 4 STR, 2- | Bronze Ground Clamp Connector, 8 AWG Sol.-4 AWG Str. copper wire to 2-1/2" IPS | C | 100 | 1 | 1 | 13451.95
07498360504 | GPL-39-3 | Grnd,U-Bolt,#4 SOL-2/0 STR,2 1/2"IPS,3PK | Bronze grounding clamp, .204-.419" wire dia. range, 2 1/2" IPS. | C | 100 | 3 | 1 | 14969.86
07498360487 | GPL-4-Q | Grnd,U-Bolt,#8 SOL-#4 STR,3/8"IPS,25PK | Bronze grounding clamp, .128-.232" wire dia. range, 5/8" or 3/4" rod, 3/8" IPS. | C | 100 | 1 | 1 | 6107.42
07498360505 | GPL-40-3 | Grnd Clamp,U-Bolt,2/0-250,2 1/2"IPS,3PK | Bronze grounding clamp, .365-.575" wire dia. range, 2 1/2" IPS. | C | 100 | 3 | 1 | 15643.93
61305657225 | GPL-41-1 | Bronze Grounding Clamp, 300 kcmil - 500 | Bronze Ground Clamp Connector, 300-500 kcmil copper wire to 2-1/2" IPS | C | 100 | 1 | 1 | 46400.82
07498342143 | GPL-44-1 | Grnd Clamp,U-Bolt,#8 -#4 , 3" IPS,EA | Bronze grounding clamp, .128-.232" wire dia. range, 3" IPS. | C | 100 | 2 | 1 | 16263.04
07498360507 | GPL-46-1 | Grnd Clamp,U-Bolt 2/0-250,3"IPS,EA | Bronze grounding clamp, .365-.575" wire dia. range, 3" IPS. | C | 100 | 1 | 1 | 19878.81
61305657226 | GPL-47-1 | Bronze Grounding Clamp, 300 kcmil - 500 | Bronze Ground Clamp Connector, 300-500 kcmil copper wire to 3" IPS | C | 100 | 1 | 1 | 18015.02
07498360488 | GPL-5-Q | Grnd Clamp,U-Bolt, #4-2/0,3/8"IPS,25PK | Bronze grounding clamp, .204-.419" wire dia. range, 5/8" or 3/4" rod, 3/8" IPS. | C | 100 | 25 | 1 | 6273.2
61305657227 | GPL-56-X | Bronze Grounding Clamp, 8 SOL - 4 STR, 4 | Bronze Ground Clamp Connector, 8 AWG Sol.-4 AWG Str. copper wire to 4" IPS | C | 100 | 1 | 1 | 21205.59
07498360509 | GPL-57-1 | Grnd Clamp, U-Bolt, #4 -2/0, 4" IPS,EA | Bronze grounding clamp, .204-.419" wire dia. range, 4" IPS. | C | 100 | 1 | 1 | 24169.66
07498360510 | GPL-58-1 | Grnd Clamp, U-Bolt, 2/0- 250, 4" IPS,EA | Bronze grounding clamp, .365-.575" wire dia. range, 4" IPS. | C | 100 | 1 | 1 | 26338.24
61305657228 | GPL-59-1 | Bronze Grounding Clamp, 300 kcmil - 500 | Bronze Ground Clamp Connector, 300-500 kcmil copper wire to 4" IPS | C | 100 | 1 | 1 | 25896.66
07498360489 | GPL-6-Q | Grnd Clamp,U-Bolt, 2/0-250, 3/8"IPS,25PK | The GPL-6-Q Grounding Clamp, Bronze is used to ground copper conductors parallel or at a right angle to a rod, tube or pipe. The high strength silicon bronze hardware provides long term reliable assembly which accommodates a wide range of pipe, tube, rod, | C | 100 | 25 | 1 | 6394.55
61305657229 | GPL-68-1 | Bronze Grounding Clamp, 8 SOL- 4 STR, 5 | Bronze Ground Clamp Connector, 8 AWG Sol.-4 AWG Str. copper wire to 5" IPS | C | 100 | 1 | 1 | 36164.7
61305657230 | GPL-69-1 | Bronze Grounding Clamp, 4 SOL- 2/0 STR, | Bronze Ground Clamp Connector, 4 AWG -2/0 AWG Str. copper wire to 5" IPS | C | 100 | 1 | 1 | 26553.75
61305657231 | GPL-70-1 | Bronze Grounding Clamp, 2/0 SOL - 250 kc | Bronze Ground Clamp Connector, 2/0 AWG- 250 kcmil Str. copper wire to 5" IPS | C | 100 | 1 | 1 | 28295.98
61305657232 | GPL-71-1 | Bronze Grounding Clamp, 300 kcmil - 500 | Bronze Ground Clamp Connector, 300-500 kcmil copper wire to 5" IPS | C | 100 | 1 | 1 | 62347.53
07498360490 | GPL-8-Q | Grnd Clamp,U-Bolt,8-4,1/2 & 3/4"IPS,25EA | Bronze grounding clamp, .128-.232" wire dia. range, 7/8" or 1" rod, 1/2" or 3/4" IPS. | C | 100 | 25 | 1 | 8661.67
07498381913 | GPPM-25BW | GENERIC MARKER CARDS 25 MARKERS/CARD |  | C | 100 | 25 | 25 | 450.12
07498381912 | GPPM-36BW | GENERIC MARKER CARDS 36 MARKERS/CARD |  | C | 100 | 25 | 25 | 472.61
07498309851 | GPQC07-1/0 | Grounding Clamp,3/4-7/8 Round,EA | Access floor grounding clamp for 3/4" and 7/8" round pedestals. | KT | 1 | 10 | 1 | 52.15
07498309846 | GPQC10-1/0 | Grounding Clamp,7/8 Sq,1-11/8 Round,EA | The GPQC10-1/0 access floor grounding clamp is used to bond mesh common bonding network (MCBN) conductors to each other and bond the access flooor pedestals to the conductors. For 7/8" square and 1" - 1 1/8" round pedestals. | KT | 1 | 10 | 1 | 57.95
07498309847 | GPQC12-1/0 | Grounding Clamp,1 1/4 Round,EA | Access floor grounding clamp for 1 1/4" round pedestals. | KT | 1 | 10 | 1 | 66.93
07498309848 | GPQC15-1/0 | Grounding Clamp,1 1/2 Round,EA | Access floor grounding clamp for 1 1/2" round pedestals. | KT | 1 | 10 | 1 | 70.11
07498309853 | GPQC17-1/0 | Grounding Clamp,1 3/4 Round,EA | Access floor grounding clamp for 1 3/4" round pedestals. | KT | 1 | 10 | 1 | 81.01
07498376658 | GPRS1420C | GENERIC 14" X 20" SIGN BLK ON YEL,CAUTIO |  | PC | 1 | 10 | 1 | 44.24
07498375400 | GPRS1420D | GENERIC 14" X 20" SIGN BLK ON WHT, DANGE |  | PC | 1 | 10 | 1 | 44.24
07498376659 | GPRS1420SF | GENERIC PRS 14"X 20" SIGNBLK/WHT, SAFETY |  | PC | 1 | 10 | 1 | 44.24
07498371261 | GPSL-12KA | Compact-Body Padlock, Keyed Alike, Color |  | PC | 1 | 12 | 1 | 31.93
07498394966 | GPSL-12MK | Compact-Body Padlock, Master Keyed, Colo |  | PC | 1 | 12 | 1 | 43.47
07498303841 | GPSL-12MKEY | MASTER KEY FOR GPSL-12 LOCKS |  | PC | 1 | 1 | 1 | 15.06
07498321952 | GPSL-7KA | 1" SHACKLE PADLOCK, KEYED ALIKE, COLOR A |  | PC | 1 | 12 | 1 | 37.22
07498321961 | GPSL-7KAMK | 1" SHACKLE PADLOCK, KEYED ALIKE AND MAST |  | PC | 1 | 12 | 1 | 45.49
07498322008 | GPSL-7LSKA | 3" SHACKLE PADLOCK, KEYED ALIKE, COLOR A |  | PC | 1 | 12 | 1 | 39.9
07498322009 | GPSL-7LSKAMK | 3" Shackle Padlock, Keyed Like And Maste |  | PC | 1 | 12 | 1 | 51.2
07498322010 | GPSL-7LSMK | 3" SHACKLE PADLOCK, MASTER KEYED, COLOR |  | PC | 1 | 12 | 1 | 51.2
07498321962 | GPSL-7MK | 1" Shackle Padlock, Master Keyed, Color |  | PC | 1 | 12 | 1 | 47.76
07498322007 | GPSL-7MKEY | MASTER KEY FOR GPSL-7 LOCKS |  | PC | 1 | 1 | 1 | 15.21
07498321839 | GPSL-8KA | 1.5" SHACKLE PLASTIC BODY, KEYED ALIKE P |  | PC | 1 | 12 | 1 | 31.15
07498321840 | GPSL-8KAMK | 1.5" SHACKLE PLASTIC BODY, KEYED ALIKE A |  | PC | 1 | 12 | 1 | 41.95
07498366238 | GPSL-8KD-E | 1.5" Shackle, Plastic Non-Conductive Bod |  | PC | 1 | 12 | 1 | 45.59
07498397105 | GPSL-8LBKA | 1.50" Shackle, Plastic Non-Conductive Lo |  | PC | 1 | 12 | 1 | 37.69
07498397107 | GPSL-8LBKAMK | 1.50" Shackle, Plastic Non-Conductive Lo |  | PC | 1 | 12 | 1 | 48.33
07498397106 | GPSL-8LBMK | 1.50" Shackle, Plastic Non-Conductive Lo |  | PC | 1 | 12 | 1 | 50.75
07498321849 | GPSL-8MK | 1.5" SHACKLE PLASTIC BODY PADLOCK, MASTE |  | PC | 1 | 12 | 1 | 39.93
07498366239 | GPSL-8MK-E | 1.5" Shackle, Plastic Non-Conductive Bod |  | PC | 1 | 12 | 1 | 54.83
07498321852 | GPSL-8MKEY | MASTER KEY FOR GPSL-8 LOCKS |  | PC | 1 | 1 | 1 | 14.5
07498354980 | GPVT-RBW2 | GENERIC PVT, PRINT 25 TAGS & TIES/BAG |  | PK | 1 | 4 | 1 | 66.7
61305676726 | GPWC2/0-L-1 | Bronze Ground Clamp 4 STR - 2/0 STR, lar | Bronze Ground Clamp 4 STR - 2/0 STR, Larger than 6" IPS | PC | 1 | 1 | 1 | 358.05
61305676727 | GPWC2/0-S-1 | Bronze Ground Clamp 4 STR - 2/0 STR, 6" | Bronze Ground Clamp 4 STR - 2/0 STR, 6" IPS max | PC | 1 | 1 | 1 | 358.05
61305676724 | GPWC250-L-1 | Bronze Ground Clamp 2/0 STR - 250 kcmil, | Bronze Ground Clamp 2/0 STR - 250 kcmil, Larger than 6" IPS | PC | 1 | 1 | 1 | 430.73
61305676725 | GPWC250-S-1 | Bronze Ground Clamp 2/0 STR - 250 kcmil, | Bronze Ground Clamp 2/0 STR - 250 kcmil, 6" IPS max | PC | 1 | 1 | 1 | 468.8
61305675409 | GR125-10-1 | Pipe Clamp; Braided Strap: 1" x 1/8" to | Pipe Clamp; Braided Strap: 1" x 1/8" to Pipe or Rod; Direct Burial, 1-1/4" Pipe | C | 100 | 2 | 1 | 12967.4
61305675410 | GR150-10-1 | Pipe Clamp; Braided Strap: 1" x 1/8" to | Pipe Clamp; Braided Strap: 1" x 1/8" to Pipe or Rod; Direct Burial, 1-1/2" Pipe | C | 100 | 2 | 1 | 14349.26
07498364690 | GRC2-12-TL | Ground Rod Clamp,DB,1/2 in Rod,250PK | Bronze ground rod clamp, standard duty, direct burial, 1/2" (12.7mm) ground rod size, #10 SOL – #2 STR AWG conductor size range, 1/2" (12.7mm) hex head size, 1.19" (30.2mm) casting height, 0.68" (17.3mm) casting width. | C | 100 | 250 | 1 | 769.35
07498364692 | GRC2-34-T | Ground Rod Clamp,DB,3/4 in Rod,200PK | Bronze ground rod clamp, standard duty, direct burial, 3/4" (19.1mm) ground rod size, #10 SOL – #2 STR AWG conductor size range, 1/2" (12.7mm) hex head size, 1.48" (37.6mm) casting height, 0.71" (18.0mm) casting width. | C | 100 | 200 | 1 | 1292.9
07498364691 | GRC2-58-TL | Ground Rod Clamp,DB,5/8 in Rod,250PK | Bronze ground rod clamp, standard duty, direct burial, 5/8" (15.9mm) ground rod size, #10 SOL – #2 STR AWG conductor size range, 1/2" (12.7mm) hex head size, 1.34" (34.0mm) casting height, 0.64" (16.3mm) casting width. | C | 100 | 250 | 1 | 810.65
07498364688 | GRC4-38-TL | Ground Rod Clamp,DB,3/8 in Rod,250PK | Bronze ground rod clamp, standard duty, direct burial, 3/8" (9.5mm) ground rod size, #10 SOL – #4 STR AWG conductor size range, 1/2" (12.7mm) hex head size, 1.0" (25.4mm) casting height, 0.82" (20.8mm) casting width. | C | 100 | 250 | 1 | 548.04
07498364696 | GRCH1/0-34-E | Hvy Duty Ground Rod Clamp,3/4 in,20PK | Bronze ground rod clamp, heavy duty, direct burial, 3/4" (19.1mm) ground rod size, #8 SOL – 1/0 STR AWG conductor size range, 1/2" (12.7mm) hex head size, 1.60" (40.6mm) casting height, 0.97" (24.6mm) casting width. | C | 100 | 20 | 1 | 986.47
07498364694 | GRCH1/0-58-T | Hvy Duty Ground Rod Clamp,5/8 in,200PK | Bronze ground rod clamp, heavy duty, direct burial, 5/8" (15.9mm) ground rod size, #8 SOL – 1/0 STR AWG conductor size range, 1/2" (12.7mm) hex head size, 1.42" (36.1mm) casting height, 0.99" (25.1mm) casting width. | C | 100 | 200 | 1 | 811.07
07498364693 | GRCH2-12-T | Hvy Duty Ground Rod Clamp,1/2 in,200PK | Bronze ground rod clamp, heavy duty, direct burial, 1/2" (12.7mm) ground rod size, #10 SOL – #2 STR AWG conductor size range, 1/2" (12.7mm) hex head size, 1.25" (31.8mm) casting height, 0.82" (20.8mm) casting width. | C | 100 | 200 | 1 | 631.54
61305623648 | GS2B-E | CblTieToolForSM,Min,Int,StdTies,EA | Panduit offers the most preferred hand-operated tools in the industry. The GS2B-E Ergonomic Cable Tie Hand Tool is easy to operate and has tool-controlled tension that provides a flush cut-off and speeds up installation to lower installed cost. Promotes w | PC | 1 | 1 | 1 | 375.67
61305625570 | GS4EH-E | CblTieToolForLH,H,EHTies,AdjTension,EA | Panduit offers the most preferred hand-operated tools in the industry. The GS4H-E Ergonomic Cable Tie Hand Tool is easy to operate and has tool-controlled tension that provides a flush cut-off and speeds up installation to lower installed cost. Promotes w | PC | 1 | 1 | 1 | 606.44
61305625569 | GS4H-E | CblTieToolForS,HS,LH,HTies,AdjTension,EA | Panduit offers the most preferred hand-operated tools in the industry. The GS4H-E Ergonomic Cable Tie Hand Tool is easy to operate and has tool-controlled tension that provides a flush cut-off and speeds up installation to lower installed cost. Promotes w | PC | 1 | 1 | 1 | 563.51
61305644920 | GS4MT-E | Metal Housing Ergonomic Stainless Steel | The GS4MT-E Stainless Steel Cable Tie hand tool provides higher performance and reliability. With the state-of-the-art ergonomic features which provide lower grip force lowering the risk of motion injuries to installers. The easy to read tension settings | PC | 1 | 1 | 1 | 1084.05
61305600890 | GSP1-12-6-C | Service Post,#12SOL-#6STR,M,1C,PK100 | Bronze, service post connectors, ,#12SOL-#6STR, male, one cable, type GSP1. | C | 100 | 100 | 1 | 1715.56
61305600888 | GSP1-6-2-C | Service Post,#6SOL-#2STR,M,1C,PK100 | Bronze, service post connectors, ,#6SOL-#2STR, male, one cable, type GSP1. | C | 100 | 100 | 1 | 3616.18
61305600891 | GSP2-10-2-C | Service Post,#10SOL-#2STR,M,2C,PK100 | Bronze, service post connector, ,#10SOL-#2STR, male, two cable, type GSP2. | C | 100 | 1 | 1 | 3806.71
61305600885 | GSP2-2-2/0-L | Service Post,#2SOL-#2/0STR,M,2C,PK50 | Bronze, service post connector, ,#2SOL-#2/0STR, male, two cable, type GSP2. | C | 100 | 50 | 1 | 4954.77
07498307178 | GTC1/0-L | CABLE TRY CLAMP-6 SOL-1/0 STR | CABLE TRY CLAMP-6 SOL-1/0 STR | C | 100 | 50 | 1 | 6236.77
07498307055 | GTC2/0-L | CABLE TRY CLAMP-2 SOL-2/0 STR | CABLE TRY CLAMP-2 SOL-2/0 STR | C | 100 | 50 | 1 | 6143.26
07498307056 | GTC250-L | CABLE TRY CLAMP- 2/0 STR - 250kcmil | CABLE TRY CLAMP- 2/0 STR - 250kcmil | C | 100 | 50 | 1 | 6518.13
07498307405 | GTCDB1/0-L | CABLE TRY CLAMP, DIRECT BURIAL-6 SOL-1/0 | CABLE TRY CLAMP, DIRECT BURIAL-6 SOL-1/0 STR | C | 100 | 50 | 1 | 6738.25
07498307406 | GTCDB2/0-L | CABLE TRY CLAMP, DIRECT BURIAL-2 SOL-2/0 | CABLE TRY CLAMP, DIRECT BURIAL-2 SOL-2/0 STR | C | 100 | 50 | 1 | 6398.4
07498307407 | GTCDB250-L | CABLE TRY CLAMP, DIRECT BURIAL- 2/0 STR | CABLE TRY CLAMP, DIRECT BURIAL- 2/0 STR - 250kcmil | C | 100 | 50 | 1 | 6937.13
61305601223 | GTH-E | Erg Cable Tie Tool,S,HS,LH,H,GY/RD,EA | Panduit offers the most preferred hand-operated tools in the industry. The GTH-E Ergonomic Cable Tie Hand Tool is easy to operate and has tool-controlled tension that provides a flush cut-off and speeds up installation to lower installed cost. Promotes wo | PC | 1 | 1 | 1 | 352.42
61305601222 | GTS-E | Erg Cable Tie Tool,SM,M,I,S,GY/BL,EA | Panduit offers the most preferred hand-operated tools in the industry. The GTS-E Ergonomic Cable Tie Hand Tool is easy to operate and has tool-controlled tension that provides a flush cut-off and speeds up installation to lower installed cost. Promotes wo | PC | 1 | 1 | 1 | 219.17
61305668548 | GTW025-250-1 | Bronze Grounding Clamp, U-Bolt, 3 cables | Bronze Ground Clamp Connector, 3-Wire, Parallel to Pipe, 4 AWG SOL - 250 kcmil, 1/4" Pipe Size | C | 100 | 1 | 1 | 15122.03
61305668549 | GTW038-250-1 | Bronze Grounding Clamp, U-Bolt, 3 cables | Bronze Ground Clamp Connector, 3-Wire, Parallel to Pipe, 4 AWG SOL - 250 kcmil, 3/8" Pipe Size | C | 100 | 1 | 1 | 15738.8
61305675977 | GTW050-250-1 | Bronze Grounding Clamp, U-Bolt, 3 Cables | Bronze Ground Clamp Connector, 3-Wire, Parallel to Pipe, 4 AWG SOL - 250 kcmil, 3/4" Pipe Size | C | 100 | 1 | 1 | 21017.5
61305668550 | GTW075-250-1 | Bronze Grounding Clamp, U-Bolt, 3 cables |  | C | 100 | 1 | 1 | 18150.98
61305668551 | GTW100-250-1 | Bronze Grounding Clamp, U-Bolt, 3 cables | Bronze Ground Clamp Connector, 3-Wire, Parallel to Pipe, 4 AWG SOL - 250 kcmil, 1" Pipe Size | C | 100 | 1 | 1 | 23375.27
61305668552 | GTW125-250-1 | Bronze Grounding Clamp, U-Bolt, 3 cables | Bronze Ground Clamp Connector, 3-Wire, Parallel to Pipe, 4 AWG SOL - 250 kcmil, 1-1/4" Pipe Size | C | 100 | 1 | 1 | 24389.68
61305668553 | GTW150-250-1 | Bronze Grounding Clamp, U-Bolt, 3 cables | Bronze Ground Clamp Connector, 3-Wire, Parallel to Pipe, 4 AWG SOL - 250 kcmil, 1-1/2" Pipe Size | C | 100 | 1 | 1 | 26000.56
61305668554 | GTW200-250-1 | Bronze Grounding Clamp, U-Bolt, 3 cables | Bronze Ground Clamp Connector, 3-Wire, Parallel to Pipe, 4 AWG SOL - 250 kcmil, 2" Pipe Size | C | 100 | 1 | 1 | 29121.08
61305668555 | GTW250-250-1 | Bronze Grounding Clamp, U-Bolt, 3 cables | Bronze Ground Clamp Connector, 3-Wire, Parallel to Pipe, 4 AWG SOL - 250 kcmil, 2-1/2" Pipe Size | C | 100 | 1 | 1 | 38141.98
07498371983 | GU-11-X | Grounding Clamp,2 cable,2"IPS,10PK | Bronze grounding clamp, U-bolt, for two cables, #4 SOL-2/0 STR copper conductor size range, 2" (50.8mm) iron pipe size. | C | 100 | 10 | 1 | 21415.25
61305668583 | GU-12P-1 | Bronze Grounding Clamp, U-Bolt, 2 cables | Bronze Ground Clamp Connector, 2-Wire, Parallel to Pipe, 4 AWG - 250 kcmil,2" Pipe Size | C | 100 | 1 | 1 | 19163.07
61305668585 | GU-15P-1 | Bronze Grounding Clamp, U-Bolt, 2 cables | Bronze Ground Clamp Connector, 2-Wire, Parallel to Pipe, 4 AWG - 250 kcmil,2-1/2" Pipe Size | C | 100 | 1 | 1 | 20090.9
61305675414 | GU-16P-3 | Pipe Clamp; 2 Wires: 2/0 - 250 kcmil Par | Pipe Clamp; 2 Wires: 2/0 - 250 kcmil Parallel with Pipe or Rod; Direct Burial, 2-1/2" Pipe | C | 100 | 3 | 1 | 21017.5
07498342151 | GU-2-X | Grnd Clamp, U-Bolt 2 cables,1"IPS,10PK | Bronze grounding clamp, type GU, .204-.419" wire dia. range, 1" IPS. | C | 100 | 10 | 1 | 14915.37
61305668586 | GU-21P-1 | Bronze Grounding Clamp, U-Bolt, 2 cables | Bronze Ground Clamp Connector, 2-Wire, Parallel to Pipe, 4 AWG - 250 kcmil,3" Pipe Size | C | 100 | 1 | 1 | 24818.62
61305668587 | GU-27P-1 | Bronze Grounding Clamp, U-Bolt, 2 cables | Bronze Ground Clamp Connector, 2-Wire, Parallel to Pipe, 4 AWG - 250 kcmil,3-1/2" Pipe Size | C | 100 | 1 | 1 | 27685.09
61305668589 | GU-3P-5 | Bronze Grounding Clamp, U-Bolt, 2 cables | Bronze Ground Clamp Connector, 2-Wire, Parallel to Pipe, 4 AWG - 250 kcmil,1" Pipe Size | C | 100 | 5 | 1 | 14507.14
61305668588 | GU-9P-5 | Bronze Grounding Clamp, U-Bolt, 2 cables | Bronze Ground Clamp Connector, 2-Wire, Parallel to Pipe, 4 AWG - 250 kcmil,1-1/2" Pipe Size | C | 100 | 1 | 1 | 15738.8
61305625517 | GUBC4/0-6 | Groundng Unvrsl Beam Clamp,4/0-6AWG,EA | Light duty beam grounding clamp for #6 SOL – 4/0 STR wire size. | PC | 1 | 1 | 1 | 112.71
07498300961 | GUBC500-6 | Beam Grounding Clamp,Copper,EA | The GUBC500-6 Universal beam grounding clamp fits on a wide range of standard (angled) and wide flange (parallel) structural steel beams providing a mounting pad suitable for a two-hole compression lug. Install quickly and easily with standard 1/4" key he | PC | 1 | 1 | 1 | 292.13
07498366367 | H000X025H1C | P1Cass,HS,Tubing,8ft x.25",WH,EA | The H000X025H1C Military-Grade Polyolefin Heat-Shrink Label Cassette contains an integrated memory device for automatic formatting, recall of last legend used, and the number of labels remaining in the cassette. Cassette contains a continuous roll of non- | PC | 1 | 10 | 1 | 57.26
61305677602 | H000X025H1M | MP Cassette, Continuous Heat Shrink Tubi | The Portable Printer Continuous Heat Shrink Labels in White are made of Military-Grade Polyolefin. They measure 0.13" (3.1 mm) Diameter, 8' (2.4 m) Length, and 0.25" (6.4 mm) Width and have a wire range of 22 - 18 AWG. The fast-loading MP™ Label Cassette | PC | 1 | 1 | 1 | 57.36
07498366368 | H000X025H2C | P1Cass,HS,Tubing,8ft x.25",YL,EA | The portable printer continuous heat shrink labels in yellow are made of military-grade polyolefin. They measure 0.13" (3.1mm) diameter, 8' (2.4m) length, and 0.25" (6.4mm) width and have a wire range of 22–18 AWG. The fast-loading P1™ label cassette incl | PC | 1 | 10 | 1 | 57.26
61305677603 | H000X025H2M | MP Cassette, Continuous Heat Shrink Tubi | The Portable Printer continuous Heat Shrink Labels in Yellow are made of Military-Grade Polyolefin. They measure 0.13" (3.1 mm) diameter, 8' (2.4 m) Length, and 0.25" (6.4 mm) Width and have a wire range of 22 - 18 AWG. The Fast-Loading MP™ Label Cassette | PC | 1 | 1 | 1 | 57.36
07498366369 | H000X034H1C | P1Cass,HS,Tubing,8ft x.34",WH,EA | The H000X034H1C Military-Grade Polyolefin Heat-Shrink Label Cassette contains an integrated memory device for automatic formatting, recall of last legend used, and the number of labels remaining in the cassette. Cassette contains a continuous roll of non- | PC | 1 | 10 | 1 | 62.68
61305678703 | H000X034H1M | MP Cassette, Continuous Heat Shrink Tubi | The Portable Printer continuous Heat Shrink Labels in White are made of Military-Grade Polyolefin. They measure 0.19" (4.7 mm) Diameter, 8' (2.4 m) Length, and 0.34" (8.6 mm) Width and have a wire range of 18–12 AWG. The Fast-Loading MP™ Label Cassette in | PC | 1 | 1 | 1 | 60.72
07498366370 | H000X034H2C | P1Cass,HS,Tubing,8ft x.34",YL,EA | The H000X034H2C Military-Grade Polyolefin Heat-Shrink Label Cassette contains an integrated memory device for automatic formatting, recall of last legend used, and the number of labels remaining in the cassette. Cassette contains a continuous roll of non- | PC | 1 | 10 | 1 | 62.68
61305678701 | H000X034H2M | MP Cassette, Continuous Heat Shrink Tubi | The Portable Printer continuous Heat Shrink Labels in Yellow are made of Military-Grade Polyolefin. They measure 0.19" (4.7 mm) Diameter, 8' (2.4 m) Length, and 0.34" (8.6 mm) Width and have a wire range of 18–12 AWG. The Fast-Loading MP™ Label Cassette i | PC | 1 | 1 | 1 | 60.72
07498366371 | H000X044H1C | P1Cass,HS,Tubing,6ft x.44",WH,EA | The H000X044H1C Military-Grade Polyolefin Heat-Shrink Label Cassette contains an integrated memory device for automatic formatting, recall of last legend used, and the number of labels remaining in the cassette. Cassette contains a continuous roll of non- | PC | 1 | 10 | 1 | 54.64
61305677604 | H000X044H1M | MP Cassette, Continuous Heat Shrink Tubi | The Portable Printer continuous Heat Shrink Labels in White are made of Military-Grade Polyolefin. They measure 0.25" (6.4mm) Diameter, 8' (2.4 m) Length, and 0.44" (11.2mm) Width and have a wire range of 16–10 AWG. The Fast-Loading MP™ Label Cassette inc | PC | 1 | 1 | 1 | 71.71
07498366372 | H000X044H2C | P1Cass,HS,Tubing,6ft x.44",YL,EA | The portable printer continuous heat shrink labels in yellow are made of military-grade polyolefin. They measure 0.25" (6.4mm) diameter, 6' (1.8m) length, and 0.44" (11.2mm) width and have a wire range of 16–10 AWG. The fast-loading P1™ label cassette inc | PC | 1 | 10 | 1 | 54.64
61305678702 | H000X044H2M | MP Cassette, Continuous Heat Shrink Tubi | The Portable Printer continuous Heat Shrink Labels in Yellow are made of Military-Grade Polyolefin. They measure 0.25" (6.4 mm) Diameter, 8' (2.4 m) Length, and 0.44" (11.2 mm) Width and have a wire range of 16–10 AWG. The Fast-Loading MP™ Label Cassette | PC | 1 | 1 | 1 | 71.71
07498331925 | H000X064H1C | P1 Cont Heat Shrink Cass,6'x.64",WH | The H000X064H1C Military-Grade Polyolefin Heat-Shrink Label Cassette contains an integrated memory device for automatic formatting, recall of last legend used, and the number of labels remaining in the cassette. Cassette contains a continuous roll of non- | PC | 1 | 10 | 1 | 71.49
07498331926 | H000X064H2C | P1 Cont Heat Shrink Cass,6'x.64",YL | The portable printer continuous heat shrink labels in yellow are made of military-grade polyolefin. They measure 0.38" (9.7mm) diameter, 6' (1.8m) length, and 0.64" (16.3mm) width and have a wire range of 12–6 AWG. The fast-loading P1™ label cassette incl | PC | 1 | 10 | 1 | 75.07
07498366373 | H000X084H1C | P1Cass,HS,Tubing,6ft x.84",WH,EA | The H000X084H1C Military-Grade Polyolefin Heat-Shrink Label Cassette contains an integrated memory device for automatic formatting, recall of last legend used, and the number of labels remaining in the cassette. Cassette contains a continuous roll of non- | PC | 1 | 10 | 1 | 82.93
07498366374 | H000X084H2C | P1Cass,HS,Tubing,6ft x.84",YL,EA | The portable printer continuous heat shrink labels in yellow are made of military-grade polyolefin. They measure 0.5" (12.7mm) diameter, 6' (1.8m) length, and 0.84" (21.3mm) width and have a wire range of 8–1 AWG. The fast-loading P1™ label cassette inclu | PC | 1 | 10 | 1 | 82.93
07498351847 | H050X025H1T | TT,HeatShrink,.5"x.25",.13"dia,WH,2000PC | The H050X025H1T Military-Grade Polyolefin Heat-Shrink Label is a single-sided printable. It offers crisp, clear legends with superior readability for quick and easy label production. The heat-shrink sleeve is designed to provide a clear, reliable, and du | RL | 1 | 1 | 1 | 345.42
07498351848 | H050X025H1T-B | TT,HeatShrnk,.5"x.25",.13"dia,WH,10000PC | The H050X025H1T-B Military-Grade Polyolefin Heat-Shrink Label is a single-sided printable. It offers crisp, clear legends with superior readability for quick and easy label production. The heat-shrink sleeve is designed to provide a clear, reliable, and | RL | 1 | 1 | 1 | 1510.46
07498351849 | H050X025H2T | TT,HeatShrink,.5"x.25",.13"dia,YL,2000PC | The thermal transfer military grade heat-shrink label in yellow is single sided with a 1/8" (3.175mm) diameter and made of 3:1 flattened polyolefin. It is .5" (12.7mm) wide and .25" (6.4mm) high. The heat-shrink sleeve is designed to provide a clear, reli | RL | 1 | 1 | 1 | 362.67
07498351850 | H050X034H1T | TT,HeatShrink,.5"x.34",.19"dia,WH,2000PC | The H050X034H1T Military-Grade Polyolefin Heat-Shrink Label is a single-sided printable. It offers crisp, clear legends with superior readability for quick and easy label production. The heat-shrink sleeve is designed to provide a clear, reliable, and du | RL | 1 | 1 | 1 | 437.36
07498351851 | H050X034H1T-B | TT,HeatShrnk,.5"x.34",.19"dia,WH,10000PC | The H050X034H1T-B Military-Grade Polyolefin Heat-Shrink Label is a single-sided printable. It offers crisp, clear legends with superior readability for quick and easy label production. The heat-shrink sleeve is designed to provide a clear, reliable, and | RL | 1 | 1 | 1 | 1913.37
07498351852 | H050X034H2T | TT,HeatShrink,.5"x.34",.19"dia,YL,2000PC | The thermal transfer military grade heat-shrink label in yellow is single sided with a 3/16" (4.76mm) diameter and made of 3:1 flattened polyolefin. It is .5" (12.7mm) wide and .34" (8.6mm) high. The heat-shrink sleeve is designed to provide a clear, reli | RL | 1 | 1 | 1 | 459.23
07498351853 | H050X044H1T | TT,HeatShrink,.5"x.44",.25"dia,WH,2000PC | The H050X044H1T Military-Grade Polyolefin Heat-Shrink Label is a single-sided printable. It offers crisp, clear legends with superior readability for quick and easy label production. The heat-shrink sleeve is designed to provide a clear, reliable, and du | RL | 1 | 1 | 1 | 592.07
07498351854 | H050X044H1T-B | TT,H/S,.5"x.44",.25" dia,WH,10,000PC | The H050X044H1T-B Military-Grade Polyolefin Heat-Shrink Label is a single-sided printable. It offers crisp, clear legends with superior readability for quick and easy label production. The heat-shrink sleeve is designed to provide a clear, reliable, and | RL | 1 | 1 | 1 | 2315.94
07498351855 | H050X044H2T | TT,HeatShrink,.5"x.44",.25"dia,YL,2000PC | The thermal transfer military grade heat-shrink label in yellow is single sided with a 1/4" (6.35mm) diameter and made of 3:1 flattened polyolefin. It is .5" (12.7mm) wide and .44" (11.2mm) high. The heat-shrink sleeve is designed to provide a clear, reli | RL | 1 | 1 | 1 | 621.66
07498351856 | H050X064H1T | TT,HeatShrink,.5"x.64",.38"dia,WH,2000PC | The thermal transfer military grade heat-shrink label in white is single sided with a 3/8" (9.525mm) diameter and made of 3:1 flattened polyolefin. It is .5" (12.7mm) wide and .64" (16.3mm) high. The heat-shrink sleeve is designed to provide a clear, reli | RL | 1 | 1 | 1 | 779.97
07498351857 | H050X064H1T-B | TT,H/S,.5"x.64",.38" dia,WH,10,000PC | The thermal transfer military grade heat-shrink label in white is single sided with a 3/8" (9.525mm) diameter and made of 3:1 flattened polyolefin. It is .5" (12.7mm) wide and .64" (16.3mm) high. The heat-shrink sleeve is designed to provide a clear, reli | RL | 1 | 1 | 1 | 3404.38
07498351858 | H050X064H2T | TT,HS,Tubing,.50"Wx.64"H,YL,2000PC | The thermal transfer military grade heat-shrink label in yellow is single sided with a 3/8" (9.525mm) diameter and made of 3:1 flattened polyolefin. It is .5" (12.7mm) wide and .64" (16.3mm) high. The heat-shrink sleeve is designed to provide a clear, rel | RL | 1 | 1 | 1 | 935.97
07498303997 | H050X084H1T | TT,HS,Tubing,0.50"Wx.84"H,WH,2000PC | The thermal transfer military grade heat-shrink label in white is single sided with a .5" (12.7mm) diameter and made of 3:1 flattened polyolefin. It is .5" (12.7mm) wide and .84" (21.3mm) high. The heat-shrink sleeve is designed to provide a clear, reliab | RL | 1 | 1 | 1 | 933.58
07498303988 | H050X165H1T | TT,HS,Tubing,0.50"Wx1.65"H,WH,1000PC | The thermal transfer military grade heat-shrink label in white is single sided with a .5" (12.7mm) diameter and made of 3:1 flattened polyolefin. It is .5" (12.7mm) wide and 1.65" (41.9mm) high. The heat-shrink sleeve is designed to provide a clear, relia | RL | 1 | 1 | 1 | 573.19
07498351859 | H075X025H1T | TT,H/S,.75"x.25",.13" dia,WH,1000PC | The H075X025H1T Military-Grade Polyolefin Heat-Shrink Label is a single-sided printable. It offers crisp, clear legends with superior readability for quick and easy label production. The heat-shrink sleeve is designed to provide a clear, reliable, and du | RL | 1 | 1 | 1 | 313.68
07498351860 | H075X025H1T-B | TT,HS,Tubing,.75"Wx.25"H,WH,2000PC | The thermal transfer military grade heat-shrink label in white is single sided with a 1/8" (3.175mm) diameter and made of 3:1 flattened polyolefin. It is .75" (19.1mm) wide and .25" (6.4mm) high. The heat-shrink sleeve is designed to provide a clear, reli | RL | 1 | 1 | 1 | 1359.21
07498351861 | H075X034H1T | TT,H/S,.75"x.34",.19" dia,WH,1000PC | The thermal transfer military grade heat-shrink label in white is single sided with a 3/16" (4.76mm) diameter and made of 3:1 flattened polyolefin. It is .75" (19.1mm) wide and .34" (8.6mm) high. The heat-shrink sleeve is designed to provide a clear, reli | RL | 1 | 1 | 1 | 397.33
07498351862 | H075X034H1T-B | TT,H/S,.75"x.34",.19" dia,WH,5000PC | The H075X034H1T-B Military-Grade Polyolefin Heat-Shrink Label is a single-sided printable. It offers crisp, clear legends with superior readability for quick and easy label production. The heat-shrink sleeve is designed to provide a clear, reliable, and | RL | 1 | 1 | 1 | 1721.27
07498351863 | H075X044H1T | TT,HS,Tubing,.75"Wx.44"H,WH,1000PC | The H075X044H1T Military-Grade Polyolefin Heat-Shrink Label is a single-sided printable. It offers crisp, clear legends with superior readability for quick and easy label production. The heat-shrink sleeve is designed to provide a clear, reliable, and du | RL | 1 | 1 | 1 | 481.03
07498351864 | H075X044H1T-B | TT,HS,Tubing,.75"Wx.44"H,WH,5000PC | The H075X044H1T-B Military-Grade Polyolefin Heat-Shrink Label is a single-sided printable. It offers crisp, clear legends with superior readability for quick and easy label production. The heat-shrink sleeve is designed to provide a clear, reliable, and | RL | 1 | 1 | 1 | 2083.93
07498314262 | H1.5X2BL6 | Slot Hinge Duct,PVC,1.5X2X6',BL, 6ft | The H1.5X2BL6 PVC Hinged-Cover Wide Slot Wiring Duct features a hinged cover and wide finger/slot design that provides greater rigidity and allows for use with a range of wire/bundle sizes. Upper and lower scorelines allow for easy finger/sidewall section | FT | 1 | 6 | 6 | 7.75
07498313843 | H1.5X2LG6 | Slot Hinge Duct,PVC,1.5X2X6',LG, 6ft | The H1.5X2LG6 PVC Hinged-Cover Wide Slot Wiring Duct features a hinged cover and wide finger/slot design that provides greater rigidity and allows for use with a range of wire/bundle sizes. Upper and lower scorelines allow for easy finger/sidewall section | FT | 1 | 6 | 6 | 7.75
07498313858 | H1.5X2WH6 | Slot Hinge Duct,PVC,1.5X2X6',WH, 6ft | Panduct® type H hinged cover wide slot wiring duct, 1.5 W x 2 H, 6' length, PVC, white. | FT | 1 | 6 | 6 | 8.15
07498314346 | H1.5X3BL6 | Slot Hinge Duct,PVC,1.5X3X6',BL, 6ft | Panduct® type H hinged cover wide slot wiring duct, 1.5 W x 3 H, 6' length, PVC, black. | FT | 1 | 6 | 6 | 10.12
07498313844 | H1.5X3LG6 | Slot Hinge Duct,PVC,1.5X3X6',LG, 6ft | Panduct® type H hinged cover wide slot wiring duct, 1.5 W x 3 H, 6' length, PVC, light gray. | FT | 1 | 6 | 6 | 9.65
07498301012 | H100X025H1C | P1 Heat Shrink Cass,1"x.25"x.13" dia,WH | The H100X025H1C Military-Grade Polyolefin Heat-Shrink Label Cassette contains an integrated memory device for automatic formatting, recall of last legend used, and the number of labels remaining in the cassette. Cassette contains a continuous roll of non- | PC | 1 | 10 | 1 | 71.01
07498351865 | H100X025H1T | TT,HS,Tubing,1.00"Wx.25"H,WH,1000PC | The H100X025H1T Military-Grade Polyolefin Heat-Shrink Label is single-sided printable. It offers crisp, clear legends with superior readability for quick and easy label production. The heat-shrink sleeve is designed to provide a clear, reliable, and dura | RL | 1 | 1 | 1 | 345.42
07498308846 | H100X025H1T-2 | TT,2-Sided HS,1"x.25"x.13" dia,WH,1000PC | The thermal transfer military grade heat-shrink label in white is 2-sided with a 1/8" (3.175mm) diameter and made of 3:1 flattened polyolefin. It is 1" (25.4mm) wide and .25" (6.4mm) high. The heat-shrink sleeve is designed to provide a clear, reliable, a | RL | 1 | 1 | 1 | 345.42
07498319489 | H100X025H1T-2-B | TT,2-Sided HS,1"x.25",.13" dia,WH,5000PC | The thermal transfer military grade heat-shrink label in white is 2-sided with a 1/8" (3.175mm) diameter and made of 3:1 flattened polyolefin. It is 1" (25.4mm) wide and .25" (6.4mm) high. The heat-shrink sleeve is designed to provide a clear, reliable, a | RL | 1 | 1 | 1 | 1585.98
07498351866 | H100X025H1T-B | TT,HS,Tubing,1.00"Wx.25"H,WH,5000PC | The H100X025H1T-B Military-Grade Polyolefin Heat-Shrink Label is single-sided printable. It offers crisp, clear legends with superior readability for quick and easy label production. The heat-shrink sleeve is designed to provide a clear, reliable, and du | RL | 1 | 1 | 1 | 1510.46
07498301013 | H100X025H2C | P1 Heat Shrink Cass,1"x.25"x.13" dia,YL | The portable printer die-cut heat shrink labels in yellow are made of military-grade polyolefin. They measure 0.13" (3.1mm) diameter, 1" (25.4mm) length, and 0.25" (6.4mm) width and have a wire range of 22–18 AWG. The fast-loading P1™ label cassette inclu | PC | 1 | 10 | 1 | 74.57
07498351867 | H100X025H2T | TT,HS,Tubing,1.00"Wx.25"H,YL,1000PC | The thermal transfer military grade heat-shrink label in yellow is single sided with a 1/8" (3.175mm) diameter and made of 3:1 flattened polyolefin. It is 1" (25.4mm) wide and .25" (6.4mm) high. The heat-shrink sleeve is designed to provide a clear, relia | RL | 1 | 1 | 1 | 345.42
07498308847 | H100X025H2T-2 | TT,2-Sided HS,1"x.25"x.13" dia,YL,1000PC | The thermal transfer military grade heat-shrink label in yellow is 2-sided with a 1/8" (3.175mm) diameter and made of 3:1 flattened polyolefin. It is 1" (25.4mm) wide and .25" (6.4mm) high. The heat-shrink sleeve is designed to provide a clear, reliable, | RL | 1 | 1 | 1 | 362.67
07498341061 | H100X025HGT-2 | 2-sided,HFFR,HSLbl,1.00"x.25",YL,1000PC | The H100X025HGT-2 Thermal Transfer Halogen-Free Heat-Shrink Label is 2-sided and made of flame retardant, low smoke cross-linked polyolefin. The heat-shrink sleeve is designed to provide a clear, reliable, and durable way to identify wires and cables. The | RL | 1 | 1 | 1 | 772.58
07498301014 | H100X034H1C | P1 Heat Shrink Cass,1"x.34"x.19" dia,WH | The H100X034H1C Military-Grade Polyolefin Heat-Shrink Label Cassette contains an integrated memory device for automatic formatting, recall of last legend used, and the number of labels remaining in the cassette. Cassette contains a continuous roll of non- | PC | 1 | 10 | 1 | 77.92
07498352215 | H100X034H1T | TT,HS,Tubing,1.00"Wx.34"H,WH,1000PC | The H100X034H1T Military-Grade Polyolefin Heat-Shrink Label is single-sided printable. It offers crisp, clear legends with superior readability for quick and easy label production. The heat-shrink sleeve is designed to provide a clear, reliable, and dura | RL | 1 | 1 | 1 | 437.36
07498308851 | H100X034H1T-2 | TT,2-Sided HS,1"x.34"x.19" dia,WH,1000PC | The thermal transfer military grade heat-shrink label in white is 2-sided with a 3/16" (4.76mm) diameter and made of 3:1 flattened polyolefin. It is 1" (25.4mm) wide and .34" (8.6mm) high. The heat-shrink sleeve is designed to provide a clear, reliable, a | RL | 1 | 1 | 1 | 459.23
07498319496 | H100X034H1T-2-B | TT,2-Sided HS,1"x.34",.19" dia,WH,5000PC | The thermal transfer military grade heat-shrink label in white is 2-sided with a 3/16" (4.76mm) diameter and made of 3:1 flattened polyolefin. It is 1" (25.4mm) wide and .34" (8.6mm) high. The heat-shrink sleeve is designed to provide a clear, reliable, a | RL | 1 | 1 | 1 | 1913.37
07498352225 | H100X034H1T-B | TT,HS,Tubing,1.00"Wx.34"H,WH,5000PC | The H100X034H1T-B Military-Grade Polyolefin Heat-Shrink Label is single-sided printable. It offers crisp, clear legends with superior readability for quick and easy label production. The heat-shrink sleeve is designed to provide a clear, reliable, and d | RL | 1 | 1 | 1 | 1913.37
07498301015 | H100X034H2C | P1 Heat Shrink Cass,1"x.34"x.19" dia,YL | The portable printer die-cut heat shrink labels in yellow are made of military-grade polyolefin. They measure 0.19" (4.6mm) diameter, 1" (25.4mm) length, and 0.34" (8.6mm) width and have a wire range of 18–12 AWG. The fast-loading P1™ label cassette inclu | PC | 1 | 10 | 1 | 81.81
07498352255 | H100X034H2T | TT,HS,Tubing,1.00"Wx.34"H,YL,1000PC | The H100X034H2T Military-Grade Polyolefin Heat-Shrink Label is a single-sided printable. It offers crisp, clear legends with superior readability for quick and easy label production. The heat-shrink sleeve is designed to provide a clear, reliable, and du | RL | 1 | 1 | 1 | 437.36
07498308853 | H100X034H2T-2 | TT,2-Sided HS,1"x.34"x.19" dia,YL,1000PC | The thermal transfer military grade heat-shrink label in yellow is 2-sided with a 3/16" (4.76mm) diameter and made of 3:1 flattened polyolefin. It is 1" (25.4mm) wide and .34" (8.6mm) high. The heat-shrink sleeve is designed to provide a clear, reliable, | RL | 1 | 1 | 1 | 459.23
07498341067 | H100X034HGT-2 | 2-sided,HFFR,HSLbl,3/16"Dia,YL,1000PC | The H100X034HGT-2 Thermal Transfer Halogen-Free Heat-Shrink Label is 2-sided and made of flame retardant, low smoke cross-linked polyolefin. The heat-shrink sleeve is designed to provide a clear, reliable, and durable way to identify wires and cables. The | RL | 1 | 1 | 1 | 930.81
07498301016 | H100X044H1C | P1 Heat Shrink Cass,1"x.44"x.25" dia,WH | The H100X044H1C Military-Grade Polyolefin Heat-Shrink Label Cassette contains an integrated memory device for automatic formatting, recall of last legend used, and the number of labels remaining in the cassette. Cassette contains a continuous roll of non- | PC | 1 | 10 | 1 | 93.52
07498352256 | H100X044H1T | TT,HS,Tubing,1.00"Wx.44"H,WH,1000/roll | The H100X044H1T Military-Grade Polyolefin Heat-Shrink Label is single-sided printable. It offers crisp, clear legends with superior readability for quick and easy label production. The heat-shrink sleeve is designed to provide a clear, reliable, and dura | RL | 1 | 1 | 1 | 592.07
07498308859 | H100X044H1T-2 | TT,2-Sided HS,1"x.44"x.25" dia,WH,1000PC | The thermal transfer military grade heat-shrink label in white is 2-sided with a 1/4" (6.35mm) diameter and made of 3:1 flattened polyolefin. It is 1" (25.4mm) wide and .44" (11.2mm) high. The heat-shrink sleeve is designed to provide a clear, reliable, a | RL | 1 | 1 | 1 | 592.07
07498319500 | H100X044H1T-2-B | TT,2-Sided HS,1"x.44",.25" dia,WH,5000PC | The thermal transfer military grade heat-shrink label in white is 2-sided with a 1/4" (6.35mm) diameter and made of 3:1 flattened polyolefin. It is 1" (25.4mm) wide and .44" (11.2mm) high. The heat-shrink sleeve is designed to provide a clear, reliable, a | RL | 1 | 1 | 1 | 2597.15
07498352257 | H100X044H1T-B | TT,HS,Tubing,1.00"Wx.44"H,5,WH,5000PC | The H100X044H1T-B Military-Grade Polyolefin Heat-Shrink Label is a single-sided printable. It offers crisp, clear legends with superior readability for quick and easy label production. The heat-shrink sleeve is designed to provide a clear, reliable, and | RL | 1 | 1 | 1 | 2473.49
07498301017 | H100X044H2C | P1 Heat Shrink Cass,1"x.44"x.25" dia,YL | The portable printer die-cut heat shrink labels in yellow are made of military-grade polyolefin. They measure 0.25" (6.4mm) diameter, 1" (25.4mm) length, and 0.44" (11.2mm) width and have a wire range of 16–10 AWG. The fast-loading P1™ label cassette incl | PC | 1 | 10 | 1 | 98.2
07498352258 | H100X044H2T | TT,HS,Tubing,1.00"Wx.44"H,YL,1000PC | The thermal transfer military grade heat-shrink label in yellow is single sided with a 1/4" (6.35mm) diameter and made of 3:1 flattened polyolefin. It is 1" (25.4mm) wide and .44" (11.2mm) high. The heat-shrink sleeve is designed to provide a clear, relia | RL | 1 | 1 | 1 | 592.07
07498308860 | H100X044H2T-2 | TT,2-Sided HS,1"x.44"x.25" dia,YL,1000PC | The thermal transfer military grade heat-shrink label in yellow is 2-sided with a 1/4" (6.35mm) diameter and made of 3:1 flattened polyolefin. It is 1" (25.4mm) wide and .44" (11.2mm) high. The heat-shrink sleeve is designed to provide a clear, reliable, | RL | 1 | 1 | 1 | 621.66
07498336234 | H100X044H2T-B | TT,HS,2"x.84",.5" dia,WH,2500PC | The H100X044H2T-B Military-Grade Polyolefin Heat-Shrink Label is a single-sided printable. It offers crisp, clear legends with superior readability for quick and easy label production. The heat-shrink sleeve is designed to provide a clear, reliable, and | RL | 1 | 1 | 1 | 2473.49
07498341075 | H100X044HGT-2 | 2-sided,HFFR,HSLbl,1.00"x.44",YL,1000PC | The H100X044HGT-2 Thermal Transfer Halogen-Free Heat-Shrink Label is 2-sided and made of flame retardant, low smoke cross-linked polyolefin. The heat-shrink sleeve is designed to provide a clear, reliable, and durable way to identify wires and cables. The | RL | 1 | 1 | 1 | 1534.05
07498332302 | H100X064H1C | P1 Heat Shrink Cass,1"x.64",WH,75Lbls | The H100X064H1C Military-Grade Polyolefin Heat-Shrink Label Cassette contains an integrated memory device for automatic formatting, recall of last legend used, and the number of labels remaining in the cassette. Cassette contains a continuous roll of non- | PC | 1 | 10 | 1 | 101.34
07498352259 | H100X064H1T | TT,HS,Tubing,1"Wx.64"H,,WH,1000PC | The H100X064H1T Military-Grade Polyolefin Heat-Shrink Label is a single-sided printable. It offers crisp, clear legends with superior readability for quick and easy label production. The heat-shrink sleeve is designed to provide a clear, reliable, and du | RL | 1 | 1 | 1 | 742.83
07498308862 | H100X064H1T-2 | TT,2-Sided HS,1"x.64"x.38" dia,WH,1000PC | The thermal transfer military grade heat-shrink label in white is 2-sided with a 3/8" (9.525mm) diameter and made of 3:1 flattened polyolefin. It is 1" (25.4mm) wide and .64" (16.3mm) high. The heat-shrink sleeve is designed to provide a clear, reliable, | RL | 1 | 1 | 1 | 779.97
07498319505 | H100X064H1T-2-B | TT,2-Sided HS,1"x.64",.38" dia,WH,5000PC | The thermal transfer military grade heat-shrink label in white is 2-sided with a 3/8" (9.525mm) diameter and made of 3:1 flattened polyolefin. It is 1" (25.4mm) wide and .64" (16.3mm) high. The heat-shrink sleeve is designed to provide a clear, reliable, | RL | 1 | 1 | 1 | 3404.38
07498352260 | H100X064H1T-B | TT,HS,Tubing,1"Wx.64"H,WH,5000PC | The thermal transfer military grade heat-shrink label in white is single sided with a 3/8" (9.525mm) diameter and made of 3:1 flattened polyolefin. It is 1" (25.4mm) wide and .64" (16.3mm) high. The heat-shrink sleeve is designed to provide a clear, relia | RL | 1 | 1 | 1 | 3404.38
07498352261 | H100X064H2T | TT,HS,Tubing,1"Wx.64"H,YL,1000PC | The thermal transfer military grade heat-shrink label in yellow is single sided with a 3/8" (9.525mm) diameter and made of 3:1 flattened polyolefin. It is 1" (25.4mm) wide and .64" (16.3mm) high. The heat-shrink sleeve is designed to provide a clear, reli | RL | 1 | 1 | 1 | 779.97
07498308863 | H100X064H2T-2 | TT,2-Sided HS,1"x.64"x.38" dia,YL,1000PC | The thermal transfer military grade heat-shrink label in yellow is 2-sided with a 3/8" (9.525mm) diameter and made of 3:1 flattened polyolefin. It is 1" (25.4mm) wide and .64" (16.3mm) high. The heat-shrink sleeve is designed to provide a clear, reliable, | RL | 1 | 1 | 1 | 891.4
07498341079 | H100X064HGT-2 | Two-sided,HS Label,1.0"x.64",YL,1000PC | The H100X064HGT-2 Thermal Transfer Halogen-Free Heat-Shrink Label is 2-sided and made of flame retardant, low smoke cross-linked polyolefin. The heat-shrink sleeve is designed to provide a clear, reliable, and durable way to identify wires and cables. The | RL | 1 | 1 | 1 | 1333.16
07498301018 | H100X084H1C | P1 Heat Shrink Cass,1"x.84"x.5" dia,WH | The portable printer die-cut heat shrink labels in white are made of military-grade polyolefin. They measure 0.5" (12.7mm) diameter, 1" (25.4mm) length, and 0.84" (21.3mm) width and have a wire range of 8–1 AWG. The fast-loading P1™ label cassette include | PC | 1 | 10 | 1 | 107.06
07498352262 | H100X084H1T | TT,Heat Shrink,1"x.84",.5" dia,WH,1000PC | The H100X084H1T Military-Grade Polyolefin Heat-Shrink Label is a single-sided printable. It offers crisp, clear legends with superior readability for quick and easy label production. The heat-shrink sleeve is designed to provide a clear, reliable, and du | RL | 1 | 1 | 1 | 777.99
07498308868 | H100X084H1T-2 | TT,2-Sided HS,1"x.84"x.5" dia,WH,1000PC | The thermal transfer military grade heat-shrink label in white is 2-sided with a 1/2" (12.7mm) diameter and made of 3:1 flattened polyolefin. It is 1" (25.4mm) wide and .84" (21.3mm) high. The heat-shrink sleeve is designed to provide a clear, reliable, a | RL | 1 | 1 | 1 | 816.88
07498329141 | H100X084H1T-2-B | TT,2-Sided HS,1"x.84",.5" dia,WH,5000PC | The thermal transfer military grade heat-shrink label in white is 2-sided with a 1/2" (12.7mm) diameter and made of 3:1 flattened polyolefin. It is 1" (25.4mm) wide and .84" (21.3mm) high. The heat-shrink sleeve is designed to provide a clear, reliable, a | RL | 1 | 1 | 1 | 4264.13
07498352270 | H100X084H2T | TT,Heat Shrink,1"x.84",.5" dia,YL,1000PC | The thermal transfer military grade heat-shrink label in yellow is single sided with a 1/2" (12.7mm) diameter and made of 3:1 flattened polyolefin. It is 1" (25.4mm) wide and .84" (21.3mm) high. The heat-shrink sleeve is designed to provide a clear, relia | RL | 1 | 1 | 1 | 816.88
07498308869 | H100X084H2T-2 | TT,2-Sided HS,1"x.84"x.5" dia,YL,1000PC | The thermal transfer military grade heat-shrink label in yellow is 2-sided with a 1/2" (12.7mm) diameter and made of 3:1 flattened polyolefin. It is 1" (25.4mm) wide and .84" (21.3mm) high. The heat-shrink sleeve is designed to provide a clear, reliable, | RL | 1 | 1 | 1 | 816.88
07498341084 | H100X084HGT-2 | 2-Sided LSZH HS Lbl,YL,.5" dia,1000/roll | The H100X084HGT-2 Thermal Transfer Halogen-Free Heat-Shrink Label is 2-sided and made of flame retardant, low smoke cross-linked polyolefin. The heat-shrink sleeve is designed to provide a clear, reliable, and durable way to identify wires and cables. The | RL | 1 | 1 | 1 | 1489.51
07498320723 | H100X122H1T-2 | TT,2-Sided HS,1"x1.22",.75" dia,WH,500PC | The H100X122H1T-2 Thermal Transfer Halogen-Free Heat-Shrink Label is 2-sided and made of flame retardant, low smoke cross-linked polyolefin. The heat-shrink sleeve is designed to provide a clear, reliable, and durable way to identify wires and cables. The | RL | 1 | 1 | 1 | 449.46
07498320724 | H100X122H2T-2 | TT,2-Sided HS,1"x1.22",.75" dia,YL,500PC | The thermal transfer military grade heat-shrink label in yellow is 2-sided with a .75" (19mm) diameter and made of 3:1 flattened polyolefin. It is 1" (25.4mm) wide and 1.22" (31mm) high. The heat-shrink sleeve is designed to provide a clear, reliable, and | RL | 1 | 1 | 1 | 471.94
07498352277 | H100X165H1T | TT,Heat Shrink,1"x1.65",1" dia,WH,500PC | The H100X165H1T Military-Grade Polyolefin Heat-Shrink Label is a single-sided printable. It offers crisp, clear legends with superior readability for quick and easy label production. The heat-shrink sleeve is designed to provide a clear, reliable, and du | RL | 1 | 1 | 1 | 545.89
07498308874 | H100X165H1T-2 | TT,2-Sided HS,1"x1.65",1" dia,WH,500PC | The thermal transfer military grade heat-shrink label in white is 2-sided with a 1" (25.4mm) diameter and made of 3:1 flattened polyolefin. It is 1" (25.4mm) wide and 1.65" (41.9mm) high. The heat-shrink sleeve is designed to provide a clear, reliable, an | RL | 1 | 1 | 1 | 573.19
07498352278 | H100X165H2T | TT,Heat Shrink,1"x1.65",1" dia,YL,500PC | The thermal transfer military grade heat-shrink label in yellow is single sided with a 1" (25.4mm) diameter and made of 3:1 flattened polyolefin. It is 1" (25.4mm) wide and 1.65" (41.9mm) high. The heat-shrink sleeve is designed to provide a clear, reliab | RL | 1 | 1 | 1 | 573.19
07498308918 | H100X165H2T-2 | TT,2-Sided HS,1"x1.65"x1" dia,YL,500PC | The thermal transfer military grade heat-shrink label in yellow is 2-sided with a 1" (25.4mm) diameter and made of 3:1 flattened polyolefin. It is 1" (25.4mm) wide and 1.65" (41.9mm) high. The heat-shrink sleeve is designed to provide a clear, reliable, a | RL | 1 | 1 | 1 | 655.07
07498341055 | H100X165HGT-2 | 2-Sided LSZH HS Lbl,YL,1" dia,500/roll | The H100X165HGT-2 Thermal Transfer Halogen-Free Heat-Shrink Label is 2-sided and made of flame retardant, low smoke cross-linked polyolefin. The heat-shrink sleeve is designed to provide a clear, reliable, and durable way to identify wires and cables. The | RL | 1 | 1 | 1 | 1256.22
07498352279 | H150X025H1T | TT,H/S,1.5"x.25",.13" dia,WH,500PC | The thermal transfer military grade heat-shrink label in white is single sided with a 1/8" (3.175mm) diameter and made of 3:1 flattened polyolefin. It is 1.5" (38.1mm) wide and .25" (6.4mm) high. The heat-shrink sleeve is designed to provide a clear, reli | RL | 1 | 1 | 1 | 313.68
07498352280 | H150X025H1T-B | TT,HS,Tubing,1.5"Wx.25"H,WH, 2500/roll | The thermal transfer military grade heat-shrink label in white is single sided with a 1/8" (3.175mm) diameter and made of 3:1 flattened polyolefin. It is 1.5" (38.1mm) wide and .25" (6.4mm) high. The heat-shrink sleeve is designed to provide a clear, reli | RL | 1 | 1 | 1 | 1427.08
07498309266 | H150X025H2T | TT,HST,1.5"x.25",.13" dia,YL,500/roll | The thermal transfer military grade heat-shrink label in yellow is single sided with a 1/8" (3.175mm) diameter and made of 3:1 flattened polyolefin. It is 1.5" (38.1mm) wide and .25" (6.4mm) high. The heat-shrink sleeve is designed to provide a clear, rel | RL | 1 | 1 | 1 | 329.37
07498352282 | H150X034H1T | TT,HS,Tubing,1.5"Wx.34"H,WH,500/roll | The H150X034H1T Military-Grade Polyolefin Heat-Shrink Label is a single-sided printable. It offers crisp, clear legends with superior readability for quick and easy label production. The heat-shrink sleeve is designed to provide a clear, reliable, and du | RL | 1 | 1 | 1 | 397.33
07498352283 | H150X034H1T-B | TT,HS,Tubing,1.5"Wx.34"H,WH,2500/roll | The H150X034H1T-B Military-Grade Polyolefin Heat-Shrink Label is a single-sided printable. It offers crisp, clear legends with superior readability for quick and easy label production. The heat-shrink sleeve is designed to provide a clear, reliable, and | RL | 1 | 1 | 1 | 1778.32
07498309268 | H150X034H2T | TT,HST,1.5"x.34",.19" dia,YL,500/roll | The thermal transfer military grade heat-shrink label in yellow is single sided with a 3/16" (4.76mm) diameter and made of 3:1 flattened polyolefin. It is 1.5" (38.1mm) wide and .34" (8.6mm) high. The heat-shrink sleeve is designed to provide a clear, rel | RL | 1 | 1 | 1 | 417.2
07498352284 | H150X044H1T | TT,HS,Tubing,1.5"Wx.44"H,WH,500/roll | The H150X044H1T Military-Grade Polyolefin Heat-Shrink Label is a single-sided printable. It offers crisp, clear legends with superior readability for quick and easy label production. The heat-shrink sleeve is designed to provide a clear, reliable, and du | RL | 1 | 1 | 1 | 481.03
07498352295 | H150X044H1T-B | TT,HS,Tubing,1.5"Wx.44"H,WH,2500/roll | The H150X044H1T-B Military-Grade Polyolefin Heat-Shrink Label is a single-sided printable. It offers crisp, clear legends with superior readability for quick and easy label production. The heat-shrink sleeve is designed to provide a clear, reliable, and | RL | 1 | 1 | 1 | 2083.93
07498309272 | H150X044H2T | TT,HST,1.5"x.44",.25" dia,YL,500/roll | The thermal transfer military grade heat-shrink label in yellow is single sided with a 1/4" (6.35mm) diameter and made of 3:1 flattened polyolefin. It is 1.5" (38.1mm) wide and .44" (11.2mm) high. The heat-shrink sleeve is designed to provide a clear, rel | RL | 1 | 1 | 1 | 481.03
07498352506 | H200X025H1T | TT,Heat Shrink,2"x.25",.13" dia,WH,500PC | The H200X025H1T Military-Grade Polyolefin Heat-Shrink Label is a single-sided printable. It offers crisp, clear legends with superior readability for quick and easy label production. The heat-shrink sleeve is designed to provide a clear, reliable, and du | RL | 1 | 1 | 1 | 345.42
07498308848 | H200X025H1T-2 | TT,2-Sided HS,2"x.25"x.13" dia,WH,500PC | 2-sided Military Grade printable heat shrink label, white, 1/8" (3.1 mm) diameter polyolefin, 500/roll. | RL | 1 | 1 | 1 | 362.67
07498319495 | H200X025H1T-2-B | TT,2-Sided HS,2"x.25",.13" dia,WH,2500PC | 2-sided Military Grade printable heat shrink label, white, 1/8" (3.1 mm) diameter polyolefin, 2500/roll. | RL | 1 | 1 | 1 | 1570.75
07498352558 | H200X025H1T-B | TT,HS,Tubing,2"Wx.25"H,2500PC,WH,EA | The H200X025H1T-B Military-Grade Polyolefin Heat-Shrink Label is single-sided printable. It offers crisp, clear legends with superior readability for quick and easy label production. The heat-shrink sleeve is designed to provide a clear, reliable, and dur | RL | 1 | 1 | 1 | 1495.94
07498352559 | H200X025H2T | TT,Heat Shrink,2"x.25",.13" dia,YL,500PC | The thermal transfer military grade heat-shrink label in yellow is one-sided with a 1/8" (3.2 mm) diameter and made of 3:1 flattened polyolefin. It is 2.0" wide and 0.25" high (50.8 x 6.4 mm). The heat-shrink sleeve is designed to provide a clear, reliabl | RL | 1 | 1 | 1 | 362.67
07498308850 | H200X025H2T-2 | TT,2-Sided HS,2"x.25"x.13" dia,YL,500PC | The thermal transfer military grade heat-shrink label in yellow is two-sided with a 1/8" (3.2 mm) diameter and made of 3:1 flattened polyolefin. It is 2.0" wide and 0.25" high (50.8 x 6.4 mm). The heat-shrink sleeve is designed to provide a clear, reliabl | RL | 1 | 1 | 1 | 362.67
07498301507 | H200X025H3T | TT,Heat Shrink,2"x.25",.13" dia,BL,500PC | The thermal transfer military grade heat-shrink label in black is one-sided with a 1/8" (3.2 mm) diameter and made of 3:1 flattened polyolefin. It is 2.0" wide and 0.25" high (50.8 x 6.4 mm). The heat-shrink sleeve is designed to provide a clear, reliable | RL | 1 | 1 | 1 | 414.51
07498308089 | H200X025H4T | TT,Heat Shrink,2"x.25",.13" dia,RD,500PC | Red, 1/8" diameter polyolefin, 500/roll, 2.00" x 0.25". | RL | 1 | 2 | 1 | 362.67
07498341060 | H200X025HFT-2 | 2-Sided LSZH HS Lbl,WH,.13" dia,500/roll | The H200X025HFT-2 Thermal Transfer Halogen-Free Heat-Shrink Label is 2-sided and made of flame retardant, low smoke cross-linked polyolefin. The heat-shrink sleeve is designed to provide a clear, reliable, and durable way to identify wires and cables. The | RL | 1 | 1 | 1 | 735.8
07498352560 | H200X034H1T | TT,Heat Shrink,2"x.34",.19" dia,WH,500PC | The H200X034H1T Military-Grade Polyolefin Heat-Shrink Label is single-sided printable. It offers crisp, clear legends with superior readability for quick and easy label production. The heat-shrink sleeve is designed to provide a clear, reliable, and durab | RL | 1 | 1 | 1 | 437.36
07498308854 | H200X034H1T-2 | TT,2-Sided HS,2"x.34"x.19" dia,WH,500PC | 2-sided Military Grade printable heat shrink label, white, 3/16" (4.7 mm) diameter polyolefin, 500/roll. | RL | 1 | 1 | 1 | 437.36
07498319498 | H200X034H1T-2-B | TT,2-Sided HS,2"x.34",.19" dia,WH,2500PC | 2-sided Military Grade printable heat shrink label, white, 3/16" (4.7 mm) diameter polyolefin, 2500/roll. | RL | 1 | 1 | 1 | 1989.7
07498352561 | H200X034H1T-B | TT,HS,Tubing,2"Wx.34"H,2500PC,WH,EA | The H200X034H1T-B Military-Grade Polyolefin Heat-Shrink Label is single-sided printable. It offers crisp, clear legends with superior readability for quick and easy label production. The heat-shrink sleeve is designed to provide a clear, reliable, and du | RL | 1 | 1 | 1 | 1894.97
07498352599 | H200X034H2T | TT,Heat Shrink,2"x.34",.19" dia,YL,500PC | The H200X034H2T Military-Grade Polyolefin Heat-Shrink Label is a single-sided printable. It offers crisp, clear legends with superior readability for quick and easy label production. The heat-shrink sleeve is designed to provide a clear, reliable, and du | RL | 1 | 1 | 1 | 437.36
07498308855 | H200X034H2T-2 | TT,2-Sided HS,2"x.34"x.19" dia,YL,500PC | The thermal transfer military grade printable heat-shrink label in yellow is two-sided with a 3/16" (4.8 mm) diameter and made of 3:1 flattened polyolefin. It is 2.0" wide and 0.34" high (50.8 x 8.6 mm). The heat-shrink sleeve is designed to provide a cle | RL | 1 | 1 | 1 | 481.09
07498301508 | H200X034H3T | TT,Heat Shrink,2"x.34",.19" dia,BL,500PC | Black, 3/16" diameter polyolefin, 500/roll. Width: 2.00". | RL | 1 | 1 | 1 | 481.09
07498308093 | H200X034H4T | TT,Heat Shrink,2"x.34",.19" dia,RD,500PC | The thermal transfer military grade heat-shrink label in red is one-sided with a 3/16" (4.8 mm) diameter and made of 3:1 flattened polyolefin. It is 2.0" wide and 0.34" high (50.8 x 8.6 mm). The heat-shrink sleeve is designed to provide a clear, reliable, | RL | 1 | 1 | 1 | 459.23
07498341066 | H200X034HFT-2 | 2-Sided LSZH HS Lbl,WH,.19" dia,500/roll | The H200X034HFT-2 Thermal Transfer Halogen-Free Heat-Shrink Label is 2-sided and made of flame retardant, low smoke cross-linked polyolefin. The heat-shrink sleeve is designed to provide a clear, reliable, and durable way to identify wires and cables. The | RL | 1 | 1 | 1 | 930.81
07498352607 | H200X044H1T | TT,Heat Shrink,2"x.44",.25" dia,WH,500PC | The H200X044H1T Military-Grade Polyolefin Heat-Shrink Label is single-sided printable. It offers crisp, clear legends with superior readability for quick and easy label production. The heat-shrink sleeve is designed to provide a clear, reliable, and dur | RL | 1 | 1 | 1 | 592.07
07498308857 | H200X044H1T-2 | TT,2-Sided HS,2"x.44"x.25" dia,WH,500PC | 2-sided Military Grade printable heat shrink label, white, 1/4" (6.3mm) diameter polyolefin, 500/roll. | RL | 1 | 1 | 1 | 621.66
07498319503 | H200X044H1T-2-B | TT,2-Sided HS,2"x.44",.25" dia,WH,2500PC | The H200X044H1T-2-B Thermal Transfer Halogen-Free Heat-Shrink Label is 2-sided and made of flame retardant, low smoke cross-linked polyolefin. The heat-shrink sleeve is designed to provide a clear, reliable, and durable way to identify wires and cables. T | RL | 1 | 1 | 1 | 2293.68
07498352608 | H200X044H1T-B | TT,HS,Tubing,2"Wx.44"H,2500PC,WH,EA | The H200X044H1T-B Military-Grade Polyolefin Heat-Shrink Label is single-sided printable. It offers crisp, clear legends with superior readability for quick and easy label production. The heat-shrink sleeve is designed to provide a clear, reliable, and dur | RL | 1 | 1 | 1 | 2293.68
07498352653 | H200X044H2T | TT,Heat Shrink,2"x.44",.25" dia,YL,500PC | The H200X044H2T Military-Grade Polyolefin Heat-Shrink Label is a single-sided printable. It offers crisp, clear legends with superior readability for quick and easy label production. The heat-shrink sleeve is designed to provide a clear, reliable, and du | RL | 1 | 1 | 1 | 592.07
07498308858 | H200X044H2T-2 | TT,2-Sided HS,2"x.44"x.25" dia,YL,500PC | The thermal transfer military grade printable heat-shrink label in yellow is two-sided with a 1/4" (6.4 mm) diameter and made of 3:1 flattened polyolefin. It is 2.0" wide and 0.44" high (50.8 x 11.1 mm). The heat-shrink sleeve is designed to provide a cle | RL | 1 | 1 | 1 | 621.66
07498301512 | H200X044H3T | TT,Heat Shrink,2"x.44",.25" dia,BL,500PC | Black, 1/4" diameter polyolefin, 500/roll. Width: 2.00". | RL | 1 | 1 | 1 | 621.66
07498308101 | H200X044H4T | TT,Heat Shrink,2"x.44",.25" dia,RD,500PC | Red, 1/4" diameter polyolefin, 500/roll, 2.00" x 0.44". | RL | 1 | 1 | 1 | 621.66
07498341074 | H200X044HFT-2 | 2-Sided LSZH HS Lbl,WH,.25" dia,500/roll | The H200X044HFT-2 Thermal Transfer Halogen-Free Heat-Shrink Label is 2-sided and made of flame retardant, low smoke cross-linked polyolefin. The heat-shrink sleeve is designed to provide a clear, reliable, and durable way to identify wires and cables. The | RL | 1 | 1 | 1 | 1278.37
07498352655 | H200X064H1T | TT,HS,Tubing,2"Wx.64"H,500PC,WH,EA | The H200X064H1T Military-Grade Heat-Shrink Super-Tack Polyester Label is single-sided and mounted on a plastic carrier. It offers crisp, clear legends with superior readability for quick and easy label production in all label formats, including thermal tr | RL | 1 | 1 | 1 | 742.83
07498308864 | H200X064H1T-2 | TT,2-Sided HS,2"x.64"x.38" dia,WH,500PC | 2-sided Military Grade printable heat shrink label, white, 3/8" (9.5mm) diameter polyolefin, 500/roll. | RL | 1 | 1 | 1 | 779.97
07498319508 | H200X064H1T-2-B | TT,2-Sided HS,2"x.64",.38" dia,WH,2500PC | 2-sided Military Grade printable heat shrink label, white, 3/8" (9.7 mm) diameter polyolefin, 2500/roll. | RL | 1 | 1 | 1 | 3210.99
07498352656 | H200X064H1T-B | TT,HS,Tubing,2"Wx.64"H,2500PC,WH,EA | The H200X064H1T-B Military-Grade Polyolefin Heat-Shrink Label is a single-sided printable. It offers crisp, clear legends with superior readability for quick and easy label production. The heat-shrink sleeve is designed to provide a clear, reliable, and | RL | 1 | 1 | 1 | 3210.99
07498352663 | H200X064H2T | TT,Heat Shrink,2"x.64",.38" dia,YL,500PC | Yellow, 3/8" diameter polyolefin, 500/roll. | RL | 1 | 1 | 1 | 742.83
07498308865 | H200X064H2T-2 | TT,2-Sided HS,2"x.64"x.38" dia,YL,500PC | 2-sided Military Grade printable heat shrink label, yellow, 3/8" (9.7 mm) diameter polyolefin, 500/roll. | RL | 1 | 1 | 1 | 779.97
07498301513 | H200X064H3T | TT,Heat Shrink,2"x.64",.38" dia,BL,500PC | Black, 3/8" diameter polyolefin, 500/roll. | RL | 1 | 1 | 1 | 779.97
07498308105 | H200X064H4T | TT,HS,Tubing,2"Wx.64"H,500PC,RD,EA | Red, 3/8" diameter polyolefin, 500/roll. | RL | 1 | 1 | 1 | 779.97
07498341078 | H200X064HFT-2 | 2-Sided LSZH HS Lbl,.38" dia,WH,500/roll | The H200X064HFT-2 Thermal Transfer Halogen-Free Heat-Shrink Label is 2-sided and made of flame retardant, low smoke cross-linked polyolefin. The heat-shrink sleeve is designed to provide a clear, reliable, and durable way to identify wires and cables. The | RL | 1 | 1 | 1 | 1333.16
07498352665 | H200X084H1T | TT,Heat Shrink,2"x.84",.5" dia,WH,500PC | The H200X084H1T Military-Grade Polyolefin Heat-Shrink Label is a single-sided printable. It offers crisp, clear legends with superior readability for quick and easy label production. The heat-shrink sleeve is designed to provide a clear, reliable, and du | RL | 1 | 1 | 1 | 777.99
07498308866 | H200X084H1T-2 | TT,2-Sided HS,2"x.84"x.5" dia,WH,500PC | The thermal transfer military grade printable heat-shrink label in white is two-sided with a 1/2" (12.7 mm) diameter and made of 3:1 flattened polyolefin. It is 2.0" wide and 0.84" high (50.8 x 21.3 mm). The heat-shrink sleeve is designed to provide a cle | RL | 1 | 1 | 1 | 816.88
07498329142 | H200X084H1T-2-B | TT,2-Sided HS,2"x.84",.5" dia,WH,2500PC | The H200X084H1T-2-B Thermal Transfer Halogen-Free Heat-Shrink Label is 2-sided and made of flame retardant, low smoke cross-linked polyolefin. The heat-shrink sleeve is designed to provide a clear, reliable, and durable way to identify wires and cables. T | RL | 1 | 1 | 1 | 3384.22
07498352666 | H200X084H2T | TT,Heat Shrink,2"x.84",.5" dia,YL,500PC | The thermal transfer military grade printable heat-shrink label in yellow is one-sided with a 1/2" (12.7 mm) diameter and made of 3:1 flattened polyolefin. It is 2.0" wide and 0.84" high (50.8 x 21.3 mm). The heat-shrink sleeve is designed to provide a c | RL | 1 | 1 | 1 | 777.99
07498308867 | H200X084H2T-2 | TT,2-Sided HS,2"x.84"x.5" dia,YL,500PC | The thermal transfer military grade printable heat-shrink label in yellow is two-sided with a 1/2" (12.7 mm) diameter and made of 3:1 flattened polyolefin. It is 2.0" wide and 0.84" high (50.8 x 21.3 mm). The heat-shrink sleeve is designed to provide a cl | RL | 1 | 1 | 1 | 816.88
07498301514 | H200X084H3T | TT,Heat Shrink,2"x.84",.5" dia,BL,500PC | The thermal transfer military grade heat-shrink label in black is one-sided with a 1/2" (12.7 mm) diameter and made of 3:1 flattened polyolefin. It is 2.0" wide and 0.84" high (50.8 x 21.3 mm). The heat-shrink sleeve is designed to provide a clear, reliab | RL | 1 | 1 | 1 | 816.88
07498308107 | H200X084H4T | TT,Heat Shrink,2"x.84",.5" dia,RD,500PC | The thermal transfer military grade heat-shrink label in red is one-sided with a 1/2" (12.7 mm) diameter and made of 3:1 flattened polyolefin. It is 2.0" wide and 0.84" high (50.8 x 21.3 mm). The heat-shrink sleeve is designed to provide a clear, reliable | RL | 1 | 1 | 1 | 816.88
07498341083 | H200X084HFT-2 | 2-Sided LSZH HS Lbl,.5" dia,WH,500/roll | The H200X084HFT-2 Thermal Transfer Halogen-Free Heat-Shrink Label is 2-sided and made of flame retardant, low smoke cross-linked polyolefin. The heat-shrink sleeve is designed to provide a clear, reliable, and durable way to identify wires and cables. The | RL | 1 | 1 | 1 | 1418.58
07498320725 | H200X122H1T-2 | TT,2-Sided HS,2"x1.22",.75" dia,WH,250PC | The thermal transfer military grade printable heat-shrink label in white is two-sided with a 0.75" (19.1 mm) diameter and made of 3:1 flattened polyolefin. It is 2.0" wide and 1.22" high (50.8 x 31.0 mm). The heat-shrink sleeve is designed to provide a cl | RL | 1 | 1 | 1 | 449.46
07498320727 | H200X122H2T-2 | TT,2-Sided HS,2"x1.22",.75" dia,YL,250PC | The thermal transfer military grade printable heat-shrink label in yellow is two-sided with a 0.75" (19.1 mm) diameter and made of 3:1 flattened polyolefin. It is 2.0" wide and 1.22" high (50.8 x 31.0 mm). The heat-shrink sleeve is designed to provide a | RL | 1 | 1 | 1 | 471.94
07498352677 | H200X165H1T | TT,Heat Shrink,2"x1.65",1" dia,WH,250PC | The H200X165H1T Military-Grade Polyolefin Heat-Shrink Label is a single-sided printable. It offers crisp, clear legends with superior readability for quick and easy label production. The heat-shrink sleeve is designed to provide a clear, reliable, and du | RL | 1 | 1 | 1 | 545.89
07498308919 | H200X165H1T-2 | TT,2-Sided HS,2"x1.65"x1" dia,WH,250PC | The thermal transfer military grade printable heat-shrink label in white is two-sided with a 1.0" (25.4 mm) diameter and made of 3:1 flattened polyolefin. It is 2.0" wide and 1.65" high (50.8 x 41.9 mm). The heat-shrink sleeve is designed to provide a cl | RL | 1 | 1 | 1 | 573.19
07498352678 | H200X165H2T | TT,Heat Shrink,2"x1.65",1" dia,YL,250PC | The thermal transfer military grade heat-shrink label in yellow is one-sided with a 1.0" (25.4 mm) diameter and made of 3:1 flattened polyolefin. It is 2.0" wide and 1.65" high (50.8 x 41.9 mm). The heat-shrink sleeve is designed to provide a clear, reli | RL | 1 | 1 | 1 | 545.89
07498308920 | H200X165H2T-2 | TT,2-Sided HS,2"x1.65"x1" dia,YL,250PC | The thermal transfer military grade printable heat-shrink label in yellow is two-sided with a 1.0" (25.4 mm) diameter and made of 3:1 flattened polyolefin. It is 2.0" wide and 1.65" high (50.8 x 41.9 mm). The heat-shrink sleeve is designed to provide a c | RL | 1 | 1 | 1 | 573.19
07498301515 | H200X165H3T | TT,Heat Shrink,2"x1.65",1" dia,BL,250C | The thermal transfer military grade heat-shrink label in black is one-sided with a 1.0" (25.4 mm) diameter and made of 3:1 flattened polyolefin. It is 2.0" wide and 1.65" high (50.8 x 41.9 mm). The heat-shrink sleeve is designed to provide a clear, reliab | RL | 1 | 1 | 1 | 573.19
07498308109 | H200X165H4T | TT,Heat Shrink,2"x1.65",1" dia,RD,250C | The thermal transfer military grade heat-shrink label in red is one-sided with a 1.0" (25.4 mm) diameter and made of 3:1 flattened polyolefin. It is 2.0" wide and 1.65" high (50.8 x 41.9 mm). The heat-shrink sleeve is designed to provide a clear, reliable | RL | 1 | 1 | 1 | 573.19
07498341088 | H200X165HFT-2 | 2-Sided LSZH HS Lbl,1" dia,WH,250/roll | The thermal transfer halogen-free, flame retardant, low smoke heat-shrink label in white is two-sided with a 1.0" (25.4 mm) diameter and made of crosslinked polyolefin. It is 2.0" wide and 1.65" high (50.8 x 41.9 mm). The heat-shrink sleeve is designed | RL | 1 | 1 | 1 | 1196.4
07498373060 | H200X240H1T | TT,Heat-ShrinkTubing,2.0"x2.4",WH,100PC | The H200X240H1T Military-Grade Polyolefin Heat-Shrink Label is a single-sided printable. It offers crisp, clear legends with superior readability for quick and easy label production. The heat-shrink sleeve is designed to provide a clear, reliable, and du | RL | 1 | 1 | 1 | 263.06
07498373075 | H200X240H2T | TT,Heat-ShrinkTubing,2.0"x2.4",YL,100PC | The thermal transfer military grade heat-shrink label in yellow is one-sided with a 1 1/2" (38. 1 mm) diameter and made of 3:1 flattened polyolefin. It is 2.0" wide and 2.4" high (50.8 x 60.1 mm). The heat-shrink sleeve is designed to provide a clear, rel | RL | 1 | 1 | 1 | 276.2
07498363222 | H2L21-2N-2 | Cu,MechLug,2H,2B,2/0-4/0STR,1/2S,PK2 | Two-hole, copper, two barrel lug, straight tongue, NEMA hole sizes and spacing, 2/0 STR - 4/0 STR, 1/2 (12.7mm) stud hole. | C | 100 | 2 | 1 | 20040.78
07498385414 | H2X2BL6 | Slot Hinge Duct,PVC,2X2X6',BL, 6ft | Panduct® type H hinged cover wide slot wiring duct, 2 W x 2 H, 6' length, PVC, black. | FT | 1 | 6 | 6 | 7.58
07498385411 | H2X2LG6 | Slot Hinge Duct,PVC,2X2X6',LG, 6ft | Panduct® type H hinged cover wide slot wiring duct, 2 W x 2 H, 6' length, PVC, light gray. | FT | 1 | 6 | 6 | 7.58
07498345120 | H2X2WH6 | Slot Hinge Duct,PVC,2X2X6',WH, 6ft | Panduct® type H hinged cover wide slot wiring duct, 2 W x 2 H, 6' length, PVC, white. | FT | 1 | 6 | 6 | 7.97
07498314605 | H2X3BL6 | Slot Hinge Duct,PVC,2X3X6',BL, 6ft | Panduct® type H hinged cover wide slot wiring duct, 2 W x 3 H, 6' length, PVC, black. | FT | 1 | 6 | 6 | 10.4
07498313847 | H2X3LG6 | Slot Hinge Duct,PVC,2X3X6',LG, 6ft | Panduct® type H hinged cover wide slot wiring duct, 2 W x 3 H, 6' length, PVC, light gray. | FT | 1 | 6 | 6 | 9.92
07498313865 | H2X3WH6 | Slot Hinge Duct,PVC,2X3X6',WH, 6ft | Panduct® type H hinged cover wide slot wiring duct, 2 W x 3 H, 6' length, PVC, white. | FT | 1 | 6 | 6 | 10.4
07498358238 | H2X4BL6 | Slot Hinge Duct,PVC,2X4X6',BL, 6ft | Panduct® type H hinged cover wide slot wiring duct, 2 W x 4 H, 6' length, PVC, black. | FT | 1 | 6 | 6 | 12.53
07498358239 | H2X4LG6 | Slot Hinge Duct,PVC,2X4X6',LG, 6ft | The H2X4LG6 PVC Hinged-Cover Wide Slot Wiring Duct features a hinged cover and wide finger/slot design that provides greater rigidity and allows for use with a range of wire/bundle sizes. Upper and lower scorelines allow for easy finger/sidewall section r | FT | 1 | 6 | 6 | 11.96
07498358246 | H2X4WH6 | Slot Hinge Duct,PVC,2X4X6',WH, 6ft | Panduct® type H hinged cover wide slot wiring duct, 2 W x 4 H, 6' length, PVC, white. | FT | 1 | 6 | 6 | 12.53
07498314788 | H3X3BL6 | Slot Hinge Duct,PVC,3X3X6',BL, 6ft | Panduct® type H hinged cover wide slot wiring duct, 3 W x 3 H, 6' length, PVC, black. | FT | 1 | 6 | 6 | 11.51
07498313848 | H3X3LG6 | Slot Hinge Duct,PVC,3X3X6',LG, 6ft | Panduct® type H hinged cover wide slot wiring duct, 3 W x 3 H, 6' length, PVC, light gray. | FT | 1 | 6 | 6 | 11.51
07498313870 | H3X3WH6 | Slot Hinge Duct,PVC,3X3X6',WH, 6ft | Panduct® type H hinged cover wide slot wiring duct, 3 W x 3 H, 6' length, PVC, white. | FT | 1 | 6 | 6 | 12.07
07498314824 | H3X4BL6 | Slot Hinge Duct,PVC,3X4X6',BL, 6ft | Panduct® type H hinged cover wide slot wiring duct, 3 W x 4 H, 6' length, PVC, black. | FT | 1 | 6 | 6 | 15
07498313851 | H3X4LG6 | Slot Hinge Duct,PVC,3X4X6',LG, 6ft | The H3X4LG6 PVC Hinged-Cover Wide Slot Wiring Duct features a hinged cover design with wide finger/slot design that provides greater rigidity and allows for use with a range of wire/bundle sizes. Upper and lower scorelines allow for easy finger/sidewall s | FT | 1 | 6 | 6 | 14.26
07498385422 | H4X4BL6 | Slot Hinge Duct,PVC,4X4X6',BL, 6ft | Panduct® type H hinged cover wide slot wiring duct, 4 W x 4 H, 6' length, PVC, black. | FT | 1 | 6 | 6 | 15.36
07498385421 | H4X4LG6 | Slot Hinge Duct,PVC,4X4X6',LG, 6ft | Panduct® type H hinged cover wide slot wiring duct, 4 W x 4 H, 6' length, PVC, light gray. | FT | 1 | 6 | 6 | 15.36
07498345122 | H4X4WH6 | Slot Hinge Duct,PVC,4X4X6',WH, 6ft | Panduct® type H hinged cover wide slot wiring duct, 4 W x 4 H, 6' length, PVC, white. | FT | 1 | 6 | 6 | 16.15
07498361101 | HBN.75-T | HrnessBrdNail,Std,.75",PK200 | Harness board nail, standard, .75" (19.1mm) length. | C | 100 | 200 | 200 | 74.88
07498361102 | HBN1-T | HrnessBrdNail,Std,1",PK200 | Harness board nail, standard, 1.0" (25.4mm) length. | C | 100 | 200 | 200 | 73.31
07498361103 | HBN1.5-T | HrnessBrdNail,Std,1.5",PK200 | Panduit HBN1.5-T Harness Board Nails aid in routing wires throughout the harness. The nails are 1.5” (38.1mm) long and have a smooth finish to protect wire jackets from abrasion. The Harness Board Nails are just part of the harness board accessories Pandu | C | 100 | 200 | 200 | 75.33
07498361105 | HBN2-T | HrnessBrdNail,Std,2.0",PK200 | Panduit HBN2-T Harness Board Nails aid in routing wires throughout the harness. The nails are 2.0” (50.8mm) long and have a smooth finish to protect wire jackets from abrasion. The Harness Board Nails are just part of the harness board accessories Panduit | C | 100 | 200 | 200 | 76.77
07498361104 | HBN2.5-T | HrnessBrdNail,Std,2.5",PK200 | Panduit HBN2.5-T Harness Board Nails aid in routing wires throughout the harness. The nails are 2.5” (63.5mm) long and have a smooth finish to protect wire jackets from abrasion. The Harness Board Nails are just part of the harness board accessories Pandu | C | 100 | 200 | 200 | 78.97
07498361106 | HBN3-T | HrnessBrdNail,Std,3",PK200 | Harness board nail, standard, 3.0" (76.2mm) length. | C | 100 | 200 | 200 | 97.04
07498361107 | HBN4-T | HrnessBrdNail,Std,4",PK200 | Harness board nail, standard, 4.0" (101.6mm) length. | C | 100 | 200 | 200 | 112.16
07498314826 | HC1.5BL6 | Hinged Duct Cover, PVC,1.5 X 6',BL, 6ft | Hinged duct cover, 1.5 W x 6' length, PVC, black. | FT | 1 | 6 | 6 | 1.82
07498313852 | HC1.5LG6 | Hinged Duct Cover, PVC,1.5 X 6',LG, 6ft | Hinged duct cover, 1.5 W x 6' length, PVC, light gray. | FT | 1 | 6 | 6 | 1.82
07498313969 | HC1.5WH6 | Hinged Duct Cover, PVC,1.5 X 6',WH, 6ft | Hinged duct cover, 1.5 W x 6' length, PVC, white. | FT | 1 | 6 | 6 | 1.9
07498385420 | HC2BL6 | Hinged Duct Cover, PVC,2 X 6',BL, 6ft | Hinged duct cover, 2 W x 6' length, PVC, black. | FT | 1 | 6 | 6 | 2.24
07498385417 | HC2LG6 | Hinged Duct Cover, PVC,2 X 6',LG, 6ft | Hinged duct cover, 2 W x 6' length, PVC, light gray. | FT | 1 | 6 | 6 | 2.24
07498345121 | HC2WH6 | Hinged Duct Cover, PVC,2 X 6',WH, 6ft | Hinged duct cover, 2 W x 6' length, PVC, white. | FT | 1 | 6 | 6 | 2.34
07498314827 | HC3BL6 | Hinged Duct Cover, PVC,3 X 6',BL, 6ft | Hinged duct cover, 3 W x 6' length, PVC, black. | FT | 1 | 6 | 6 | 3.41
07498313853 | HC3LG6 | Hinged Duct Cover, PVC,3 X 6',LG, 6ft | The HC3LG6 PVC Hinged Wiring Duct Cover features a dual-sided hinged cover that opens up to 100° from either sidewall of the duct. Designed with the user in mind, the cover is easy to install and remove. The general-purpose lead-free PVC material is suit | FT | 1 | 6 | 6 | 3.41
07498314226 | HC3WH6 | Hinged Duct Cover, PVC,3 X 6',WH, 6ft | Hinged duct cover, 3 W x 6' length, PVC, white. | FT | 1 | 6 | 6 | 3.57
07498385426 | HC4BL6 | Hinged Duct Cover, PVC,4 X 6',BL, 6ft | Hinged duct cover, 4 W x 6' length, PVC, black. | FT | 1 | 6 | 6 | 4.31
07498385425 | HC4LG6 | Hinged Duct Cover, PVC,4 X 6',LG, 6ft | Hinged duct cover, 4 W x 6' length, PVC, light gray. | FT | 1 | 6 | 6 | 4.11
07498345123 | HC4WH6 | Hinged Duct Cover, PVC,4 X 6',WH, 6ft | Hinged duct cover, 4 W x 6' length, PVC, white. | FT | 1 | 6 | 6 | 4.31
07498336168 | HCME04Y09-M30 | HarnessClipEdgeMt.,16in-.35in,HS,PK1000 | Nylon edge clip, .16" - .35" (4.0mm - 9.0mm) bundle range, nylon 6.6 heat stabilized, black, bulk package. | M | 1000 | 5000 | 1000 | 223.23
07498373556 | HCME06A12-M130 | HarnessClipEdgeMt.,24in-.47in,BL,PK1000 | Panduit HCME06A12-M130 Weather Resistant Harness Edge Clips area equipped with an integral “spring” that holds wire bundles tightly and a wing design that provides added stability. Accommodates bundles of 0.24” – 0.47” (5.9mm-12.5mm) in diameter and are f | M | 1000 | 5000 | 1000 | 146.63
07498370752 | HCME06Y12-M30 | HarnessClipEdgeMt.,16in-.35in,BL,PK1000 | Panduit HCME06Y12-M30 Weather Resistant Harness Edge Clips area equipped with an integral “spring” that holds wire bundles tightly and a wing design that provides added stability. Accommodates bundles of 0.16” – 0.35” (4.0mm-9.0mm) in diameter and are for | M | 1000 | 5000 | 1000 | 182.71
07498358185 | HCMP06B12-M20 | HrnessClpWngdPshMnt,.24"-.47",BL,PK1000 | Panduit HCMP06B12-M20 Weather Resistant Harness Edge Clips area equipped with an integral “spring” that holds wire bundles tightly and a wing design that provides added stability. Accommodates bundles of 0.24” – 0.47” (5.9mm-12.5mm) in diameter and are fo | M | 1000 | 5000 | 1000 | 189.6
07498358187 | HCMP06C12-M20 | HrnsClpWngPshMnt,Hor,.24"-.47",BL,PK1000 | Harness clip, winged push barb mount, horizontal, .24 "- .47" (5.9mm - 12.5mm) bundle range, black, bulk package. | M | 1000 | 2000 | 1000 | 182.11
07498375433 | HCMU04C13-M20 | Harness Clip Harness,Black,PK1000 | Harness Clip | M | 1000 | 2000 | 1000 | 173.45
07498310496 | HDW1/4-A-KT | Mounting Hardware Kit,1/4,10-32, M5,EA | Stainless steel mounting hardware for busbar; two 1/4-20 hex bolts, two 1/4-20 hex nuts, four 1/4 flat washers and two 1/4 Belleville compression washers. Mounting hardware for rack or cabinet; two #10-32 thread-forming screws and two M5 thread-forming sc | KT | 1 | 10 | 1 | 14.25
07498310495 | HDW3/8-KT | Mounting Hardware Kit,3/8,12-24,M6,EA | Stainless steel mounting hardware for busbar; two 3/8-16 hex bolts, two 3/8-16 hex nuts, four 3/8 flat washers and two 3/8 Belleville compression washers. Mounting hardware for rack or cabinet; two #12-24 thread-forming screws and two M6 thread-forming sc | KT | 1 | 5 | 1 | 28.24
07498363242 | HHL21-2N-5 | Cu,MechLug,2H,Tandem,NEMA,2/0-4/0STR,PK5 | Two-hole, copper, tandem set screw lug, straight tongue, NEMA hole sizes and spacing, 2/0 STR - 4/0 STR, 1/2 (12.7mm) stud hole. | C | 100 | 5 | 1 | 16289.98
07498363193 | HL21-1-5 | CuMechLug,2/0STR-4/0STR,3/8StudPKG5 | One-hole, copper, single barrel, straight tongue lug with internal pressure plate, 2/0 STR - 4/0 STR, 3/8 (9.5mm) stud hole. | C | 100 | 5 | 1 | 7836.89
07498363204 | HL4-2-X | Cu,MechLug,2H,IntrlPresPlt,PK10 | Two-hole, copper, single barrel, straight tongue lug with internal pressure plate, #8 SOL - #4 STR, 1/4 (6.4mm) stud hole. | C | 100 | 10 | 1 | 4244.29
07498302854 | HN1.5X2LG6 | NAR Hinge Duct,PVC,1.5X2X6',LG, 6ft | Panduct® type HN hinged cover narrow slot wiring duct, 1.5 W x 2 H, 6' length, PVC, light gray. | FT | 1 | 6 | 6 | 8.15
07498302862 | HN1.5X2WH6 | NAR Hinge Duct,PVC,1.5X2X6',WH, 6ft | Panduct® type HN hinged cover narrow slot wiring duct, 1.5 W x 2 H, 6' length, PVC, white. | FT | 1 | 6 | 6 | 8.15
07498302855 | HN1.5X3LG6 | NAR Hinge Duct,PVC,1.5X3X6',LG, 6ft | Panduct® type HN hinged cover narrow slot wiring duct, 1.5 W x 3 H, 6' length, PVC, light gray. | FT | 1 | 6 | 6 | 9.65
07498302863 | HN1.5X3WH6 | NAR Hinge Duct,PVC,1.5X3X6',WH, 6ft | Panduct® type HN hinged cover narrow slot wiring duct, 1.5 W x 3 H, 6' length, PVC, white. | FT | 1 | 6 | 6 | 10.12
07498302856 | HN2X2LG6 | NAR Hinge Duct,PVC,2X2X6',LG, 6ft | Panduct® type HN hinged cover narrow slot wiring duct, 2 W x 2 H, 6' length, PVC, light gray. | FT | 1 | 6 | 6 | 7.97
07498302857 | HN2X3LG6 | NAR Hinge Duct,PVC,2X3X6',LG, 6ft | Panduct® type HN hinged cover narrow slot wiring duct, 2 W x 3 H, 6' length, PVC, light gray. | FT | 1 | 6 | 6 | 9.92
07498302858 | HN2X4LG6 | NAR Hinge Duct,PVC,2X4X6',LG, 6ft | Panduct® type HN hinged cover narrow slot wiring duct, 2 W x 4 H, 6' length, PVC, light gray. | FT | 1 | 6 | 6 | 11.96
07498302866 | HN2X4WH6 | NAR Hinge Duct,PVC,2X4X6',WH, 6ft | Panduct® type HN hinged cover narrow slot wiring duct, 2 W x 4 H, 6' length, PVC, white. | FT | 1 | 6 | 6 | 12.53
07498302859 | HN3X3LG6 | NAR Hinge Duct,PVC,3X3X6',LG, 6ft | Panduct® type HN hinged cover narrow slot wiring duct, 3 W x 3 H, 6' length, PVC, light gray. | FT | 1 | 6 | 6 | 12.07
07498302860 | HN3X4LG6 | NAR Hinge Duct,PVC,3X4X6',LG, 6ft | Panduct® type HN hinged cover narrow slot wiring duct, 3 W x 4 H, 6' length, PVC, light gray. | FT | 1 | 6 | 6 | 15
07498302868 | HN3X4WH6 | NAR Hinge Duct,PVC,3X4X6',WH, 6ft | Panduct® type HN hinged cover narrow slot wiring duct, 3 W x 4 H, 6' length, PVC, white. | FT | 1 | 6 | 6 | 15
07498302861 | HN4X4LG6 | NAR Hinge Duct,PVC,4X4X6',LG, 6ft | Panduct® type HN hinged cover narrow slot wiring duct, 4 W x 4 H, 6' length, PVC, light gray. | FT | 1 | 6 | 6 | 16.15
07498346245 | HS1.5X2LG6NM | SLD Hinge DCT,PVC,1.5X2X6',LG,NMTG,6ft | Solid hinged duct, 1.5 W x 2 H, 6' length, PVC, light gray, no mounting holes. | FT | 1 | 6 | 6 | 7.36
07498346252 | HS1.5X2WH6NM | SLD Hinge DCT,PVC,1.5X2X6',WH,NMTG,6ft | Solid hinged duct, 1.5 W x 2 H, 6' length, PVC, white, no mounting holes. | FT | 1 | 6 | 6 | 7.73
07498312820 | HS1.5X3BL6NM | SLD Hinge DCT,PVC,1.5X3X6',BL,NMTG,6ft | Solid hinged duct, 1.5 W x 3 H, 6' length, PVC, black, no mounting holes. | FT | 1 | 6 | 6 | 9.74
07498346246 | HS1.5X3LG6NM | SLD Hinge DCT,PVC,1.5X3X6',LG,NMTG,6ft | Solid hinged duct, 1.5 W x 3 H, 6' length, PVC, light gray, no mounting holes. | FT | 1 | 6 | 6 | 9.74
07498346253 | HS1.5X3WH6NM | SLD Hinge DCT,PVC,1.5X3X6',WH,NMTG,6ft | Solid hinged duct, 1.5 W x 3 H, 6' length, PVC, white, no mounting holes. | FT | 1 | 6 | 6 | 9.74
07498342423 | HS2X2LG6NM | SLD Hinge DCT,PVC,2X2X6',LG,NMTG,6ft | Solid hinged duct, 2 W x 2 H, 6' length, PVC, light gray, no mounting holes. | FT | 1 | 6 | 6 | 6.71
07498346254 | HS2X2WH6NM | SLD Hinge DCT,PVC,2X2X6',WH,NMTG,6ft | Solid hinged duct, 2 W x 2 H, 6' length, PVC, white, no mounting holes. | FT | 1 | 6 | 6 | 7.03
07498346247 | HS2X3LG6NM | SLD Hinge DCT,PVC,2X3X6',LG,NMTG,6ft | Solid hinged duct, 2 W x 3 H, 6' length, PVC, light gray, no mounting holes. | FT | 1 | 6 | 6 | 9.13
07498312821 | HS2X4BL6NM | SLD Hinge DCT,PVC,2X4X6',BL,NMTG,6ft | Solid hinged duct, 2 W x 4 H, 6' length, PVC, black, no mounting holes. | FT | 1 | 6 | 6 | 10.65
07498302284 | HS3X3BL6NM | SLD Hinge DCT,PVC,3X3X6',BL,NMTG,6ft | Solid hinged duct, 3 W x 3 H, 6' length, PVC, black, no mounting holes. | FT | 1 | 6 | 6 | 10.49
07498346249 | HS3X3LG6NM | SLD Hinge DCT,PVC,3X3X6',LG,NMTG,6ft | Solid hinged duct, 3 W x 3 H, 6' length, PVC, light gray, no mounting holes. | FT | 1 | 6 | 6 | 9.99
07498346257 | HS3X3WH6NM | SLD Hinge DCT,PVC,3X3X6',WH,NMTG,6ft | Solid hinged duct, 3 W x 3 H, 6' length, PVC, white, no mounting holes. | FT | 1 | 6 | 6 | 10.49
07498346250 | HS3X4LG6NM | SLD Hinge DCT,PVC,3X4X6',LG,NMTG,6ft | Solid hinged duct, 3 W x 4 H, 6' length, PVC, light gray, no mounting holes. | FT | 1 | 6 | 6 | 12.73
07498346258 | HS3X4WH6NM | SLD Hinge DCT,PVC,3X4X6',WH,NMTG,6ft | Solid hinged duct, 3 W x 4 H, 6' length, PVC, white, no mounting holes. | FT | 1 | 6 | 6 | 12.73
07498357394 | HS4X4BL6 | SLD Hinge DCT,PVC,4X4X6',BL,6ft | Solid hinged duct, 4 W x 4 H, 6' length, PVC, black. | FT | 1 | 6 | 6 | 14.83
07498346260 | HS4X4BL6NM | SLD Hinge DCT,PVC,4X4X6',BL,NMTG,6ft | Solid hinged duct, 4 W x 4 H, 6' length, PVC, black, no mounting holes. | FT | 1 | 6 | 6 | 14.13
07498346251 | HS4X4LG6NM | SLD Hinge DCT,PVC,4X4X6',LG,NMTG,6ft | Solid hinged duct, 4 W x 4 H, 6' length, PVC, light gray, no mounting holes. | FT | 1 | 6 | 6 | 13.44
07498346259 | HS4X4WH6NM | SLD Hinge DCT,PVC,4X4X6',WH,NMTG,6ft | Solid hinged duct, 4 W x 4 H, 6' length, PVC, white, no mounting holes. | FT | 1 | 6 | 6 | 14.13
07498391330 | HSEC0.5-X | Heat Shrink Thick Adh End Cap,0.5in,PK10 | The HSEC0.5-X Crosslinked Polyolefin Heat Shrink End Cap features an adhesive lined inner wall that seals and provides excellent protection against moisture. Applications include insulating and protecting wires and cables in wet locations. Voltage rating | PC | 1 | 100 | 10 | 6.43
07498341572 | HSEC0.8-X | Heat Shrink Thick Adh End Cap,0.8in,PK10 | The HSEC0.8-X Crosslinked Polyolefin Heat Shrink End Cap features an adhesive lined inner wall that seals and provides excellent protection against moisture. Applications include insulating and protecting wires and cables in wet locations. Voltage rating | PC | 1 | 100 | 10 | 7.8
07498391331 | HSEC1.0-X | Heat Shrink Thick Adh End Cap,1.0in,PK10 | Heat shrink end cap adhesive lined, 1" (26mm) min. expanded I.D., adhesive lined black cross-linked polyolefin, 10 pc. package quantity. | PC | 1 | 10 | 10 | 10.17
07498340700 | HSEC1.5-5 | Heat Shrink Thick Adh End Cap,1.5in,PK5 | Heat shrink end cap adhesive lined, 1.6" (40mm) min. expanded I.D., adhesive lined black cross-linked polyolefin, 5 pc. package quantity. | PC | 1 | 10 | 5 | 13.91
07498391333 | HSEC2.0-5 | Heat Shrink Thick Adh End Cap,2.0in,PK5 | Heat shrink end cap adhesive lined, 2.2" (57mm) min. expanded I.D., adhesive lined black cross-linked polyolefin, 5 pc. package quantity. | PC | 1 | 10 | 5 | 15.01
07498340699 | HSEC4.0-2 | Heat Shrink Thick Adh End Cap,4.0in,PK2 | Heat shrink end cap adhesive lined, 4.1" (105mm) min. expanded I.D., adhesive lined black cross-linked polyolefin, 2 pc. package quantity. | PC | 1 | 10 | 2 | 27.27
07498310683 | HSECFR0.5-XY | HeatShrinkThickAdhEndCap,0.5in,FR,PK10 | Heat shrink end cap flame retardant adhesive lined, .5" (13mm) min. expanded I.D., flame retardant cross-linked polyolefin with adhesive, 10 pc. package quantity. | PC | 1 | 10 | 10 | 6.35
07498310704 | HSECFR0.8-XY | HeatShrinkThickAdhEndCap,0.8in,FR,PK10 | Heat shrink end cap flame retardant adhesive lined, .8" (20mm) min. expanded I.D., flame retardant cross-linked polyolefin with adhesive, 10 pc. package quantity. | PC | 1 | 10 | 10 | 9.95
07498338884 | HSG-115V-650 | Heat Shrink Gun,115V,High Temp,EA | Heat shrink gun with stand, temperature range of 650°F (343°C) to 900°F (482°C) plus stand. | PC | 1 | 1 | 1 | 249.48
07498310708 | HST0.4-3-QY | HeatShrinkThickAdh,.4"Dia,BL,PK25 | Thick wall adhesive lined, .4" (10.2mm) diameter, 3.0" (76.2mm) length, adhesive lined black cross-linked polyolefin, 25 pc. package quantity. | PC | 1 | 25 | 25 | 5.95
07498310711 | HST0.4-48-5-2Y | HeatShrinkThickAdh,.4"Dia,RD,PK5 | Thick wall adhesive lined, .4" (10.2mm) diameter, 48.0" (1219.2mm) length, adhesive lined red cross-linked polyolefin, 5 pc. package quantity. | PC | 1 | 5 | 5 | 34.07
07498310710 | HST0.4-48-5Y | HeatShrinkThkAdh,.4inID,.4/48",BL,PK5 | The HST0.4-48-5Y Thick Wall Heat Shrink features an adhesive lined inner wall that seals and provides excellent protection against moisture. Applications include insulating and protecting wires/cables in outdoor, wet locations. Thick wall for direct buria | PC | 1 | 5 | 5 | 32.46
07498310718 | HST0.4-6-X2Y | HeatShrinkThickAdh,.4"Dia,RD,PK10 | Thick wall adhesive lined, .4" (10.2mm) diameter, 6.0" (152.4mm) length, adhesive lined red cross-linked polyolefin, 10 pc. package quantity. | PC | 1 | 10 | 10 | 7.68
07498310717 | HST0.4-6-XY | HeatShrinkThickAdh,.4"Dia,BL,PK10 | Thick wall adhesive lined, .4" (10.2mm) diameter, 6.0" (152.4mm) length, adhesive lined black cross-linked polyolefin, 10 pc. package quantity. | PC | 1 | 10 | 10 | 7.68
07498310719 | HST0.8-12-5Y | HeatShrinkThickAdh,.8"Dia,BL,PK5 | Thick wall adhesive lined, .8" (20.3mm) diameter, 12.0" (304.8mm) length, adhesive lined black cross-linked polyolefin, 5 pc. package quantity. | PC | 1 | 5 | 5 | 10.96
07498310722 | HST0.8-48-5-2Y | HeatShrinkThkAdh,.8"D/48"L,RD,PK5 | Thick wall adhesive lined, .8" (20.3mm) diameter, 48.0" (1219.2mm) length, adhesive lined red cross-linked polyolefin, 5 pc. package quantity. | PC | 1 | 5 | 5 | 35.99
07498310721 | HST0.8-48-5Y | HeatShrinkThkAdh,.4inID,.8/48",BL,PK5 | The HST0.8-48-5Y Thick Wall Heat Shrink features an adhesive lined inner wall that seals and provides excellent protection against moisture. Applications include insulating and protecting wires/cables in outdoor, wet locations. Thick wall for direct buria | PC | 1 | 5 | 5 | 34.27
07498310725 | HST0.8-6-XY | HeatShrinkThkAdh,.4inID,.8/6"L,BL,PK10 | The HST0.8-6-XY Thick Wall Heat Shrink features an adhesive lined inner wall that seals and provides excellent protection against moisture. Applications include insulating and protecting wires/cables in outdoor, wet locations. Thick wall for direct burial | PC | 1 | 10 | 10 | 7.72
07498310728 | HST0.8-9-X2Y | HeatShrinkThkAdh,.8"D/9"L,RD,PK10 | Thick wall adhesive lined, .8" (20.3mm) diameter, 9.0" (228.6mm) length, adhesive lined red cross-linked polyolefin, 10 pc. package quantity. | PC | 1 | 10 | 10 | 9.03
07498310729 | HST1.1-12-5Y | HeatShrinkThickAdh,1.1"Dia,BL,PK5 | Thick wall adhesive lined, 1.1" (27.9mm) diameter, 12.0" (304.8mm) length, adhesive lined black cross-linked polyolefin, 5 pc. package quantity. | PC | 1 | 5 | 5 | 13.79
07498310732 | HST1.1-48-5-2Y | HeatShrinkThkAdh,1.1"D/48"L,RD,PK5 | Thick wall adhesive lined, 1.1" (27.9mm) diameter, 48.0" (1219.2mm) length, adhesive lined red cross-linked polyolefin, 5 pc. package quantity. | PC | 1 | 5 | 5 | 40.85
07498310731 | HST1.1-48-5Y | HeatShrinkThkAdh,.4inID,1.1/48",BL,PK5 | The HST1.1-48-5Y Thick Wall Heat Shrink features an adhesive lined inner wall that seals and provides excellent protection against moisture. Applications include insulating and protecting wires/cables in outdoor, wet locations. Thick wall for direct buria | PC | 1 | 5 | 5 | 38.91
07498310733 | HST1.1-6-XY | HeatShrinkThickAdh,1.1"Dia,BL,PK10 | Thick wall adhesive lined, 1.1" (27.9mm) diameter, 6.0" (152.4mm) length, adhesive lined black cross-linked polyolefin, 10 pc. package quantity. | PC | 1 | 10 | 10 | 10.84
07498310741 | HST1.1-9-X2Y | HeatShrinkThkAdh,1.1"D/9"L,RD,PK10 | Thick wall adhesive lined, 1.1" (27.9mm) diameter, 9.0" (228.6mm) length, adhesive lined red cross-linked polyolefin, 10 pc. package quantity. | PC | 1 | 10 | 10 | 11.49
07498310735 | HST1.1-9-XY | HeatShrinkThkAdh,.4inID,1.1/9"L,BL,PK10 | Thick wall adhesive lined, 1.1" (27.9mm) diameter, 9.0" (228.6mm) length, adhesive lined black cross-linked polyolefin, 10 pc. package quantity. | PC | 1 | 10 | 10 | 11.49
07498310736 | HST1.5-12-5Y | HeatShrinkThickAdh,1.5"Dia,BL,PK5 | Thick wall adhesive lined, 1.5" (38.1mm) diameter, 12.0" (304.8mm) length, adhesive lined black cross-linked polyolefin, 5 pc. package quantity. | PC | 1 | 5 | 5 | 18.25
07498311362 | HST1.5-48-5-2Y | HeatShrinkThickAdh,1.5"Dia,RD,PK5 | Thick wall adhesive lined, 1.5" (38.1mm) diameter, 48.0" (1219.2mm) length, adhesive lined red cross-linked polyolefin, 5 pc. package quantity. | PC | 1 | 5 | 5 | 63.76
07498310737 | HST1.5-48-5Y | HeatShrinkThkAdh,.4inID,1.5/48",BL,PK5 | The HST1.5-48-5Y Thick Wall Heat Shrink features an adhesive lined inner wall that seals and provides excellent protection against moisture. Applications include insulating and protecting wires/cables in outdoor, wet locations. Thick wall for direct buria | PC | 1 | 5 | 5 | 60.72
07498310738 | HST1.5-9-XY | HeatShrinkThickAdh,1.5"Dia,BL,PK10 | Thick wall adhesive lined, 1.5" (38.1mm) diameter, 9.0" (228.6mm) length, adhesive lined black cross-linked polyolefin, 10 pc. package quantity, Black. | PC | 1 | 10 | 10 | 16.77
07498310742 | HST2.0-12-2Y | Heat Shrink Thick Adh,2.0in ID,BLK,PK2 | Thick wall adhesive lined, 2" (50.8mm) diameter, 12.0" (304.8mm) length, adhesive lined black cross-linked polyolefin, 2 pc. package quantity. | PC | 1 | 2 | 2 | 24.58
07498310743 | HST2.0-48-2Y | HeatShrinkThkAdh,.4inID,2/48",BL,PK2 | The HST2.0-48-2Y Thick Wall Heat Shrink features an adhesive lined inner wall that seals and provides excellent protection against moisture. Applications include insulating and protecting wires/cables in outdoor, wet locations. Thick wall for direct buria | PC | 1 | 2 | 2 | 71.08
07498333294 | HST2.7-48-2Y | HeatShrinkThkAdh,2.7"D/48"L,BL,PK2 | Thick wall adhesive lined, 2.7" (68.6mm) diameter, 48.0" (1219.2mm) length, adhesive lined black cross-linked polyolefin, 2 pc. package quantity. | PC | 1 | 2 | 2 | 85.82
07498361695 | HST3.0-48-2 | HeatShrinkThkAdh,.4inID,3/48",BL,PK2 | The HST3.0-48-2 Thick Wall Heat Shrink features an adhesive lined inner wall that seals and provides excellent protection against moisture. Applications include insulating and protecting wires/cables in outdoor, wet locations. Thick wall for direct burial | PC | 1 | 2 | 2 | 91.97
07498333296 | HST3.5-48-2Y | HeatShrinkThkAdh,3.5"D/48"L,BL,PK2 | Thick wall adhesive lined, 3.5" (88.9mm) diameter, 48.0" (1219.2mm) length, adhesive lined black cross-linked polyolefin, 2 pc. package quantity. | PC | 1 | 2 | 2 | 106.21
07498390769 | HSTT-YK1 | Heat Shrink Thin,2PcEa.06"-.50",BL,EA | Thin wall heat shrink in 6" pieces, black, multiple diameters, .06" - .50" (1.5mm - 12.7 mm) diameter, cross-linked polyolefin. | PK | 1 | 10 | 1 | 13.38
07498390770 | HSTT-YK2 | Heat Shrink Thin,2PcEa.38"-1",BL,EA | Thin wall heat shrink in 6" pieces, black, multiple diameters, .38" - 1" (9.7mm - 25.4mm) diameter, cross-linked polyolefin. | PK | 1 | 10 | 1 | 14.03
07498390586 | HSTT05-48-Q | HeatShrink,CLPOLY,0.05"Dx3.94'L,BLK,25pc | Panduit Thin-wall Heat Shrink Tubing shrinks around wires, connectors, joints and terminals when heated to protect against abrasion, fire and chemicals. Cross-link Polyolefin, 0.05”D x 3.94’L (1.2mm x 1.2m), Black, 25pc. | PC | 1 | 25 | 25 | 2.54
07498390633 | HSTT05-48-Q6 | Heat Shrink Thin,.05"Dia,BU,PK25 | Thin wall heat shrink, .05" (1.2mm) diameter, blue cross-linked polyolefin, 25 pc. package quantity. | PC | 1 | 25 | 25 | 2.54
07498390657 | HSTT05-48-QC | Heat Shrink Thin,.05"Dia,Clear,PK25 | Thin wall heat shrink, .05" (1.2mm) diameter, clear cross-linked polyolefin, 25 pc. package quantity. | PC | 1 | 25 | 25 | 2.54
07498375997 | HSTT05-48-TLC | Heat Shrink Thin,.05"Dia,Clear,PK250 | Thin wall heat shrink, .05" (1.2mm) diameter, clear cross-linked polyolefin, 250 pc. package quantity. | PC | 1 | 250 | 250 | 2.1
07498375680 | HSTT05-C | HeatShrinkThn,.05"Dia,BL,EA,100f | Thin wall heat shrink, .05" (1.2mm) diameter, black cross-linked polyolefin, 100 ft. (30.5m) per reel. | RL | 1 | 1 | 1 | 67.62
07498375753 | HSTT05-CC | HeatShrinkThn,.05"Dia,CL,EA,100f | Thin wall heat shrink, .05" (1.2mm) diameter, clear cross-linked polyolefin, 100 ft. (30.5) per reel. | RL | 1 | 1 | 1 | 67.62
07498391324 | HSTT05-M | HeatShrinkThn,.05"Dia,BL,EA,1000f | Thin wall heat shrink, .05" (1.2mm) diameter, black cross-linked polyolefin, 1000 ft. (304.8) per reel. | RL | 1 | 1 | 1 | 638.34
07498390587 | HSTT06-48-Q | HeatShrink,CLPOLY,0.06"Dx3.94'L,BLK,25pc | Panduit Thin-wall Heat Shrink Tubing shrinks around wires, connectors, joints and terminals when heated to protect against abrasion, fire and chemicals. Cross-link Polyolefin, 0.06”D x 3.94’L (1.6mm x 1.2m), Black, 25pc. | PC | 1 | 25 | 25 | 2.44
07498390601 | HSTT06-48-Q2 | Heat Shrink Thin,.06"Dia,RD,PK25 | Thin wall heat shrink, .06" (1.6mm) diameter, red cross-linked polyolefin, 25 pc. package quantity. | PC | 1 | 25 | 25 | 2.57
07498390625 | HSTT06-48-Q5 | Heat Shrink Thin,.06"Dia,GR,PK25 | Thin wall heat shrink, .06" (1.6mm) diameter, green cross-linked polyolefin, 25 pc. package quantity. | PC | 1 | 25 | 25 | 2.57
07498390634 | HSTT06-48-Q6 | Heat Shrink Thin,.06"Dia,BU,PK25 | Thin wall heat shrink, .06" (1.6mm) diameter, blue cross-linked polyolefin, 25 pc. package quantity. | PC | 1 | 25 | 25 | 2.57
07498390658 | HSTT06-48-QC | Heat Shrink Thin,.06"Dia,Clear,PK25 | Thin wall heat shrink, .06" (1.6mm) diameter, clear cross-linked polyolefin, 25 pc. package quantity. | PC | 1 | 25 | 25 | 2.44
07498374699 | HSTT06-C | HeatShrinkThn,.06"Dia,BL,EA,100f | Thin wall heat shrink, .06" (1.6mm) diameter, black cross-linked polyolefin, 100 ft. (30.5m) per reel. | RL | 1 | 1 | 1 | 67.62
07498384876 | HSTT06-C10 | HeatShrinkThn,.06"Dia,WH,EA,100f | Thin wall heat shrink, .06" (1.6mm) diameter, white cross-linked polyolefin, 100 ft. (30.5m) per reel. | RL | 1 | 1 | 1 | 67.62
07498384873 | HSTT06-C4 | HeatShrinkThn,.06"Dia,YL,EA,100f | Thin wall heat shrink, .06" (1.6mm) diameter, yellow cross-linked polyolefin, 100 ft. (30.5m) per reel. | RL | 1 | 1 | 1 | 67.62
07498384874 | HSTT06-C5 | HeatShrinkThn,.06"Dia,GR,EA,100f | Thin wall heat shrink, .06" (1.6mm) diameter, green cross-linked polyolefin, 100 ft. (30.5m) per reel. | RL | 1 | 1 | 1 | 67.62
07498374715 | HSTT06-CC | HeatShrink,CLPOLY,0.06"Dx100'L,BLK,EA | The HSTT06-CC Thin Wall Heat Shrink Tubing shrinks around wires, connectors, joints, and terminals when heated to protect against abrasion. Applications include insulating and protecting wires/cables in indoor, dry locations. Shrink ratio: 2:1. Temperatur | RL | 1 | 1 | 1 | 64.4
07498391322 | HSTT06-M | HeatShrinkThn,.06"Dia,BL,EA,1000f | Thin wall heat shrink, .06" (1.6mm) diameter, black cross-linked polyolefin, 1000 ft. (304.8m) per reel. | RL | 1 | 1 | 1 | 651.15
07498376542 | HSTT06-Q | HeatShrinkThn,.06"Dia,BL,EA,25f | Thin wall heat shrink on 25 foot reel, .06" (1.6mm) diameter, black cross-linked polyolefin. | RL | 1 | 1 | 1 | 22.73
07498390695 | HSTT06-Y | HeatShrinkThn,.06"Dia,BL,EA | Thin wall heat shrink in 6" pieces, black, single diameter, .06" (1.6mm) diameter, cross-linked polyolefin. | PK | 1 | 10 | 1 | 14.03
07498390760 | HSTT06-YK1 | HeatShrinkThn,.06"Dia,MC,EA | Thin wall heat shrink in 6" pieces, multi-color, single diameter, .06" (1.6mm) diameter, cross-linked polyolefin. | PK | 1 | 10 | 1 | 14.03
07498390588 | HSTT09-48-Q | HeatShrink,CLPOLY,0.09"Dx3.94'L,BLK,25pc | The HSTT09-48-Q Thin Wall Heat Shrink Tubing shrinks around wires, connectors, joints, and terminals when heated to protect against abrasion. Applications include insulating and protecting wires/cables in indoor, dry locations. Shrink ratio: 2:1. Temperat | PC | 1 | 25 | 25 | 2.81
07498390647 | HSTT09-48-Q10 | Heat Shrink Thin,.09"Dia,WH,PK25 | Thin wall heat shrink, .09" (2.4mm) diameter, white cross-linked polyolefin, 25 pc. package quantity. | PC | 1 | 25 | 25 | 2.97
07498390602 | HSTT09-48-Q2 | Heat Shrink Thin,.09"Dia,RD,PK25 | Thin wall heat shrink, .09" (2.4mm) diameter, red cross-linked polyolefin, 25 pc. package quantity. | PC | 1 | 25 | 25 | 2.97
07498390626 | HSTT09-48-Q5 | Heat Shrink Thin,.09"Dia,GR,PK25 | Thin wall heat shrink, .09" (2.4mm) diameter, green cross-linked polyolefin, 25 pc. package quantity. | PC | 1 | 25 | 25 | 2.97
07498390659 | HSTT09-48-QC | Heat Shrink Thin,.09"Dia,Clear,PK25 | Thin wall heat shrink, .09" (2.4mm) diameter, clear cross-linked polyolefin, 25 pc. package quantity. | PC | 1 | 25 | 25 | 2.97
07498374700 | HSTT09-C | HeatShrinkThn,.09"Dia,BL,EA,100f | Thin wall heat shrink, .09" (2.4mm) diameter, black cross-linked polyolefin, 100 ft. (30.5m) per reel. | RL | 1 | 1 | 1 | 73.13
07498384878 | HSTT09-C5 | HeatShrinkThn,.09"Dia,GR,EA,100f | Thin wall heat shrink, .09" (2.4mm) diameter, green cross-linked polyolefin, 100 ft. (30.5m) per reel. | RL | 1 | 1 | 1 | 73.13
07498374716 | HSTT09-CC | HeatShrinkThn,.09"Dia,CL,EA,100f | Thin wall heat shrink, .09" (2.4mm) diameter, clear cross-linked polyolefin, 100 ft. (30.5m) per reel. | RL | 1 | 1 | 1 | 73.13
07498391323 | HSTT09-M | HeatShrinkThn,.09"Dia,BL,EA,1000f | Thin wall heat shrink, .09" (2.4mm) diameter, black cross-linked polyolefin, 1000 ft. (304.8m) per reel. | RL | 1 | 1 | 1 | 710.33
07498376547 | HSTT09-Q | HeatShrinkThn,.09"Dia,BL,EA,25f | Thin wall heat shrink on 25 foot reel, .09" (2.4mm) diameter, black cross-linked polyolefin. | RL | 1 | 1 | 1 | 25.58
07498390696 | HSTT09-Y | HeatShrinkThn,.09"Dia,BL,EA | Thin wall heat shrink in 6" pieces, black, single diameter, .09" (2.4mm) diameter, cross-linked polyolefin. | PK | 1 | 10 | 1 | 14.03
07498390761 | HSTT09-YK1 | HeatShrinkThn,.09"Dia,MC,EA | Thin wall heat shrink in 6" pieces, multi-color, single diameter, .09" (2.4mm) diameter, cross-linked polyolefin. | PK | 1 | 10 | 1 | 14.03
07498390595 | HSTT100-48-5 | HeatShrink,CLPOLY,1.00"Dx3.94'L,BLK,5pc | The HSTT100-48-5 Thin Wall Heat Shrink Tubing shrinks around wires, connectors, joints, and terminals when heated to protect against abrasion. Applications include insulating and protecting wires/cables in indoor, dry locations. Shrink ratio: 2:1. Tempera | PC | 1 | 5 | 5 | 10.8
07498352547 | HSTT100-48-5-1 | Heat Shrink Thin,1"Dia,BR,PK5 | Thin wall heat shrink, 1" (25.4mm) diameter, brown cross-linked polyolefin, 5 pc. package quantity. | PC | 1 | 5 | 5 | 11.34
07498390654 | HSTT100-48-5-10 | Heat Shrink Thin,1"Dia,WH,PK5 | Thin wall heat shrink, 1" (25.4mm) diameter, white cross-linked polyolefin, 5 pc. package quantity. | PC | 1 | 5 | 5 | 11.34
07498390609 | HSTT100-48-5-2 | Heat Shrink Thin,1"Dia,RD,PK5 | Thin wall heat shrink, 1" (25.4mm) diameter, red cross-linked polyolefin, 5 pc. package quantity. | PC | 1 | 5 | 5 | 11.34
07498362277 | HSTT100-48-5-3 | Heat Shrink Thin,1In.Dia,OR,PK5 | 02 Ready to be merged | PC | 1 | 5 | 5 | 11.34
07498390621 | HSTT100-48-5-4 | Heat Shrink Thin,1"Dia,YL,PK5 | Thin wall heat shrink, 1" (25.4mm) diameter, yellow cross-linked polyolefin, 5 pc. package quantity. | PC | 1 | 5 | 5 | 11.34
07498334885 | HSTT100-48-5-5 | Heat Shrink Thin,1"Dia,GR,PK5 | Thin wall heat shrink, 1" (25.4mm) diameter, green cross-linked polyolefin, 5 pc. package quantity. | PC | 1 | 5 | 5 | 11.34
07498390642 | HSTT100-48-5-6 | Heat Shrink Thin,1"Dia,BU,PK5 | Thin wall heat shrink, 1" (25.4mm) diameter, blue cross-linked polyolefin, 5 pc. package quantity. | PC | 1 | 5 | 5 | 11.34
07498352065 | HSTT100-48-545 | Heat Shrink Thin,1"Dia,YL/GR,PK5 | Thin wall heat shrink, 1" (25.4mm) diameter, yellow/green cross-linked polyolefin, 5 pc. package quantity. | PC | 1 | 5 | 5 | 21.14
07498390666 | HSTT100-48-5C | Heat Shrink Thin,1"Dia,Clear,PK5 | Thin wall heat shrink, 1" (25.4mm) diameter, clear cross-linked polyolefin, 5 pc. package quantity. | PC | 1 | 5 | 5 | 10.8
07498391391 | HSTT100-C | Heat Shrink Thin,1.00in ID,BLK,EA | The HSTT100-C Thin Wall Heat Shrink Tubing shrinks around wires, connectors, joints, and terminals when heated to protect against abrasion. Applications include insulating and protecting wires/cables in indoor, dry locations. Shrink ratio: 2:1. Temperatur | RL | 1 | 1 | 1 | 276.12
07498391556 | HSTT100-C10 | Heat Shrink Thin,1"Dia,WH,EA | Thin wall heat shrink, 1" (25.4mm) diameter, white cross-linked polyolefin, 100 ft. (30.5m) per reel. | RL | 1 | 1 | 1 | 289.93
07498391509 | HSTT100-C2 | Heat Shrink Thin,1"Dia,RD,EA | Thin wall heat shrink, 1" (25.4mm) diameter, red cross-linked polyolefin, 100 ft. (30.5m) per reel. | RL | 1 | 1 | 1 | 289.93
07498352073 | HSTT100-C45 | Heat Shrink Thin,1"Dia,YL/GR,EA | Thin wall heat shrink, 1" (25.4mm) diameter, yellow/green cross-linked polyolefin, 100 ft. (30.5m) per reel. | RL | 1 | 1 | 1 | 507.28
07498338889 | HSTT100-C5 | Heat Shrink Thin,1"Dia,GR,EA | Thin wall heat shrink, 1" (25.4mm) diameter, green cross-linked polyolefin, 100 ft. (30.5m) per reel. | RL | 1 | 1 | 1 | 289.93
07498391545 | HSTT100-C6 | Heat Shrink Thin,1"Dia,BU,EA | Thin wall heat shrink, 1" (25.4mm) diameter, blue cross-linked polyolefin, 100 ft. (30.5m) per reel. | RL | 1 | 1 | 1 | 289.93
07498391567 | HSTT100-CC | Heat Shrink Thin,1.00in ID,CLR,EA | The HSTT100-CC Thin Wall Heat Shrink Tubing shrinks around wires, connectors, joints, and terminals when heated to protect against abrasion. Applications include insulating and protecting wires/cables in indoor, dry locations. Shrink ratio: 2:1. Temperatu | RL | 1 | 1 | 1 | 276.12
07498390703 | HSTT100-Y | HeatShrinkThn,1"Dia,BL,EA | Thin wall heat shrink in 6" pieces, black, single diameter, 1" (25.4mm) diameter, cross-linked polyolefin. | PK | 1 | 10 | 1 | 14.03
07498390768 | HSTT100-YK1 | HeatShrinkThn,1"Dia,MC,EA | Thin wall heat shrink in 6" pieces, multi-color, single diameter, 1" (25.4mm) diameter, cross-linked polyolefin. | PK | 1 | 10 | 1 | 14.03
07498390589 | HSTT12-48-Q | HeatShrink,CLPOLY,0.12"Dx3.94'L,BLK,25pc | Panduit Thin-wall Heat Shrink Tubing shrinks around wires, connectors, joints and terminals when heated to protect against abrasion, fire and chemicals. Cross-link Polyolefin, 0.12”D x 3.94’L (3.2mm x 1.2m), Black, 25pc. | PC | 1 | 25 | 25 | 2.97
07498390648 | HSTT12-48-Q10 | Heat Shrink Thin,.12"Dia,WH,PK25 | Thin wall heat shrink, .12" (3.2mm) diameter, white cross-linked polyolefin, 25 pc. package quantity. | PC | 1 | 25 | 25 | 3.11
07498390603 | HSTT12-48-Q2 | Heat Shrink Thin,.12"Dia,RD,PK25 | Thin wall heat shrink, .12" (3.2mm) diameter, red cross-linked polyolefin, 25 pc. package quantity. | PC | 1 | 25 | 25 | 3.11
07498390615 | HSTT12-48-Q4 | Heat Shrink Thin,.12"Dia,YL,PK25 | Thin wall heat shrink, .12" (3.2mm) diameter, yellow cross-linked polyolefin, 25 pc. package quantity. | PC | 1 | 25 | 25 | 3.11
07498352059 | HSTT12-48-Q45 | Heat Shrink Thin,.12"Dia,YL/GR,PK25 | Thin wall heat shrink, .12" (3.2mm) diameter, yellow/green cross-linked polyolefin, 25 pc. package quantity. | PC | 1 | 25 | 25 | 5.04
07498390627 | HSTT12-48-Q5 | Heat Shrink Thin,.12"Dia,GR,PK25 | Thin wall heat shrink, .12" (3.2mm) diameter, green cross-linked polyolefin, 25 pc. package quantity. | PC | 1 | 25 | 25 | 3.11
07498390636 | HSTT12-48-Q6 | Heat Shrink Thin,.12"Dia,BU,PK25 | Thin wall heat shrink, .12" (3.2mm) diameter, blue cross-linked polyolefin, 25 pc. package quantity. | PC | 1 | 25 | 25 | 3.11
07498390660 | HSTT12-48-QC | Heat Shrink Thin,.12"Dia,Clear,PK25 | Thin wall heat shrink, .12" (3.2mm) diameter, clear cross-linked polyolefin, 25 pc. package quantity. | PC | 1 | 25 | 25 | 2.97
07498374701 | HSTT12-C | HeatShrinkThn,.12"Dia,BL,EA,100f | Thin wall heat shrink, .12" (3.2mm) diameter, black cross-linked polyolefin, 100 ft. (30.5m) per reel. | RL | 1 | 1 | 1 | 73.66
07498384884 | HSTT12-C10 | HeatShrinkThn,.12"Dia,WH,EA,100f | Thin wall heat shrink, .12" (3.2mm) diameter, white cross-linked polyolefin, 100 ft. (30.5m) per reel. | RL | 1 | 1 | 1 | 77.34
07498374709 | HSTT12-C2 | HeatShrinkThn,.12"Dia,RD,EA,100f | Thin wall heat shrink, .12" (3.2mm) diameter, red cross-linked polyolefin, 100 ft. (30.5m) per reel. | RL | 1 | 1 | 1 | 77.34
07498384882 | HSTT12-C5 | HeatShrinkThn,.12"Dia,GR,EA,100f | Thin wall heat shrink, .12" (3.2mm) diameter, green cross-linked polyolefin, 100 ft. (30.5m) per reel. | RL | 1 | 1 | 1 | 77.34
07498374717 | HSTT12-CC | HeatShrinkThn,.125in ID,BL,EA,100f | The HSTT12-CC Thin Wall Heat Shrink Tubing shrinks around wires, connectors, joints, and terminals when heated to protect against abrasion. Applications include insulating and protecting wires/cables in indoor, dry locations. Shrink ratio: 2:1. Temperatur | RL | 1 | 1 | 1 | 73.66
07498391385 | HSTT12-M | HeatShrinkThn,.125in ID,BL,EA,1000f | Thin wall heat shrink, .12" (3.2mm) diameter, black cross-linked polyolefin, 1000 ft. (304.8m) per reel. | RL | 1 | 1 | 1 | 729.21
07498376552 | HSTT12-Q | HeatShrinkThn,.12"Dia,BL,EA,25f | Thin wall heat shrink on 25 foot reel, .12" (3.2mm) diameter, black cross-linked polyolefin. | RL | 1 | 1 | 1 | 27.22
07498390697 | HSTT12-Y | HeatShrinkThn,.12"Dia,BL,EA | Thin wall heat shrink in 6" pieces, black, single diameter, .12" (3.2mm) diameter, cross-linked polyolefin. | PK | 1 | 10 | 1 | 14.03
07498390762 | HSTT12-YK1 | HeatShrinkThn,.12"Dia,MC,EA | Thin wall heat shrink in 6" pieces, multi-color, single diameter, .12" (3.2mm) diameter, cross-linked polyolefin. | PK | 1 | 10 | 1 | 14.03
07498390596 | HSTT150-48-5 | HeatShrink,CLPOLY,1.50"Dx3.94'L,BLK,5pc | The HSTT150-48-5 Thin Wall Heat Shrink Tubing shrinks around wires, connectors, joints, and terminals when heated to protect against abrasion. Applications include insulating and protecting wires/cables in indoor, dry locations. Shrink ratio: 2:1. Tempera | PC | 1 | 5 | 5 | 20.29
07498390655 | HSTT150-48-5-10 | Heat Shrink Thin,1.5"Dia,WH,PK5 | Thin wall heat shrink, 1.5" (38.1mm) diameter, white cross-linked polyolefin, 5 pc. package quantity. | PC | 1 | 5 | 5 | 21.29
07498390610 | HSTT150-48-5-2 | Heat Shrink Thin,1.5"Dia,RD,PK5 | Thin wall heat shrink, 1.5" (38.1mm) diameter, red cross-linked polyolefin, 5 pc. package quantity. | PC | 1 | 5 | 5 | 21.29
07498390622 | HSTT150-48-5-4 | Heat Shrink Thin,1.5"Dia,YL,PK5 | Thin wall heat shrink, 1.5" (38.1mm) diameter, yellow cross-linked polyolefin, 5 pc. package quantity. | PC | 1 | 5 | 5 | 21.29
61305644891 | HSTT150-48-5-5 | Heat Shrink Thin, 1.5" (38.1mm) Dia., Gr |  | PC | 1 | 5 | 5 | 20.29
07498390643 | HSTT150-48-5-6 | Heat Shrink Thin,1.5"Dia,BU,PK5 | Thin wall heat shrink, 1.5" (38.1mm) diameter, blue cross-linked polyolefin, 5 pc. package quantity. | PC | 1 | 5 | 5 | 21.29
07498390667 | HSTT150-48-5C | Heat Shrink Thin,1.50in ID,CLR,PK5 | The HSTT150-48-5C Thin Wall Heat Shrink Tubing shrinks around wires, connectors, joints, and terminals when heated to protect against abrasion. Applications include insulating and protecting wires/cables in indoor, dry locations. Shrink ratio: 2:1. Temper | PC | 1 | 5 | 5 | 20.29
07498391493 | HSTT150-C | Heat Shrink Thin,1.50in ID,BLK,EA | The HSTT150-C Thin Wall Heat Shrink Tubing shrinks around wires, connectors, joints, and terminals when heated to protect against abrasion. Applications include insulating and protecting wires/cables in indoor, dry locations. Shrink ratio: 2:1. Temperatur | RL | 1 | 1 | 1 | 530.19
07498391510 | HSTT150-C2 | Heat Shrink Thin,1.5"Dia,RD,EA | Thin wall heat shrink, 1.5" (38.1mm) diameter, red cross-linked polyolefin, 100 ft. (30.5m) per reel. | RL | 1 | 1 | 1 | 556.71
07498391526 | HSTT150-C4 | Heat Shrink Thin,1.5"Dia,YL,EA | Thin wall heat shrink, 1.5" (38.1mm) diameter, yellow cross-linked polyolefin, 100 ft. (30.5m) per reel. | RL | 1 | 1 | 1 | 556.71
07498391568 | HSTT150-CC | Heat Shrink Thin,1.5"Dia,Clear,EA | Thin wall heat shrink, 1.5" (38.1mm) diameter, clear cross-linked polyolefin, 100 ft. (30.5m) per reel. | RL | 1 | 1 | 1 | 530.19
07498390590 | HSTT19-48-Q | HeatShrink,CLPOLY,0.19"Dx3.94'L,BLK,25pc | The HSTT19-48-Q Thin Wall Heat Shrink Tubing shrinks around wires, connectors, joints, and terminals when heated to protect against abrasion. Applications include insulating and protecting wires/cables in indoor, dry locations. Shrink ratio: 2:1. Temperat | PC | 1 | 25 | 25 | 3.59
07498362267 | HSTT19-48-Q1 | Heat Shrink Thin,.19"Dia,BR,PK25 | Thin wall heat shrink, .19" (4.8mm) diameter, brown cross-linked polyolefin, 25 pc. package quantity. | PC | 1 | 25 | 25 | 3.77
07498390649 | HSTT19-48-Q10 | Heat Shrink Thin,.19"Dia,WH,PK25 | Thin wall heat shrink, .19" (4.8mm) diameter, white cross-linked polyolefin, 25 pc. package quantity. | PC | 1 | 25 | 25 | 3.77
07498390604 | HSTT19-48-Q2 | Heat Shrink Thin,.19"Dia,RD,PK25 | Thin wall heat shrink, .19" (4.8mm) diameter, red cross-linked polyolefin, 25 pc. package quantity. | PC | 1 | 25 | 25 | 3.77
07498362271 | HSTT19-48-Q3 | Heat Shrink Thin,0.19In.Dia,OR,PK25 | Thin wall heat shrink, .19" (4.8mm) diameter, orange cross-linked polyolefin, 25 pc. package quantity. | PC | 1 | 25 | 25 | 3.77
07498390616 | HSTT19-48-Q4 | Heat Shrink Thin,.19"Dia,YL,PK25 | Thin wall heat shrink, .19" (4.8mm) diameter, yellow cross-linked polyolefin, 25 pc. package quantity. | PC | 1 | 25 | 25 | 3.77
07498352060 | HSTT19-48-Q45 | Heat Shrink Thin,.19"Dia,YL/GR,PK25 | The HSTT19-48-Q45 Thin Wall Heat Shrink Tubing shrinks around wires, connectors, joints, and terminals when heated to protect against abrasion. Applications include insulating and protecting wires/cables in indoor, dry locations. Shrink ratio: 2:1. Temper | PC | 1 | 25 | 25 | 6.35
07498390628 | HSTT19-48-Q5 | Heat Shrink Thin,.19"Dia,GR,PK25 | Thin wall heat shrink, .19" (4.8mm) diameter, green cross-linked polyolefin, 25 pc. package quantity. | PC | 1 | 25 | 25 | 3.77
07498390637 | HSTT19-48-Q6 | Heat Shrink Thin,.19"Dia,BU,PK25 | Thin wall heat shrink, .19" (4.8mm) diameter, blue cross-linked polyolefin, 25 pc. package quantity. | PC | 1 | 25 | 25 | 3.77
07498390661 | HSTT19-48-QC | Heat Shrink Thin,.19"Dia,Clear,PK25 | Thin wall heat shrink, .19" (4.8mm) diameter, clear cross-linked polyolefin, 25 pc. package quantity. | PC | 1 | 25 | 25 | 3.77
07498374702 | HSTT19-C | Heat Shrink Thin,.187in ID,BLK,EA | Thin wall heat shrink, .19" (4.8mm) diameter, black cross-linked polyolefin, 100 ft. (30.5m) per reel. | RL | 1 | 1 | 1 | 89.41
07498384888 | HSTT19-C10 | HeatShrinkThn,.19"Dia,WH,EA,100f | Thin wall heat shrink, .19" (4.8mm) diameter, white cross-linked polyolefin, 100 ft. (30.5m) per reel. | RL | 1 | 1 | 1 | 93.89
07498374710 | HSTT19-C2 | HeatShrinkThn,.19"Dia,RD,EA,100f | Thin wall heat shrink, .19" (4.8mm) diameter, red cross-linked polyolefin, 100 ft. (30.5m) per reel. | RL | 1 | 1 | 1 | 93.89
07498384886 | HSTT19-C5 | HeatShrinkThn,.19"Dia,GR,EA,100f | Thin wall heat shrink, .19" (4.8mm) diameter, green cross-linked polyolefin, 100 ft. (30.5m) per reel. | RL | 1 | 1 | 1 | 93.89
07498374718 | HSTT19-CC | HeatShrinkThn,.19"Dia,CL,EA,100f | Thin wall heat shrink, .19" (4.8mm) diameter, clear cross-linked polyolefin, 100 ft. (30.5m) per reel. | RL | 1 | 1 | 1 | 93.89
07498391386 | HSTT19-M | HShrinkThin,.19"Dia,BL,EA | Thin wall heat shrink, .19" (4.8mm) diameter, black cross-linked polyolefin, 1000 ft. (304.8m) per reel. | RL | 1 | 1 | 1 | 887.4
07498376557 | HSTT19-Q | HeatShrinkThn,.19"Dia,BL,EA,25f | Thin wall heat shrink on 25 foot reel, .19" (4.8mm) diameter, black cross-linked polyolefin. | RL | 1 | 1 | 1 | 32.77
07498390698 | HSTT19-Y | HeatShrinkThn,.19"Dia,BL,EA | Thin wall heat shrink in 6" pieces, black, single diameter, .19" (4.8mm) diameter, cross-linked polyolefin. | PK | 1 | 10 | 1 | 13.38
07498390763 | HSTT19-YK1 | HeatShrinkThn,.19"Dia,MC,EA | Thin wall heat shrink in 6" pieces, multi-color, single diameter, .19" (4.8mm) diameter, cross-linked polyolefin. | PK | 1 | 10 | 1 | 14.03
07498390597 | HSTT200-48-5 | HeatShrink,CLPOLY,2.00"Dx3.94'L,BLK,5pc | The HSTT200-48-5 Thin Wall Heat Shrink Tubing shrinks around wires, connectors, joints, and terminals when heated to protect against abrasion. Applications include insulating and protecting wires/cables in indoor, dry locations. Shrink ratio: 2:1. Tempera | PC | 1 | 5 | 5 | 31.93
07498390656 | HSTT200-48-5-10 | Heat Shrink Thin,2"Dia,WH,PK5 | Thin wall heat shrink, 2" (50.8mm) diameter, white cross-linked polyolefin, 5 pc. package quantity. | PC | 1 | 5 | 5 | 33.5
07498390611 | HSTT200-48-5-2 | Heat Shrink Thin,2"Dia,RD,PK5 | Thin wall heat shrink, 2" (50.8mm) diameter, red cross-linked polyolefin, 5 pc. package quantity. | PC | 1 | 5 | 5 | 33.5