07498390623 | HSTT200-48-5-4 | Heat Shrink Thin,2"Dia,YL,PK5 | Thin wall heat shrink, 2" (50.8mm) diameter, yellow cross-linked polyolefin, 5 pc. package quantity. | PC | 1 | 5 | 5 | 33.5
07498390644 | HSTT200-48-5-6 | Heat Shrink Thin,2"Dia,BU,PK5 | Thin wall heat shrink, 2" (50.8mm) diameter, blue cross-linked polyolefin, 5 pc. package quantity. | PC | 1 | 5 | 5 | 33.5
07498390668 | HSTT200-48-5C | Heat Shrink Thin,2"Dia,Clear,PK5 | Thin wall heat shrink, 2" (50.8mm) diameter, clear cross-linked polyolefin, 5 pc. package quantity. | PC | 1 | 5 | 5 | 31.93
07498391494 | HSTT200-L | Heat Shrink Thin,2in ID,BLK,EA | The HSTT200-L Thin Wall Heat Shrink Tubing shrinks around wires, connectors, joints, and terminals when heated to protect against abrasion. Applications include insulating and protecting wires/cables in indoor, dry locations. Shrink ratio: 2:1. Temperatur | RL | 1 | 1 | 1 | 369.87
07498390591 | HSTT25-48-Q | HeatShrink,CLPOLY,0.25"Dx3.94'L,BLK,25pc | The HSTT25-48-Q Thin Wall Heat Shrink Tubing shrinks around wires, connectors, joints, and terminals when heated to protect against abrasion. Applications include insulating and protecting wires/cables in indoor, dry locations. Shrink ratio: 2:1. Temperat | PC | 1 | 25 | 25 | 4.51
07498362268 | HSTT25-48-Q1 | Heat Shrink Thin,.25"Dia,BR,PK25 | Thin wall heat shrink, .25" (6.4mm) diameter, brown cross-linked polyolefin, 25 pc. package quantity. | PC | 1 | 25 | 25 | 4.76
07498390650 | HSTT25-48-Q10 | Heat Shrink Thin,.25"Dia,WH,PK25 | Thin wall heat shrink, .25" (6.4mm) diameter, white cross-linked polyolefin, 25 pc. package quantity. | PC | 1 | 25 | 25 | 4.76
07498390605 | HSTT25-48-Q2 | Heat Shrink Thin,.25"Dia,RD,PK25 | Thin wall heat shrink, .25" (6.4mm) diameter, red cross-linked polyolefin, 25 pc. package quantity. | PC | 1 | 25 | 25 | 4.76
07498362273 | HSTT25-48-Q3 | Heat Shrink Thin,0.25In.Dia,OR,PK25 | Thin wall heat shrink, .25" (6.4mm) diameter, orange cross-linked polyolefin, 25 pc. package quantity. | PC | 1 | 25 | 25 | 4.76
07498390617 | HSTT25-48-Q4 | Heat Shrink Thin,.25"Dia,YL,PK25 | Thin wall heat shrink, .25" (6.4mm) diameter, yellow cross-linked polyolefin, 25 pc. package quantity. | PC | 1 | 25 | 25 | 4.76
07498352061 | HSTT25-48-Q45 | Heat Shrink Thin,.25"Dia,YL/GR,PK25 | Thin wall heat shrink, .25" (6.4mm) diameter, yellow/green cross-linked polyolefin, 25 pc. package quantity. | PC | 1 | 25 | 25 | 7.67
07498390629 | HSTT25-48-Q5 | Heat Shrink Thin,.25"Dia,GR,PK25 | Thin wall heat shrink, .25" (6.4mm) diameter, green cross-linked polyolefin, 25 pc. package quantity. | PC | 1 | 25 | 25 | 4.76
07498390638 | HSTT25-48-Q6 | Heat Shrink Thin,.25"Dia,BU,PK25 | Thin wall heat shrink, .25" (6.4mm) diameter, blue cross-linked polyolefin, 25 pc. package quantity. | PC | 1 | 25 | 25 | 4.76
07498390662 | HSTT25-48-QC | Heat Shrink Thin,.25in ID,CLR,PK25 | The HSTT25-48-QC Thin Wall Heat Shrink Tubing shrinks around wires, connectors, joints, and terminals when heated to protect against abrasion. Applications include insulating and protecting wires/cables in indoor, dry locations. Shrink ratio: 2:1. Tempera | PC | 1 | 25 | 25 | 4.51
07498374703 | HSTT25-C | HeatShrinkThn,.25in ID,BLK,EA,100f | The HSTT25-C Thin Wall Heat Shrink Tubing shrinks around wires, connectors, joints, and terminals when heated to protect against abrasion. Applications include insulating and protecting wires/cables in indoor, dry locations. Shrink ratio: 2:1. Temperature | RL | 1 | 1 | 1 | 113.08
07498384892 | HSTT25-C10 | HeatShrinkThn,.25"Dia,WH,EA,100f | Thin wall heat shrink, .25" (6.4mm) diameter, white cross-linked polyolefin, 100 ft. (30.5m) per reel. | RL | 1 | 1 | 1 | 118.74
07498374711 | HSTT25-C2 | HeatShrinkThn,.25"Dia,RD,EA,100f | Thin wall heat shrink, .25" (6.4mm) diameter, red cross-linked polyolefin, 100 ft. (30.5m) per reel. | RL | 1 | 1 | 1 | 118.74
07498384890 | HSTT25-C5 | HeatShrinkThn,.25"Dia,GR,EA,100f | Thin wall heat shrink, .25" (6.4mm) diameter, green cross-linked polyolefin, 100 ft. (30.5m) per reel. | RL | 1 | 1 | 1 | 118.74
07498384891 | HSTT25-C6 | HeatShrinkThn,.25"Dia,BU,EA,100f | Thin wall heat shrink, .25" (6.4mm) diameter, blue cross-linked polyolefin, 100 ft. (30.5m) per reel. | RL | 1 | 1 | 1 | 118.74
07498341422 | HSTT25-CC | HeatShrinkThn,.25"Dia,CL,EA,100f | Thin wall heat shrink, .25" (6.4mm) diameter, clear cross-linked polyolefin, 100 ft. (30.5m) per reel. | RL | 1 | 1 | 1 | 113.08
07498391387 | HSTT25-D | HeatShrinkThn,.25in ID,BLK,EA,500f | Thin wall heat shrink, .25" (6.4mm) diameter, black cross-linked polyolefin, 500 ft. (152.4m) per reel. | RL | 1 | 1 | 1 | 550.37
07498376562 | HSTT25-Q | HeatShrinkThn,.25"Dia,BL,EA,25f | Thin wall heat shrink on 25 foot reel, .25" (6.4mm) diameter, black cross-linked polyolefin. | RL | 1 | 1 | 1 | 38.19
07498390699 | HSTT25-Y | HeatShrinkThn,.25"Dia,BL,EA | Thin wall heat shrink in 6" pieces, black, single diameter, .25" (6.4mm) diameter, cross-linked polyolefin. | PK | 1 | 10 | 1 | 13.38
07498390764 | HSTT25-YK1 | HeatShrinkThn,.25"Dia,MC,EA | Thin wall heat shrink in 6" pieces, multi-color, single diameter, .25" (6.4mm) diameter, cross-linked polyolefin. | PK | 1 | 10 | 1 | 14.03
07498390598 | HSTT300-48-2 | Heat Shrink Thin,3"Dia,BL,PK2 | Thin wall heat shrink, 3" (76.2mm) diameter, black cross-linked polyolefin, 2 pc. package quantity. | PC | 1 | 2 | 2 | 73.01
07498390669 | HSTT300-48-2C | Heat Shrink Thin,3"Dia,Clear,PK2 | Thin wall heat shrink, 3" (76.2mm) diameter, clear cross-linked polyolefin, 2 pc. package quantity. | PC | 1 | 2 | 2 | 74.4
07498391394 | HSTT300-L | Heat Shrink Thin,3in ID,BLK,EA | The HSTT300-L Thin Wall Heat Shrink Tubing shrinks around wires, connectors, joints, and terminals when heated to protect against abrasion. Applications include insulating and protecting wires/cables in indoor, dry locations. Shrink ratio: 2:1. Temperatur | RL | 1 | 1 | 1 | 709.5
07498390592 | HSTT38-48-Q | HeatShrink,CLPOLY,0.38"Dx3.94'L,BLK,25pc | The HSTT38-48-Q Thin Wall Heat Shrink Tubing shrinks around wires, connectors, joints, and terminals when heated to protect against abrasion. Applications include insulating and protecting wires/cables in indoor, dry locations. Shrink ratio: 2:1. Temperat | PC | 1 | 25 | 25 | 5.08
07498390651 | HSTT38-48-Q10 | Heat Shrink Thin,.38"Dia,WH,PK25 | Thin wall heat shrink, .38" (9.5mm) diameter, white cross-linked polyolefin, 25 pc. package quantity. | PC | 1 | 25 | 25 | 5.33
07498390606 | HSTT38-48-Q2 | Heat Shrink Thin,.38"Dia,RD,PK25 | Thin wall heat shrink, .38" (9.5mm) diameter, red cross-linked polyolefin, 25 pc. package quantity. | PC | 1 | 25 | 25 | 5.33
07498390618 | HSTT38-48-Q4 | Heat Shrink Thin,.38"Dia,YL,PK25 | Thin wall heat shrink, .38" (9.5mm) diameter, yellow cross-linked polyolefin, 25 pc. package quantity. | PC | 1 | 25 | 25 | 5.33
07498352062 | HSTT38-48-Q45 | Heat Shrink Thin,.38"Dia,YL/GR,PK25 | Thin wall heat shrink, .38" (9.5mm) diameter, yellow/green cross-linked polyolefin, 25 pc. package quantity. | PC | 1 | 25 | 25 | 8.52
07498390630 | HSTT38-48-Q5 | Heat Shrink Thin,.38"Dia,GR,PK25 | Thin wall heat shrink, .38" (9.5mm) diameter, green cross-linked polyolefin, 25 pc. package quantity. | PC | 1 | 25 | 25 | 5.33
07498390639 | HSTT38-48-Q6 | Heat Shrink Thin,.38"Dia,BU,PK25 | Thin wall heat shrink, .38" (9.5mm) diameter, blue cross-linked polyolefin, 25 pc. package quantity. | PC | 1 | 25 | 25 | 5.33
07498390663 | HSTT38-48-QC | Heat Shrink Thin,.38"Dia,Clear,PK25 | Thin wall heat shrink, .38" (9.5mm) diameter, clear cross-linked polyolefin, 25 pc. package quantity. | PC | 1 | 25 | 25 | 5.08
07498374704 | HSTT38-C | HeatShrinkThn,.375in ID,BLK,EA,100f | The HSTT38-C Thin Wall Heat Shrink Tubing shrinks around wires, connectors, joints, and terminals when heated to protect against abrasion. Applications include insulating and protecting wires/cables in indoor, dry locations. Shrink ratio: 2:1. Temperature | RL | 1 | 1 | 1 | 123.38
07498384896 | HSTT38-C10 | HeatShrinkThn.38"Dia,WH,EA,100f | Thin wall heat shrink, .38" (9.5mm) diameter, white cross-linked polyolefin, 100 ft. (30.5m) per reel. | RL | 1 | 1 | 1 | 129.49
07498374712 | HSTT38-C2 | HeatShrinkThn.38"Dia,RD,EA,100f | Thin wall heat shrink, .38" (9.5mm) diameter, red cross-linked polyolefin, 100 ft. (30.5m) per reel. | RL | 1 | 1 | 1 | 129.56
07498384893 | HSTT38-C4 | HeatShrinkThn.38"Dia,YL,EA,100f | Thin wall heat shrink, .38" (9.5mm) diameter, yellow cross-linked polyolefin, 100 ft. (30.5m) per reel. | RL | 1 | 1 | 1 | 129.56
07498384894 | HSTT38-C5 | HeatShrinkThn.38"Dia,GR,EA,100f | Thin wall heat shrink, .38" (9.5mm) diameter, green cross-linked polyolefin, 100 ft. (30.5m) per reel. | RL | 1 | 1 | 1 | 129.56
07498384895 | HSTT38-C6 | HeatShrinkThn.38"Dia,BU,EA,100f | Thin wall heat shrink, .38" (9.5mm) diameter, blue cross-linked polyolefin, 100 ft. (30.5m) per reel. | RL | 1 | 1 | 1 | 129.56
07498374719 | HSTT38-CC | HeatShrinkThn.38"Dia,CL,EA,100f | Thin wall heat shrink, .38" (9.5mm) diameter, clear cross-linked polyolefin, 100 ft. (30.5m) per reel. | RL | 1 | 1 | 1 | 123.38
07498376567 | HSTT38-Q | HeatShrinkThn.38"Dia,BL,EA,25f | Thin wall heat shrink on 25 foot reel, .38" (9.5mm) diameter, black cross-linked polyolefin. | RL | 1 | 1 | 1 | 41.02
07498391388 | HSTT38-T | HeatShrinkThn,.375in ID,BLK,EA,200f | Thin wall heat shrink, .38" (9.5mm) diameter, black cross-linked polyolefin, 200 ft. (61.0m) per reel. | RL | 1 | 1 | 1 | 244.47
07498352070 | HSTT38-T45 | HeatShrinkThn.38"Dia,YL/GR,EA,200f | Thin wall heat shrink, .38" (9.5mm) diameter, yellow/green cross-linked polyolefin, 200 ft. (61.0m) per reel. | RL | 1 | 1 | 1 | 413.64
07498391564 | HSTT38-TC | HeatShrinkThn.38"Dia,CL,EA,200f | Thin wall heat shrink, .38" (9.5mm) diameter, clear cross-linked polyolefin, 200 ft. (61.0m) per reel. | RL | 1 | 1 | 1 | 244.47
07498390700 | HSTT38-Y | HeatShrinkThn,.38"Dia,BL,EA | Thin wall heat shrink in 6" pieces, black, single diameter, .38" (9.5mm) diameter, cross-linked polyolefin. | PK | 1 | 10 | 1 | 13.38
07498390765 | HSTT38-YK1 | HeatShrinkThn,.38"Dia,MC,EA | Thin wall heat shrink in 6" pieces, multi-color, single diameter, .38" (9.5mm) diameter, cross-linked polyolefin. | PK | 1 | 10 | 1 | 14.03
07498390599 | HSTT400-48-2 | Heat Shrink Thin,4"Dia,BL,PK2 | Thin wall heat shrink, 4" (101.6mm) diameter, black cross-linked polyolefin, 2 pc. package quantity. | PC | 1 | 2 | 2 | 99.53
07498390670 | HSTT400-48-2C | Heat Shrink Thin,4"Dia,Clear,PK2 | Thin wall heat shrink, 4" (101.6mm) diameter, clear cross-linked polyolefin, 2 pc. package quantity. | PC | 1 | 2 | 2 | 99.53
07498391395 | HSTT400-L | Heat Shrink Thin,4"Dia,BL,EA | Thin wall heat shrink, 4" (101.6mm) diameter, black cross-linked polyolefin, 50 ft. (15.2m) per reel. | RL | 1 | 1 | 1 | 1044.64
07498311449 | HSTT4A125-48-5 | HShrink4:1,1.260"MinExpandedID,BL,PK5 | 4:1 Thin wall adhesive lined heat shrink, 1.26" (32.0mm) diameter, 4' (1.2m) length, adhesive lined black cross-linked polyolefin, 5 pc. package quantity. | PC | 1 | 5 | 5 | 40.88
07498311443 | HSTT4A15-48-Q | HShrink4:1,.158"MinExpandedID,BL,PK25 | 4:1 Thin wall adhesive lined heat shrink, .158" (4.0mm) diameter, 4' (1.2m) length, adhesive lined black cross-linked polyolefin, 25 pc. package quantity. | PC | 1 | 25 | 25 | 12.66
07498311452 | HSTT4A200-48-5 | HShrink4:1,2.050"MinExpandedID,BL,PK5 | 4:1 Thin wall adhesive lined heat shrink, 2.05" (32.0mm) diameter, 4' (1.2m) length, adhesive lined black cross-linked polyolefin, 5 pc. package quantity. | PC | 1 | 5 | 5 | 67.72
07498311444 | HSTT4A31-48-Q | HShrink4:1,.315"MinExpandedID,BL,PK25 | 4:1 Thin wall adhesive lined heat shrink, .315" (8.0mm) diameter, 4' (1.2m) length, adhesive lined black cross-linked polyolefin, 25 pc. package quantity. | PC | 1 | 25 | 25 | 15.61
07498311445 | HSTT4A47-48-Q | HShrink4:1,.472"MinExpandedID,BL,PK25 | 4:1 Thin wall adhesive lined heat shrink, .472" (12.0mm) diameter, 4' (1.2m) length, adhesive lined black cross-linked polyolefin, 25 pc. package quantity. | PC | 1 | 25 | 25 | 17.65
07498311447 | HSTT4A62-48-5 | HShrink4:1,.630"MinExpandedID,BL,PK5 | 4:1 Thin wall adhesive lined heat shrink, .63" (16.0mm) diameter, 4' (1.2m) length, adhesive lined black cross-linked polyolefin, 5 pc. package quantity. | PC | 1 | 5 | 5 | 20.66
07498311448 | HSTT4A94-48-5 | HShrink4:1,.945"MinExpandedID,BL,PK5 | 4:1 Thin wall adhesive lined heat shrink, .945" (24.0mm) diameter, 4' (1.2m) length, adhesive lined black cross-linked polyolefin, 5 pc. package quantity. | PC | 1 | 5 | 5 | 29.28
07498390593 | HSTT50-48-5 | Heat Shrink Thin,.50in ID,BLK,PK5 | The HSTT50-48-5 Thin Wall Heat Shrink Tubing shrinks around wires, connectors, joints, and terminals when heated to protect against abrasion. Applications include insulating and protecting wires/cables in indoor, dry locations. Shrink ratio: 2:1. Temperat | PC | 1 | 5 | 5 | 5.74
07498390652 | HSTT50-48-5-10 | Heat Shrink Thin,.50"Dia,WH,PK5 | Thin wall heat shrink, .50" (12.7mm) diameter, white cross-linked polyolefin, 5 pc. package quantity. | PC | 1 | 5 | 5 | 6.03
07498390607 | HSTT50-48-5-2 | Heat Shrink Thin,.50"Dia,RD,PK5 | Thin wall heat shrink, .50" (12.7mm) diameter, red cross-linked polyolefin, 5 pc. package quantity. | PC | 1 | 5 | 5 | 6.03
07498390631 | HSTT50-48-5-5 | Heat Shrink Thin,.50"Dia,GR,PK5 | Thin wall heat shrink, .50" (12.7mm) diameter, green cross-linked polyolefin, 5 pc. package quantity. | PC | 1 | 5 | 5 | 6.03
07498390640 | HSTT50-48-5-6 | Heat Shrink Thin,.50"Dia,BU,PK5 | Thin wall heat shrink, .50" (12.7mm) diameter, blue cross-linked polyolefin, 5 pc. package quantity. | PC | 1 | 5 | 5 | 6.03
07498352063 | HSTT50-48-545 | Heat Shrink Thin,.50"Dia,YL/GR,PK5 | Thin wall heat shrink, .50" (12.7mm) diameter, yellow/green cross-linked polyolefin, 5 pc. package quantity. | PC | 1 | 5 | 5 | 10.19
07498390664 | HSTT50-48-5C | Heat Shrink Thin,.50"Dia,Clear,PK5 | Thin wall heat shrink, .50" (12.7mm) diameter, clear cross-linked polyolefin, 5 pc. package quantity. | PC | 1 | 5 | 5 | 5.74
07498383390 | HSTT50-48-Q | Heat Shrink Thin,.50in ID,BLK,PK25 | Thin wall heat shrink, .50" (12.7mm) diameter, black cross-linked polyolefin, black, 25 pc. package quantity. | PC | 1 | 25 | 25 | 5.71
07498383395 | HSTT50-48-Q10 | HeatShrinkThn,.50"-25Pcs/Pk,WH,PK25 | Thin wall heat shrink, .50" (12.7mm) diameter, black cross-linked polyolefin, white, 25 pc. package quantity. | PC | 1 | 25 | 25 | 6
07498383391 | HSTT50-48-Q2 | HeatShrinkThn,.50"-25Pcs/Pk,RD,PK25 | Thin wall heat shrink, .50" (12.7mm) diameter, black cross-linked polyolefin, red, 25 pc. package quantity. | PC | 1 | 25 | 25 | 6
07498362275 | HSTT50-48-Q3 | Heat Shrink Thin,0.5In.Dia,OR,PK25 | Thin wall heat shrink, .50" (12.7mm) diameter, orange cross-linked polyolefin, 25 pc. package quantity. | PC | 1 | 25 | 25 | 6
07498383392 | HSTT50-48-Q4 | Heat Shrink Thin,.50"-25Pcs/Pk,YL,PK25 | Thin wall heat shrink, .50" (12.7mm) diameter, yellow cross-linked polyolefin, 25 pc. package quantity. | PC | 1 | 25 | 25 | 6
07498383393 | HSTT50-48-Q5 | HeatShrinkThn,.50"-25Pcs/Pk,GR,PK25 | Thin wall heat shrink, .50" (12.7mm) diameter, black cross-linked polyolefin, green, 25 pc. package quantity. | PC | 1 | 25 | 25 | 6
07498383394 | HSTT50-48-Q6 | HeatShrinkThn,.50"-25Pcs/Pk,BU,PK25 | Thin wall heat shrink, .50" (12.7mm) diameter, black cross-linked polyolefin, blue, 25 pc. package quantity. | PC | 1 | 25 | 25 | 6
07498383396 | HSTT50-48-QC | HeatShrinkThn,.50"-25Pcs/Pk,CL,PK25 | Thin wall heat shrink, .50" (12.7mm) diameter, black cross-linked polyolefin, clear, 25 pc. package quantity. | PC | 1 | 25 | 25 | 6
07498374705 | HSTT50-C | HeatShrinkThn.50in ID,BLK,EA,100f | The HSTT50-C Thin Wall Heat Shrink Tubing shrinks around wires, connectors, joints, and terminals when heated to protect against abrasion. Applications include insulating and protecting wires/cables in indoor, dry locations. Shrink ratio: 2:1. Temperature | RL | 1 | 1 | 1 | 138.08
07498384900 | HSTT50-C10 | HeatShrinkThn.50"Dia,WH,EA,100f | Thin wall heat shrink, .50" (12.7mm) diameter, white cross-linked polyolefin, 100 ft. (30.5m) per reel. | RL | 1 | 1 | 1 | 144.97
07498374713 | HSTT50-C2 | HeatShrinkThn.50"Dia,RD,EA,100f | Thin wall heat shrink, .50" (12.7mm) diameter, red cross-linked polyolefin, 100 ft. (30.5m) per reel. | RL | 1 | 1 | 1 | 144.97
07498384898 | HSTT50-C5 | HeatShrinkThn.50"Dia,GR,EA,100f | Thin wall heat shrink, .50" (12.7mm) diameter, green cross-linked polyolefin, 100 ft. (30.5m) per reel. | RL | 1 | 1 | 1 | 144.97
07498384899 | HSTT50-C6 | HeatShrinkThn.50"Dia,BU,EA,100f | Thin wall heat shrink, .50" (12.7mm) diameter, blue cross-linked polyolefin, 100 ft. (30.5m) per reel. | RL | 1 | 1 | 1 | 144.97
07498374720 | HSTT50-CC | HeatShrinkThn.50"Dia,CL,EA,100f | The HSTT50-CC Thin Wall Heat Shrink Tubing shrinks around wires, connectors, joints, and terminals when heated to protect against abrasion. Applications include insulating and protecting wires/cables in indoor, dry locations. Shrink ratio: 2:1. Temperatur | RL | 1 | 1 | 1 | 138.08
07498376572 | HSTT50-Q | HeatShrinkThn.50"Dia,BL,EA,25f | Thin wall heat shrink on 25 foot reel, .50" (12.7mm) diameter, black cross-linked polyolefin. | RL | 1 | 1 | 1 | 47.48
07498391389 | HSTT50-T | HeatShrinkThn.50in ID,BLK,EA,200f | Thin wall heat shrink, .50" (12.7mm) diameter, black cross-linked polyolefin, 200 ft. (61.0m) per reel. | RL | 1 | 1 | 1 | 276.82
07498352071 | HSTT50-T45 | HeatShrinkThn.50"Dia,YL/GR,EA,200f | Thin wall heat shrink, .50" (12.7mm) diameter, yellow/green cross-linked polyolefin, 200 ft. (61.0m) per reel. | RL | 1 | 1 | 1 | 489.39
07498390701 | HSTT50-Y | HeatShrinkThn,.50"Dia,BL,EA | Thin wall heat shrink in 6" pieces, black, single diameter, .50" (12.7mm) diameter, cross-linked polyolefin. | PK | 1 | 10 | 1 | 13.38
07498390766 | HSTT50-YK1 | HeatShrinkThn,.50"Dia,MC,EA | Thin wall heat shrink in 6" pieces, multi-color, single diameter, .50" (12.7mm) diameter, cross-linked polyolefin. | PK | 1 | 10 | 1 | 14.03
07498390594 | HSTT75-48-5 | HeatShrink,CLPOLY,0.75"Dx3.94'L,BLK,5pc | The HSTT75-48-5 Thin Wall Heat Shrink Tubing shrinks around wires, connectors, joints, and terminals when heated to protect against abrasion. Applications include insulating and protecting wires/cables in indoor, dry locations. Shrink ratio: 2:1. Temperat | PC | 1 | 5 | 5 | 7.73
07498352546 | HSTT75-48-5-1 | Heat Shrink Thin,.75"Dia,BR,PK5 | Thin wall heat shrink, .75" (19.0mm) diameter, brown cross-linked polyolefin, 5 pc. package quantity. | PC | 1 | 5 | 5 | 8.12
07498390653 | HSTT75-48-5-10 | Heat Shrink Thin,.75"Dia,WH,PK5 | Thin wall heat shrink, .75" (19.0mm) diameter, white cross-linked polyolefin, 5 pc. package quantity. | PC | 1 | 5 | 5 | 8.12
07498390608 | HSTT75-48-5-2 | Heat Shrink Thin,.75"Dia,RD,PK5 | Thin wall heat shrink, .75" (19.0mm) diameter, red cross-linked polyolefin, 5 pc. package quantity. | PC | 1 | 5 | 5 | 8.12
07498362276 | HSTT75-48-5-3 | Heat Shrink Thin,0.75In.Dia,OR,PK5 | Thin wall heat shrink, .75" (19.0mm) diameter, orange cross-linked polyolefin, 5 pc. package quantity. | PC | 1 | 5 | 5 | 8.12
07498390620 | HSTT75-48-5-4 | Heat Shrink Thin,.75"Dia,YL,PK5 | Thin wall heat shrink, .75" (19.0mm) diameter, yellow cross-linked polyolefin, 5 pc. package quantity. | PC | 1 | 5 | 5 | 8.12
07498390632 | HSTT75-48-5-5 | Heat Shrink Thin,.75"Dia,GR,PK5 | Thin wall heat shrink, .75" (19.0mm) diameter, green cross-linked polyolefin, 5 pc. package quantity. | PC | 1 | 5 | 5 | 8.12
07498390641 | HSTT75-48-5-6 | Heat Shrink Thin,.75"Dia,BU,PK5 | Thin wall heat shrink, .75" (19.0mm) diameter, blue cross-linked polyolefin, 5 pc. package quantity. | PC | 1 | 5 | 5 | 8.12
07498352064 | HSTT75-48-545 | HEAT SHRINK THIN,.75"DIA,YL/GR,PK5 | Thin wall heat shrink, .75" (19.0mm) diameter, yellow/green cross-linked polyolefin, 5 pc. package quantity. | PC | 1 | 5 | 5 | 14.91
07498390665 | HSTT75-48-5C | Heat Shrink Thin,.75"Dia,Clear,PK5 | Thin wall heat shrink, .75" (19.0mm) diameter, clear cross-linked polyolefin, 5 pc. package quantity. | PC | 1 | 5 | 5 | 7.73
07498374706 | HSTT75-C | HeatShrinkThn.75in ID,BLK,EA,100f | The HSTT75-C Thin Wall Heat Shrink Tubing shrinks around wires, connectors, joints, and terminals when heated to protect against abrasion. Applications include insulating and protecting wires/cables in indoor, dry locations. Shrink ratio: 2:1. Temperature | RL | 1 | 1 | 1 | 186.57
07498374714 | HSTT75-C2 | HeatShrinkThn.75"Dia,RD,EA,100f | Thin wall heat shrink, .75" (19.0mm) diameter, red cross-linked polyolefin, 100 ft. (30.5m) per reel. | RL | 1 | 1 | 1 | 195.89
07498374721 | HSTT75-CC | HeatShrinkThn.75"Dia,CL,EA,100f | Thin wall heat shrink, .75" (19.0mm) diameter, clear cross-linked polyolefin, 100 ft. (30.5m) per reel. | RL | 1 | 1 | 1 | 195.89
07498376577 | HSTT75-Q | HeatShrinkThn,.75"Dia,BL,EA,25f | Thin wall heat shrink on 25 foot reel, .75" (19.0mm) diameter, black cross-linked polyolefin. | RL | 1 | 1 | 1 | 64.85
07498391390 | HSTT75-T | HeatShrinkThn.75in ID,BLK,EA,200f | Thin wall heat shrink, .75" (19.0mm) diameter, black cross-linked polyolefin, 200 ft. (61.0m) per reel. | RL | 1 | 1 | 1 | 373.45
07498352072 | HSTT75-T45 | HeatShrinkThn.75"Dia,YL/GR,EA,200f | Thin wall heat shrink, .75" (19.0mm) diameter, yellow/green cross-linked polyolefin, 200 ft. (61.0m) per reel. | RL | 1 | 1 | 1 | 724.05
07498391566 | HSTT75-TC | HeatShrinkThn.75"Dia,CL,EA,200f | Thin wall heat shrink, .75" (19.0mm) diameter, clear cross-linked polyolefin, 200 ft. (61.0m) per reel. | RL | 1 | 1 | 1 | 392.12
07498390702 | HSTT75-Y | HeatShrinkThn,.75"Dia,BL,EA | Thin wall heat shrink in 6" pieces, black, single diameter, .75" (19.0mm) diameter, cross-linked polyolefin. | PK | 1 | 10 | 1 | 14.03
07498390767 | HSTT75-YK1 | HeatShrinkThn,.75"Dia,MC,EA | Thin wall heat shrink in 6" pieces, multi-color, single diameter, .75" (19.0mm) diameter, cross-linked polyolefin. | PK | 1 | 10 | 1 | 14.03
07498336995 | HSTTA100-48-5 | HeatShrinkThnAdh,1inID,BL,PK5 | The HSTTA100-48-5 Heat Shrink features an adhesive lined inner wall that seals and provides excellent protection against moisture. Applications include insulating and protecting wires/cables in damp locations. Voltage rating: 600 V. Shrink ratio: 3:1. Tem | PC | 1 | 5 | 5 | 37.17
07498378476 | HSTTA100-48-L | HeatShrinkThin,Adh,1"Dia,BL,PK50 | Thin wall adhesive lined heat shrink 4' pieces, 1" (25.4mm) diameter, adhesive lined black cross-linked polyolefin, 50 pc. package quantity. | PC | 1 | 50 | 50 | 26.82
61305657950 | HSTTA100-48-L2 | Heat Shrink Thin, Adhesive, 1.00" (19.0m |  | PC | 1 | 50 | 50 | 26.82
61305657947 | HSTTA100-48-L6 | Heat Shrink Thin, Adhesive, 1.00" (19.0m |  | PC | 1 | 50 | 50 | 26.82
07498370361 | HSTTA100-Y | HeatShrinkThin,Adh,1"Dia,BL,EA | Thin wall adhesive lined heat shrink in 6" pieces, 1" (25.4mm) diameter, adhesive lined black cross-linked polyolefin, 2 pc. package quantity. | PK | 1 | 10 | 1 | 14.03
07498336971 | HSTTA150-48-5 | HeatShrinkThin,Adh,1.5"Dia,BL,PK5 | The HSTTA150-48-5 Thin Wall Heat Shrink features an adhesive lined inner wall that seals and provides excellent protection against moisture. Applications include insulating and protecting wires/cables in damp locations. Voltage rating: 600 V. Shrink ratio | PC | 1 | 5 | 5 | 58.63
07498378479 | HSTTA150-48-Q | HeatShrinkThin,Adh,1.5"Dia,BL,PK25 | The HSTTA150-48-Q Thin Wall Heat Shrink features an adhesive lined inner wall that seals and provides excellent protection against moisture. Applications include insulating and protecting wires/cables in damp locations. Voltage rating: 600 V. Shrink rati | PC | 1 | 25 | 25 | 49.63
07498370370 | HSTTA150-Y | HeatShrinkThin,Adh,1.5"Dia,BL,EA | Thin wall adhesive lined heat shrink in 6" pieces, 1.5" (38.1mm) diameter, adhesive lined black cross-linked polyolefin, 1 pc. package quantity. | PK | 1 | 10 | 1 | 14.03
07498336990 | HSTTA19-48-Q | HeatShrinkThin,Adh,.19"Dia,BL,PK25 | Thin wall adhesive lined heat shrink 4' pieces, .19" (4.8mm) diameter, adhesive lined black cross-linked polyolefin, 25 pc. package quantity. | PC | 1 | 25 | 25 | 10.97
07498370362 | HSTTA19-Y | HeatShrinkThin,Adh,.19"Dia,BL,EA | Thin wall adhesive lined heat shrink in 6" pieces, .19" (4.8mm) diameter, adhesive lined black cross-linked polyolefin, 6 pc. package quantity. | PK | 1 | 10 | 1 | 14.03
07498336991 | HSTTA25-48-Q | Heat Shrink Thin Adh,.25in ID,BLK,PK25 | Thin wall adhesive lined heat shrink 4' pieces, .25" (6.4mm) diameter, adhesive lined black cross-linked polyolefin, 25 pc. package quantity. | PC | 1 | 25 | 25 | 13.51
07498377829 | HSTTA25-48-TL | HeatShrinkThin,Adh,.25"Dia,BL,PK250 | The HSTTA25-48-TL Thin Wall Heat Shrink features an adhesive lined inner wall that seals and provides excellent protection against moisture. Applications include insulating and protecting wires/cables in damp locations. Voltage rating: 600 V. Shrink rati | PC | 1 | 250 | 250 | 11.27
07498370357 | HSTTA25-Y | HeatShrinkThin,Adh,.25"Dia,BL,EA | Thin wall adhesive lined heat shrink in 6" pieces, .25" (6.4mm) diameter, adhesive lined black cross-linked polyolefin, 4 pc. package quantity. | PK | 1 | 10 | 1 | 14.03
07498336992 | HSTTA38-48-Q | HeatShrinkThnAdh,.375inID,BL,PK25 | Thin wall adhesive lined heat shrink 4' pieces, .38" (9.5mm) diameter, adhesive lined black cross-linked polyolefin, 25 pc. package quantity. | PC | 1 | 25 | 25 | 15.28
07498377830 | HSTTA38-48-TL | HeatShrinkThin,Adh,.38"Dia,BL,PK250 | Thin wall adhesive lined heat shrink 4' pieces, .38" (9.5mm) diameter, adhesive lined black cross-linked polyolefin, 250 pc. package quantity. | PC | 1 | 250 | 250 | 13.56
07498370358 | HSTTA38-Y | HeatShrinkThin,Adh,.38"Dia,BL,EA | Thin wall adhesive lined heat shrink in 6" pieces, .38" (9.5mm) diameter, adhesive lined black cross-linked polyolefin, 3 pc. package quantity. | PK | 1 | 10 | 1 | 14.03
07498336993 | HSTTA50-48-5 | Heat Shrink Thin Adh,.50in ID,BLK,PK5 | The HSTTA50-48-5 Thin Wall Heat Shrink features an adhesive lined inner wall that seals and provides excellent protection against moisture. Applications include insulating and protecting wires/cables in damp locations. Voltage rating: 600 V. Shrink ratio: | PC | 1 | 5 | 5 | 17.89
07498377831 | HSTTA50-48-T | HeatShrinkThin,Adh,.50"Dia,BL,PK200 | Thin wall adhesive lined heat shrink 4' pieces, .50" (12.7mm) diameter, adhesive lined black cross-linked polyolefin, 200 pc. package quantity. | PC | 1 | 200 | 200 | 15.38
61305657948 | HSTTA50-48-T2 | Heat Shrink Thin, Adhesive, .50" (19.0mm |  | PC | 1 | 200 | 200 | 14.65
61305657949 | HSTTA50-48-T6 | Heat Shrink Thin, Adhesive, .50" (19.0mm |  | PC | 1 | 200 | 200 | 14.65
07498370359 | HSTTA50-Y | HeatShrinkThin,Adh,.50"Dia,BL,EA | Thin wall adhesive lined heat shrink in 6" pieces, .50" (12.7mm) diameter, adhesive lined black cross-linked polyolefin, 3 pc. package quantity. | PK | 1 | 10 | 1 | 14.03
07498336994 | HSTTA75-48-5 | Heat Shrink Thin Adh,.75in ID,BLK,PK5 | The HSTTA75-48-5 Thin Wall Heat Shrink features an adhesive lined inner wall that seals and provides excellent protection against moisture. Applications include insulating and protecting wires/cables in damp locations. Voltage rating: 600 V. Shrink ratio: | PC | 1 | 5 | 5 | 25.35
07498378475 | HSTTA75-48-C | HeatShrinkThin,Adh,.75"Dia,BL,PK100 | Thin wall adhesive lined heat shrink 4' pieces, .75" (19.0mm) diameter, adhesive lined black cross-linked polyolefin, 100 pc. package quantity. | PC | 1 | 100 | 100 | 20.77
61305644889 | HSTTA75-48-C2 | Heat Shrink Thin, Adhesive, .75"(19.0mm) |  | PC | 1 | 100 | 100 | 19.79
61305644890 | HSTTA75-48-C6 | Heat Shrink Thin, Adhesive, .75"(19.0mm) |  | PC | 1 | 100 | 100 | 19.79
07498370360 | HSTTA75-Y | HeatShrinkThin,Adh,.75"Dia,BL,EA | Thin wall adhesive lined heat shrink in 6" pieces, .75" (19.0mm) diameter, adhesive lined black cross-linked polyolefin, 2 pc. package quantity. | PK | 1 | 10 | 1 | 14.03
07498336980 | HSTTK05-48-Q | HeatShrink,ThinKynar.05"Dia,PK25 | Thin wall PVDF KYNAR heat shrink, .05" (1.2mm) diameter, clear cross-linked polyvinylidfene fluoride, 25 pc. package quantity. | PC | 1 | 25 | 25 | 5.85
07498336981 | HSTTK06-48-Q | HeatShrink,ThinKynar.06"Dia,PK25 | Thin wall PVDF KYNAR heat shrink, .06" (1.6mm) diameter, clear cross-linked polyvinylidfene fluoride, 25 pc. package quantity. | PC | 1 | 25 | 25 | 5.96
07498336982 | HSTTK09-48-Q | HeatShrink,ThinKynar.09In.Dia,PK25 | Thin wall PVDF KYNAR heat shrink, .09" (2.4mm) diameter, clear cross-linked polyvinylidfene fluoride, 25 pc. package quantity. | PC | 1 | 25 | 25 | 6.8
07498336989 | HSTTK100-48-5 | HeatShrink,ThinKynar,1In.Dia,PK5 | Thin wall PVDF KYNAR heat shrink, 1" (25.4mm) diameter, clear cross-linked polyvinylidfene fluoride, 5 pc. package quantity. | PC | 1 | 5 | 5 | 96.16
07498336983 | HSTTK12-48-Q | HeatShrink,ThinKynar.12"Dia,PK25 | Thin wall PVDF KYNAR heat shrink, .12" (3.2mm) diameter, clear cross-linked polyvinylidfene fluoride, 25 pc. package quantity. | PC | 1 | 25 | 25 | 7.48
07498336984 | HSTTK19-48-Q | HeatShrink,ThinKynar.19"Dia,PK25 | Thin wall PVDF KYNAR heat shrink, .19" (4.8mm) diameter, clear cross-linked polyvinylidfene fluoride, 25 pc. package quantity. | PC | 1 | 25 | 25 | 11.54
07498336985 | HSTTK25-48-Q | HeatShrink,ThinKynar.25"Dia,PK25 | Thin wall PVDF KYNAR heat shrink, .25" (6.4mm) diameter, clear cross-linked polyvinylidfene fluoride, 25 pc. package quantity. | PC | 1 | 25 | 25 | 14.46
07498336986 | HSTTK38-48-Q | HeatShrink,ThinKynar.38"Dia,PK25 | Thin wall PVDF KYNAR heat shrink, .38" (9.5mm) diameter, clear cross-linked polyvinylidfene fluoride, 25 pc. package quantity. | PC | 1 | 25 | 25 | 19.1
07498336987 | HSTTK50-48-5 | HeatShrink,ThinKynar,.50In.Dia,PK5 | Thin wall PVDF KYNAR heat shrink, .50" (12.7mm) diameter, clear cross-linked polyvinylidfene fluoride, 5 pc. package quantity. | PC | 1 | 5 | 5 | 28.41
07498336988 | HSTTK75-48-5 | HeatShrink,ThinKynar,.75"Dia,PK5 | Thin wall PVDF KYNAR heat shrink, .75" (19.0mm) diameter, clear cross-linked polyvinylidfene fluoride, 5 pc. package quantity. | PC | 1 | 5 | 5 | 52.35
07498381349 | HSTTPN100-CC | Heat Shrink,Clear,1"PVC,EA | Crystal clear thin wall PVC heat shrink, 1" (25.4mm) diameter, clear polyvinyl chloride, 100 ft. (30.5m) per reel. | RL | 1 | 1 | 1 | 423.21
07498381350 | HSTTPN150-CC | Heat Shrink,Clear,1.5"PVC,EA | Crystal clear thin wall PVC heat shrink, 1.5" (38.1mm) diameter, clear polyvinyl chloride, 100 ft. (30.5m) per reel. | RL | 1 | 1 | 1 | 779.71
07498381352 | HSTTPN200-CC | Heat Shrink,2",PVC,EA | Crystal clear thin wall PVC heat shrink, 2" (50.8mm) diameter, clear polyvinyl chloride, 100 ft. (30.5m) per reel. | RL | 1 | 1 | 1 | 1617.19
07498381313 | HSTTPN50-CC | Heat Shrink,Clear,.50"PVC,EA | Crystal clear thin wall PVC heat shrink, .50" (12.7mm) diameter, clear polyvinyl chloride, 100 ft. (30.5m) per reel. | RL | 1 | 1 | 1 | 352.2
07498345433 | HSTTPN62-CC | Heat Shrink,Clear,.63"PVC,EA | Crystal clear thin wall PVC heat shrink, .63" (15.8mm) diameter, clear polyvinyl chloride, 100 ft. (30.5m) per reel. | RL | 1 | 1 | 1 | 428.76
07498381348 | HSTTPN75-CC | Heat Shrink,Clear,.75"PVC,EA | Crystal clear thin wall PVC heat shrink, .75" (19.1mm) diameter, clear polyvinyl chloride, 100 ft. (30.5m) per reel. | RL | 1 | 1 | 1 | 505.31
07498336970 | HSTTRA100-48-5 | HShrinkThinSemi-Rigid,Adh1"Dia,BL,PK5 | Semi-Rigid adhesive lined heat shrink, 1" (25.4mm) diameter, adhesive lined black cross-linked polyolefin, 5 pc. package quantity. | PC | 1 | 5 | 5 | 37.44
07498336964 | HSTTRA12-48-Q | HShrinkThinSemi-Rigid,Adh.12"Dia,BL,PK25 | Semi-Rigid adhesive lined heat shrink, .12" (3.2mm) diameter, adhesive lined black cross-linked polyolefin, 25 pc. package quantity. | PC | 1 | 25 | 25 | 8.52
07498336965 | HSTTRA19-48-Q | HShrinkThinSemi-Rigid,Adh.19"Dia,BL,PK25 | Semi-Rigid adhesive lined heat shrink, .19" (4.8mm) diameter, adhesive lined black cross-linked polyolefin, 25 pc. package quantity. | PC | 1 | 25 | 25 | 10.37
07498336966 | HSTTRA25-48-Q | HShrinkThinSemi-Rigid,Adh.25"Dia,BL,PK25 | Semi-Rigid adhesive lined heat shrink, .25" (6.4mm) diameter, adhesive lined black cross-linked polyolefin, 25 pc. package quantity. | PC | 1 | 25 | 25 | 12.27
07498336967 | HSTTRA38-48-Q | HShrinkThinSemi-Rigid,Adh.38"Dia,BL,PK25 | Semi-Rigid adhesive lined heat shrink, .38" (9.5mm) diameter, adhesive lined black cross-linked polyolefin, 25 pc. package quantity. | PC | 1 | 25 | 25 | 14.35
07498336968 | HSTTRA50-48-5 | HShrinkThinSemi-Rigid,Adh.50"Dia,BL,PK5 | The HSTTRA50-48-5 Semi-Rigid Heat Shrink features an adhesive lined inner wall that seals and provides excellent protection against moisture. Applications include insulating and protecting wires/cables in damp locations. Voltage rating: 600 V. Shrink rat | PC | 1 | 5 | 5 | 16.15
07498336969 | HSTTRA75-48-5 | HShrinkThinSemi-Rigid,Adh.75"Dia,BL,PK5 | Semi-Rigid adhesive lined heat shrink, .75" (19.0mm) diameter, adhesive lined black cross-linked polyolefin, 5 pc. package quantity. | PC | 1 | 5 | 5 | 26.19
07498337421 | HSTTT03-48-Q | Heat Shrink Thin,TFE,30AWGDia,Clear,PK25 | Thin wall TFE heat shrink, 30 AWG (0.9mm) diameter, polytetrafluoroethylene (TFE), clear, 25 pc. package quantity. | PC | 1 | 25 | 25 | 11.32
07498337422 | HSTTT04-48-Q | Heat Shrink Thin,TFE,28AWGDia,Clear,PK25 | Thin wall TFE heat shrink, 28 AWG (1.0mm) diameter, polytetrafluoroethylene (TFE), clear, 25 pc. package quantity. | PC | 1 | 25 | 25 | 10.7
07498337427 | HSTTT08-48-Q | Heat Shrink Thin,TFE,18AWGDia,Clear,PK25 | The HSTTT08-48-Q Thin Wall Heat Shrink is designed to insulate and protect wires and cables in high temperature, dry locations - resists corrosive atmosphere. Voltage rating: 600 V. Shrink ratio: 2:1. Temperature range: -88°F to 482°F (-67°C to 250°C). Po | PC | 1 | 25 | 25 | 9.1
07498337441 | HSTTT112-48-5 | Heat Shrink Thin,TFE,1.12"Dia,PK5 | Thin wall TFE heat shrink, 1 1/8" (28.6mm) diameter, polytetrafluoroethylene (TFE), clear, 5 pc. package quantity. | PC | 1 | 5 | 5 | 194.96
07498337429 | HSTTT12-48-Q | Heat Shrink Thin,TFE,14AWGDia,Clear,PK25 | Thin wall TFE heat shrink, 14 AWG (3.0mm) diameter, polytetrafluoroethylene (TFE), clear, 25 pc. package quantity. | PC | 1 | 25 | 25 | 10.37
07498337430 | HSTTT15-48-Q | Heat Shrink Thin,TFE,12AWGDia,Clear,PK25 | Thin wall TFE heat shrink, 12 AWG (3.8mm) diameter, polytetrafluoroethylene (TFE), clear, 25 pc. package quantity. | PC | 1 | 25 | 25 | 11.42
07498337443 | HSTTT150-48-2 | Heat Shrink Thin,TFE,1.50"Dia,PK2 | Thin wall TFE heat shrink, 1 1/2" (38.1mm) diameter, polytetrafluoroethylene (TFE), clear, 2 pc. package quantity. | PC | 1 | 2 | 2 | 295.42
07498337431 | HSTTT19-48-Q | Heat Shrink Thin,TFE,10AWGDia,Clear,PK25 | Thin wall TFE heat shrink, 10 AWG (4.9mm) diameter, polytetrafluoroethylene (TFE), clear, 25 pc. package quantity. | PC | 1 | 25 | 25 | 13.19
07498337432 | HSTTT24-48-Q | Heat Shrink Thin,TFE,8AWGDia,Clear,PK25 | Thin wall TFE heat shrink, 8 AWG (6.0mm) diameter, polytetrafluoroethylene (TFE), clear, 25 pc. package quantity. | PC | 1 | 25 | 25 | 22.13
07498337433 | HSTTT30-48-Q | Heat Shrink Thin,TFE,6AWGDia,Clear,PK25 | The HSTTT30-48-Q Thin Wall Heat Shrink is designed to insulate and protect wires and cables in high temperature, dry locations - resists corrosive atmosphere. Voltage rating: 600 V. Shrink ratio: 2:1. Temperature range: -88°F to 482°F (-67°C to 250°C). Po | PC | 1 | 25 | 25 | 24.42
07498337434 | HSTTT37-48-Q | Heat Shrink Thin,TFE,4AWGDia,Clear,PK25 | Thin wall TFE heat shrink, 4 AWG (9.4mm) diameter, polytetrafluoroethylene (TFE), clear, 25 pc. package quantity. | PC | 1 | 25 | 25 | 29.04
07498337435 | HSTTT43-48-Q | Heat Shrink Thin,TFE,2AWGDia,Clear,PK25 | Thin wall TFE heat shrink, 2 AWG (10.9mm) diameter, polytetrafluoroethylene (TFE), clear, 25 pc. package quantity. | PC | 1 | 25 | 25 | 34.85
07498337436 | HSTTT47-48-Q | Heat Shrink Thin,TFE,0AWGDia,Clear,PK25 | Thin wall TFE heat shrink, 0 AWG (11.9mm) diameter, polytetrafluoroethylene (TFE), clear, 25 pc. package quantity. | PC | 1 | 25 | 25 | 42.1
07498337437 | HSTTT56-48-5 | Heat Shrink Thin,TFE,.56"Dia,PK5 | Thin wall TFE heat shrink, 9/16" (14.2mm) diameter, polytetrafluoroethylene (TFE), clear, 5 pc. package quantity. | PC | 1 | 5 | 5 | 74.98
07498337439 | HSTTT75-48-5 | Heat Shrink Thin,TFE,.93"Dia,PK5 | Thin wall TFE heat shrink, 3/4" (19.1mm) diameter, polytetrafluoroethylene (TFE), clear, 5 pc. package quantity. | PC | 1 | 5 | 5 | 102.86
07498375755 | HSTTV05-C | HeatShrinkThnVW-1.05"Dia,BL,EA,100f | Thin wall VW-1 heat shrink on 100 foot reel, .05" (1.2mm) diameter, black cross-linked polyolefin. | RL | 1 | 1 | 1 | 71.71
07498374722 | HSTTV06-C | HeatShrinkThnVW-1.06"Dia,BL,EA,100f | Thin wall VW-1 heat shrink on 100 foot reel, .06" (1.6mm) diameter, black cross-linked polyolefin. | RL | 1 | 1 | 1 | 71.71
07498390672 | HSTTV06-M | HShrinkThinVW-1,.06"Dia,BL,BulkReel,EA | Thin wall VW-1 heat shrink on bulk reel, .06" (1.6mm) diameter, black cross-linked polyolefin. | RL | 1 | 1 | 1 | 690.8
07498374723 | HSTTV09-C | Heat Shrink ThinVW-1,.09"Dia,BL,EA | Thin wall VW-1 heat shrink on 100 foot reel, .09" (2.4mm) diameter, black cross-linked polyolefin. | RL | 1 | 1 | 1 | 75.35
07498390680 | HSTTV100-C | HeatShrinkThnVW-1,1"Dia,BL,EA,100f | Thin wall VW-1 heat shrink on 100 foot reel, 1" (25.4mm) diameter, black cross-linked polyolefin. | RL | 1 | 1 | 1 | 301.57
07498374724 | HSTTV12-C | HeatShrinkThnVW-1.12"Dia,BL,EA,100f | Thin wall VW-1 heat shrink on 100 foot reel, .12" (3.2mm) diameter, black cross-linked polyolefin. | RL | 1 | 1 | 1 | 80.48
07498390674 | HSTTV12-M | HeatShrinkThnVW-1,.12"Dia,BL,EA,BlkRl | Thin wall VW-1 heat shrink on bulk reel, .12" (3.2mm) diameter, black cross-linked polyolefin. | RL | 1 | 1 | 1 | 788.64
07498390681 | HSTTV150-C | Heat Shrink ThinVW-1,1.50"Dia,BL,EA | Thin wall VW-1 heat shrink on 100 foot reel, 1.50" (38.1mm) diameter, black cross-linked polyolefin. | RL | 1 | 1 | 1 | 562.19
07498374725 | HSTTV19-C | HeatShrinkThnVW-1.19"Dia,BL,EA,100f | Thin wall VW-1 heat shrink on 100 foot reel, .19" (4.8mm) diameter, black cross-linked polyolefin. | RL | 1 | 1 | 1 | 95.76
07498390675 | HSTTV19-M | HeatShrinkThnVW-1,.19"Dia,BL,EA,BlkRl | Thin wall VW-1 heat shrink on bulk reel, .19" (4.8mm) diameter, black cross-linked polyolefin. | RL | 1 | 1 | 1 | 959.73
07498390688 | HSTTV25-48-Q | Heat Shrink ThinVW-1,.25"Dia,BL,PK25 | Thin wall VW-1 heat shrink, .25" (6.4mm) diameter, black cross-linked polyolefin, 25 pc. package quantity. | PC | 1 | 25 | 25 | 4.76
07498374726 | HSTTV25-C | HeatShrinkThnVW-1.25"Dia,BL,EA,100f | Thin wall VW-1 heat shrink on 100 foot reel, .25" (6.4mm) diameter, black cross-linked polyolefin. | RL | 1 | 1 | 1 | 118.74
07498390676 | HSTTV25-D | HeatShrinkThnVW-1,.25"Dia,BL,EA,BlkRl | Thin wall VW-1 heat shrink on bulk reel, .25" (6.4mm) diameter, black cross-linked polyolefin. | RL | 1 | 1 | 1 | 595.22
07498390689 | HSTTV38-48-Q | Heat Shrink ThinVW-1,.38"Dia,BL,PK25 | Thin wall VW-1 heat shrink, .38" (9.5mm) diameter, black cross-linked polyolefin, 25 pc. package quantity. | PC | 1 | 25 | 25 | 5.33
07498374727 | HSTTV38-C | HeatShrinkThnVW-1.38"Dia,BL,EA,100f | Thin wall VW-1 heat shrink on 100 foot reel, .38" (9.5mm) diameter, black cross-linked polyolefin. | RL | 1 | 1 | 1 | 129.56
07498390677 | HSTTV38-T | HeatShrinkThnVW-1,.38"Dia,BL,EA,BlkRl | Thin wall VW-1 heat shrink on bulk reel, .38" (9.5mm) diameter, black cross-linked polyolefin. | RL | 1 | 1 | 1 | 264.38
07498372635 | HSTTV38-Y | HeatShrinkThnVW-1,.38"Dia,BL,EA | Thin wall VW-1 heat shrink in 6" pieces, .38" (9.5mm) diameter, black cross-linked polyolefin. | PK | 1 | 10 | 1 | 14.03
07498374728 | HSTTV50-C | HeatShrinkThnVW-1.50"Dia,BL,EA,100f | Thin wall VW-1 heat shrink on 100 foot reel, .50" (12.7mm) diameter, black cross-linked polyolefin. | RL | 1 | 1 | 1 | 144.97
07498390678 | HSTTV50-T | HeatShrinkThnVW-1,.50"Dia,BL,EA,BlkRl | Thin wall VW-1 heat shrink on bulk reel, .50" (12.7mm) diameter, black cross-linked polyolefin. | RL | 1 | 1 | 1 | 302.29
07498374729 | HSTTV75-C | HeatShrinkThnVW-1.75"Dia,BL,EA,100f | Thin wall VW-1 heat shrink on 100 foot reel, .75" (19.0mm) diameter, black cross-linked polyolefin. | RL | 1 | 1 | 1 | 201.8
07498390679 | HSTTV75-T | HeatShrinkThnVW-1,.75"Dia,BL,EA,BlkRl | Thin wall VW-1 heat shrink on bulk reel, .75" (19.0mm) diameter, black cross-linked polyolefin. | RL | 1 | 1 | 1 | 403.84
07498336978 | HSTTVA100-48-5 | HeatShrinkThnAdh,Flx,1inID,BL,PK5 | Flexible adhesive lined heat shrink in 4' pieces, 1" (25.4mm) diameter, adhesive lined black cross-linked polyolefin, 5 pc. package quantity. | PC | 1 | 5 | 5 | 32.95
07498361751 | HSTTVA100-Y | HeatShrinkThin,Adh,1"Dia,EA | Flexible adhesive lined heat shrink in 6" pieces, 1" (25.4mm) diameter, adhesive lined black cross-linked polyolefin, 2 pc. package quantity. | PK | 1 | 10 | 1 | 14.03
07498336972 | HSTTVA12-48-Q | HeatShrinkThin,Adh,.12"Dia,PK25 | Flexible adhesive lined heat shrink in 4' pieces, .12" (3.2mm) diameter, adhesive lined black cross-linked polyolefin, 25 pc. package quantity. | PC | 1 | 25 | 25 | 9.95
07498361745 | HSTTVA12-Y | HeatShrinkThin,Adh,.12"Dia,EA | Flexible adhesive lined heat shrink in 6" pieces, .12" (3.2mm) diameter, adhesive lined black cross-linked polyolefin, 7 pc. package quantity. | PK | 1 | 10 | 1 | 14.03
07498336979 | HSTTVA150-48-5 | Heat Shrink Thin Adh,1.5in ID,BLK,PK5 | Flexible adhesive lined heat shrink in 4' pieces, 1.50" (38.1mm) diameter, adhesive lined black cross-linked polyolefin, 5 pc. package quantity. | PC | 1 | 5 | 5 | 44.74
07498336973 | HSTTVA19-48-Q | HeatShrinkThin,Adh,.19"Dia,PK25 | Flexible adhesive lined heat shrink in 4' pieces, .19" (4.8mm) diameter, adhesive lined black cross-linked polyolefin, 25 pc. package quantity. | PC | 1 | 25 | 25 | 10.97
07498361746 | HSTTVA19-Y | HeatShrinkThin,Adh,.19"Dia,EA | Flexible adhesive lined heat shrink in 6" pieces, .19" (4.8mm) diameter, adhesive lined black cross-linked polyolefin, 7 pc. package quantity. | PK | 1 | 10 | 1 | 14.03
07498336974 | HSTTVA25-48-Q | HeatShrinkThin,Adh,.25"Dia,PK25 | Flexible adhesive lined heat shrink in 4' pieces, .25" (6.4mm) diameter, adhesive lined black cross-linked polyolefin, 25 pc. package quantity. | PC | 1 | 25 | 25 | 12.49
07498361747 | HSTTVA25-Y | HeatShrinkThin,Adh,.25"Dia,EA | Flexible adhesive lined heat shrink in 6" pieces, .25" (6.4mm) diameter, adhesive lined black cross-linked polyolefin, 5 pc. package quantity. | PK | 1 | 10 | 1 | 14.03
07498336975 | HSTTVA38-48-Q | HeatShrinkThnAdh,Flx,.375inID,BL,PK25 | Flexible adhesive lined heat shrink in 4' pieces, .38" (9.5mm) diameter, adhesive lined black cross-linked polyolefin, 25 pc. package quantity. | PC | 1 | 25 | 25 | 13.89
07498361748 | HSTTVA38-Y | HeatShrinkThin,Adh,.38"Dia,EA | Flexible adhesive lined heat shrink in 6" pieces, .38" (9.5mm) diameter, adhesive lined black cross-linked polyolefin, 4 pc. package quantity. | PK | 1 | 10 | 1 | 14.03
07498336976 | HSTTVA50-48-5 | HeatShrinkThin,Adh,.50"Dia,PK5 | Flexible adhesive lined heat shrink in 4' pieces, .50" (12.7mm) diameter, adhesive lined black cross-linked polyolefin, 5 pc. package quantity. | PC | 1 | 5 | 5 | 17.32
07498361749 | HSTTVA50-Y | HeatShrinkThin,Adh,.50"Dia,EA | Flexible adhesive lined heat shrink in 6" pieces, .50" (12.7mm) diameter, adhesive lined black cross-linked polyolefin, 4 pc. package quantity. | PK | 1 | 10 | 1 | 14.03
07498336977 | HSTTVA75-48-5 | HeatShrinkThin,Adh,.75"Dia,PK5 | Flexible adhesive lined heat shrink in 4' pieces, .75" (19.0mm) diameter, adhesive lined black cross-linked polyolefin, 5 pc. package quantity. | PC | 1 | 5 | 5 | 28.89
07498361750 | HSTTVA75-Y | HeatShrinkThin,Adh,.75"Dia,EA | Flexible adhesive lined heat shrink in 6" pieces, .75" (19.0mm) diameter, adhesive lined black cross-linked polyolefin, 3 pc. package quantity. | PK | 1 | 10 | 1 | 14.03
07498397200 | HT2S-BLK-YEL | HZ TAPE,BL/YL STRIPE 2.00 IN X 18 YD,RL1 | Hazard tape, 2.00" W x 54.0' length, adhesive continuous tape, vinyl, black/yellow striped, 1 pc. package quantity. | RL | 1 | 2 | 1 | 45.07
07498344563 | HTB3-C-M | BARRICADE TAPE,"CAUTION",BL/YL,RL1 | Barricade tape, 3.00" H x 1000' length, 'Caution' (legend), non-adhesive polyethylene film, black/yellow, 1 pc. package quantity. | RL | 1 | 2 | 1 | 67.74
07498344075 | HTCT2-2-1 | HTAP,Code&Flex,Tin Plated Copper,EA | Copper Compression HTAP with code #2 - #6 AWG STR/SOL Run and Tap 1, code #8 - #14 AWG Tap 2 and Tap 3 or flex #2 - #8 AWG Run and Tap 1 and flex #8 - #14 AWG Tap 2 and Tap 3. | PC | 1 | 10 | 1 | 21.93
07498344081 | HTCT250-2-1 | HTAP,Code&Flex,Tin-Plated,EA | The HTCT250-2-1 Compression Connector Tap Used to tap into continuous conductors as a splice or pig tailing. Each HTAP terminates a wide range of conductor sizes and combinations of code and flex conductors Class G, H, I, and Diesel Locomotive to suit a v | PC | 1 | 10 | 1 | 28.12
07498344084 | HTCT250-250-1 | HTAP,Code & Flex,Tin-Plated, EA | Copper Compression HTAP with code 250 kcmil - #2 AWG Run and Tap 1 or flex 4/0 - #2 AWG Run and Tap 1. | PC | 1 | 10 | 1 | 29.28
07498332271 | HTCT6X-6X-1 | HTAP,copper,tin plated,EA | Copper Compression HTAP with code #6 - #14 AWG Run, code #6 - #14 AWG Tap 1 or flex #6 - #14 AWG Run and flex #6 - #14 AWG Tap1. | PC | 1 | 10 | 1 | 18.24
07498341215 | HTDU3B-W | UGND DETECTABLE TAPE,WATER LINE,BL,RL1 | Underground hazard tape, 3.00" H x 1000' length, 'Caution water line buried below' (legend), detectable laminated aluminum, black/blue, 1 pc. package quantity. | RL | 1 | 1 | 1 | 278.47
07498397335 | HTDU3O-FO | UGND DETECTABLE TAPE,FIBER OPTIC,OR,RL1 | Underground hazard tape, 3.00" H x 1000' length, 'Caution fiber optic cable buried below' (legend), detectable laminated aluminum, black/orange, 1 pc. package quantity. | RL | 1 | 1 | 1 | 265.21
07498397337 | HTDU3R-E | UGND DETECTABLE TAPE,ELEC LINE,RD,RL1 | Underground hazard tape, 3.00" H x 1000' length, 'Caution eletric line buried below' (legend), detectable laminated aluminum, black/red, 1 pc. package quantity. | RL | 1 | 1 | 1 | 265.21
07498397339 | HTDU6O-FO | UGND DETECTABLE TAPE,FIBER OPTIC,OR,RL1 | Underground hazard tape, 6.00" H x 1000' length, 'Caution fiber optic cable buried below' (legend), detectable laminated aluminum, black/orange, 1 pc. package quantity. | RL | 1 | 1 | 1 | 495.22
07498397355 | HTDU6O-T | UGND DETECTABLE TAPE,TELEPHONE,OR,RL1 | Underground hazard tape, 6.00" H x 1000' length, 'Caution telephone line buried below' (legend), detectable laminated aluminum, black/orange, 1 pc. package quantity. | RL | 1 | 1 | 1 | 535.54
07498397341 | HTDU6R-E | UGND DETECTABLE TAPE,ELEC LINE,RD,RL1 | The HTDU6R-E Underground Hazard Tape is designed for harsh, outdoor environments. The legend reads, "Caution Electric Line Buried Below." Constructed of detectable, laminated, flame-resistant aluminum. 6.27" x 1000' (159.25 mm x 304.8 m). Color Red. Lege | RL | 1 | 1 | 1 | 510.03
61305601537 | HTMLT10WEH-LP | HeatTraceWaveTie,304SS,35.9L,PK50 | Panduit® Heat Trace MLT Wave-Ty® Ties are designed for superior electric heat trace installation and built with a locking head design to increase productivity. Their wide, flat profile eliminates the puncture risk of wire ties and also reduces the risk o | M | 1000 | 50 | 50 | 8037.98
61305601538 | HTMLT12WEH-Q | HeatTraceWaveTie,304SS,43.0L,PK25 | Panduit® Heat Trace MLT Wave-Ty® Ties are designed for superior electric heat trace installation and built with a locking head design to increase productivity. Their wide, flat profile eliminates the puncture risk of wire ties and also reduces the risk o | M | 1000 | 25 | 25 | 9971.17
61305601539 | HTMLT16WEH-Q | HeatTraceWaveTie,304SS,55.75L,PK25 | Panduit® Heat Trace MLT Wave-Ty® Ties are designed for superior electric heat trace installation and built with a locking head design to increase productivity. Their wide, flat profile eliminates the puncture risk of wire ties and also reduces the risk o | M | 1000 | 25 | 25 | 10819.06
61305601542 | HTMLT2.7WEH-LP | HeatTraceWaveTie,304SS,10.2L,PK50 | Panduit® Heat Trace MLT Wave-Ty® Ties are designed for superior electric heat trace installation and built with a locking head design to increase productivity. Their wide, flat profile eliminates the puncture risk of wire ties and also reduces the risk o | M | 1000 | 50 | 50 | 3391.57
61305601541 | HTMLT26WEH-Q | HeatTraceWaveTie,304SS,87.0L,PK25 | Panduit® Heat Trace MLT Wave-Ty® Ties are designed for superior electric heat trace installation and built with a locking head design to increase productivity. Their wide, flat profile eliminates the puncture risk of wire ties and also reduces the risk o | M | 1000 | 25 | 25 | 13643.73
61305601540 | HTMLT38WEH-Q | HeatTraceWaveTie,304SS,124.75L,PK25 | Panduit® Heat Trace MLT Wave-Ty® Ties are designed for superior electric heat trace installation and built with a locking head design to increase productivity. Their wide, flat profile eliminates the puncture risk of wire ties and also reduces the risk o | M | 1000 | 25 | 25 | 40495.16
61305601534 | HTMLT4WEH-LP | HeatTraceWaveTie,304SS,17.1L,PK50 | Panduit® Heat Trace MLT Wave-Ty® Ties are designed for superior electric heat trace installation and built with a locking head design to increase productivity. Their wide, flat profile eliminates the puncture risk of wire ties and also reduces the risk o | M | 1000 | 50 | 50 | 3968.14
61305601535 | HTMLT6WEH-LP | HeatTraceWaveTie,304SS,23.4L,PK50 | Panduit® Heat Trace MLT Wave-Ty® Ties are designed for superior electric heat trace installation and built with a locking head design to increase productivity. Their wide, flat profile eliminates the puncture risk of wire ties and also reduces the risk o | M | 1000 | 50 | 50 | 4985.58
61305601536 | HTMLT8WEH-LP | HeatTraceWaveTie,304SS,29.7L,PK50 | Panduit® Heat Trace MLT Wave-Ty® Ties are designed for superior electric heat trace installation and built with a locking head design to increase productivity. Their wide, flat profile eliminates the puncture risk of wire ties and also reduces the risk o | M | 1000 | 50 | 50 | 6206.56
07498376047 | HTMT | Tool,MLT Ties,S,LH,H,Cross Section,EA | Installation tool for use with the following stainless steel cross section ties:Type MLT: Standard, light-heavy, and heavyType MLTFC: Standard and heavyType MLTC, MLT-LPAL, and MLTD: HeavyUsed with custom length banding cross sections:Type MB: Standard an | PC | 1 | 1 | 1 | 27.76
07498345659 | HTU3O-FO-M | UGND TAPE,FIBER OPTIC,OR,3.00 IN,RL1 | Underground hazard tape, 3.00" H x 1000' length, 'Caution buried fiber optic cable' (legend), polyethylene, black/orange, 1 pc. package quantity. | RL | 1 | 2 | 1 | 68.52
07498345662 | HTU3Y-E-M | UGND TAPE,ELECTRIC LINE,YL,3.00 IN,RL1 | Underground hazard tape, 3.00" H x 1000' length, 'Caution electric line buried below' (legend), polyethylene, black/yellow, 1 pc. package quantity. | RL | 1 | 2 | 1 | 68.52
07498397206 | HTU6O-FO | UGND TAPE,FIBER OPTIC,OR,6.00 IN,RL1 | Underground hazard tape, 6.00" H x 1000' length, 'Caution buried fiber optic cable' (legend), polyethylene, black/orange, 1 pc. package quantity. | RL | 1 | 2 | 1 | 136.92
07498397017 | HTU6O-T | UGND TAPE,TELEPHONE,OR,6.00 IN,RL1 | Underground hazard tape, 6.00" H x 1000' length, 'Caution telephone line buried below' (legend), polyethylene, black/orange, 1 pc. package quantity. | RL | 1 | 2 | 1 | 142.37
07498397015 | HTU6R-E | UGND TAPE,ELECTRIC LINE,RD,6.00 IN,RL1 | Underground hazard tape, 6.00" H x 1000' length, 'Caution electric line buried below' (legend), polyethylene, black/red, 1 pc. package quantity. | RL | 1 | 2 | 1 | 135.59
07498397023 | HTU6Y-E | UGND TAPE,ELECTRIC LINE,YL,6.00 IN,RL1 | Underground hazard tape, 6.00" H x 1000' length, 'Caution electric line buried below' (legend), polyethylene, black/yellow, 1 pc. package quantity. | RL | 1 | 2 | 1 | 145.19
07498342020 | HTWC2-2-1 | HTAP,Tin Plated Copper,Cover Kit,EA | The HTWC2-2-1 kit includes HTCT2-2-1 HTAP and CLRCVR2-1 clear cover and is used to tap into continuous copper conductors as a splice or pigtailing. Code conductor range is #2 – #6 AWG STR/SOL Run and Tap 1 or Flex conductors #2 – #8 AWG Run and Tap 1, cod | PC | 1 | 3 | 1 | 69.54
07498342022 | HTWC250-2-1 | Copper Compression HTAPs,Cover,EA | The HTWC250-2-1 HTAP Kit has a two-piece high impact plastic clear cover to provide 360° inspection of crimped connection. The cover has a UL 94V-0 flame rating and oxygen index of 28, providing self-extinguishing, flame retardant properties. For use with | PC | 1 | 3 | 1 | 84.69
07498342023 | HTWC250-250-1 | Copper Compression HTAP With Cover,EA | Kit contains HTCT250-250-1 HTAP and CLRCVR3-1 clear cover, terminates code 250 kcmil – #2 AWG Run and Tap 1 or flex 4/0 – #2 AWG Run and Tap 1. | PC | 1 | 2 | 1 | 85.17
07498332273 | HTWC6X-6X-1 | HTAP with clear cover ,EA | Kit contains HTCT6X-6X-1 HTAP and CLRCVR1-1 clear cover, terminates code or flex #6 – #14 AWG Run, code or flex #6 – #14 AWG Tap 1. | PC | 1 | 3 | 1 | 53.82
07498378314 | HV9100-C0 | HyperVTTie,WR NYL,14.4L,BLK,PK100 | Panduit HV9100-C0 Hyper-VTTM in line cable ties have a perfect balance of strong and flexible. They are flexible enough to conform to irregular bundles, while double-sided teeth and a two-wedge locking design add extra locking strength with low threading | M | 1000 | 1000 | 100 | 700.75
07498378317 | HV9150-C0 | HyperVTTie,WR NYL,20.7L,BLK,PK100 | Panduit HV9150-C0 Hyper-VTTM in line cable ties have a perfect balance of strong and flexible. They are flexible enough to conform to irregular bundles, while double-sided teeth and a two-wedge locking design add extra locking strength with low threading | M | 1000 | 500 | 100 | 1288.02
07498378316 | HV9150-CP0 | HyperVTTieBox,WR NYL,20.7L,BLK,PK100 | Panduit HV9150-CP0 Hyper-VTTM in line cable ties have a perfect balance of strength and flexibility. They are flexible enough to conform to irregular bundles, while double-sided teeth and a two-wedge locking design add extra locking strength with a low th | M | 1000 | 500 | 100 | 1634.55
07498378349 | HV9250-C0 | HyperVTTie,WR NYL,33.1L,BLK,PK100 | Panduit HV9250-C0 Hyper-VTTM in line cable ties have a perfect balance of strength and flexibility. They are flexible enough to conform to irregular bundles, while double-sided teeth and a two-wedge locking design add extra locking strength with a low thr | M | 1000 | 500 | 100 | 1817.59
07498378312 | HV965-C0 | HyperVTTie,WR NYL,10.4L,BLK,PK100 | Panduit HV965-C0 Hyper-VTTM in line cable ties have a perfect balance of strong and flexible. They are flexible enough to conform to irregular bundles, while double-sided teeth and a two-wedge locking design add extra locking strength with low threading f | M | 1000 | 1000 | 100 | 596.62
07498378350 | HVMPM-08-C0 | HyperVMasonaryPshMnt,BL,PK100 | Panduit HVMPM-08-C0 Hyper V masonry push mounts are mounted by tree barb, providing smooth surfaces on the mount, improved strength, easier installation and conserving space. Made of Weather Resistant Nylon 6.6, are black in color and come packages of 100 | C | 100 | 500 | 100 | 95.22
07498301004 | HVTM-06-C0 | HyperVCableTieMnt,BL,PK100 | Panduit HVTM-06-C0 Hyper V masonry push mounts are mounted by tree barb, providing smooth surfaces on the mount, improved strength, easier installation and conserving space. Apply with #12 (M6) screw or taper rivet. Made of Weather Resistant Nylon 6.6, ar | C | 100 | 500 | 100 | 89.56
07498398656 | HWS2819-C | WireSdle,Hrzn,.19"x.28"Bdle,PK100 | Horizontal Wire Saddle, 100 pc. | C | 100 | 500 | 100 | 17.27
07498398657 | HWS2819-M | WireSdle,Hrzn,.19"x.28"Bdle,PK1000 | Panduit HWS2819-M Horizontal Wire Saddles are designed with a funnel entry to allow fast insertion of wires and cables. The wing push mount design provides added stability. For use in indoor environments and with maximum bundle range of 0.19” x 0.28” (4.8 | M | 1000 | 5000 | 1000 | 106.61
07498376694 | ILT2S-C | BeltTyTie,NYL,STD,8.3L,NAT,PK100 | Panduit Belt-Ty™ in line locking ties are easy to use thanks to low-profile snag-free heads and a belt-like parallel entry lock. Plus, with Nylon 6.6 material it's ideal for indoor environments. Standard cross section, 8.3in, Tensile strength: 222, natura | C | 100 | 1000 | 100 | 27.35
07498376695 | ILT2S-C0 | BeltTyTie,WR NYL,STD,8.3L,BLK,PK100 | Panduit Belt-Ty™ in line locking ties are easy to use thanks to low-profile snag-free heads and a belt-like parallel entry lock. Plus, with weather-resistant Nylon 6.6 material, they're ideal for indoor and outdoor environments and harsh UV light. Standar | C | 100 | 1000 | 100 | 30.54
07498376696 | ILT2S-M | BeltTyTie,NYL,STD,8.3L,NAT,PK1000 | Panduit Belt-Ty™ in line locking ties are easy to use thanks to low-profile snag-free heads and a belt-like parallel entry lock. Plus, with Nylon 6.6 material it's ideal for indoor environments. Standard cross section, 8.3in, Tensile strength: 222, natura | M | 1000 | 5000 | 1000 | 106.05
07498376697 | ILT2S-M0 | BeltTyTie,WR NYL,STD,8.3L,BLK,PK1000 | Panduit Belt-Ty™ in line locking ties are easy to use thanks to low-profile snag-free heads and a belt-like parallel entry lock. Plus, with weather-resistant Nylon 6.6 material, they're ideal for indoor and outdoor environments and harsh UV light. Standar | M | 1000 | 5000 | 1000 | 117.63
07498376670 | ILT3S-C0 | BeltTyTie,WR NYL,STD,11.5L,BLK,PK100 | Panduit Belt-Ty™ in line locking ties are easy to use thanks to low-profile snag-free heads and a belt-like parallel entry lock. Plus, with weather-resistant Nylon 6.6 material, they're ideal for indoor and outdoor environments and harsh UV light. Standar | C | 100 | 1000 | 100 | 59.59
07498376672 | ILT3S-M0 | BeltTyTie,WR NYL,STD,11.5L,BLK,PK1000 | Panduit Belt-Ty™ in line locking ties are easy to use thanks to low-profile snag-free heads and a belt-like parallel entry lock. Plus, with weather-resistant Nylon 6.6 material, they're ideal for indoor and outdoor environments and harsh UV light. Standar | M | 1000 | 1000 | 1000 | 341.16
07498379516 | ILT4LH-TL | BeltTyTie,NYL,LT-H,14.8L,NAT,PK250 | Panduit Belt-Ty™ in line locking ties are easy to use thanks to low-profile snag-free heads and a belt-like parallel entry lock. Plus, with Nylon 6.6 material it's ideal for indoor environments. Light-heavy cross section, 14.8in, Tensile strength: 534, na | M | 1000 | 500 | 250 | 674.35
07498379517 | ILT4LH-TL0 | BeltTyTie,WR NYL,LT-H,14.8L,BLK,PK250 | Panduit Belt-Ty™ in line locking ties are easy to use thanks to low-profile snag-free heads and a belt-like parallel entry lock. Plus, with weather-resistant Nylon 6.6 material, they're ideal for indoor and outdoor environments and harsh UV light. Light-h | M | 1000 | 500 | 250 | 743.08
07498376674 | ILT4S-C0 | BeltTyTie,WR NYL,STD,14.7L,BLK,PK100 | Panduit Belt-Ty™ in line locking ties are easy to use thanks to low-profile snag-free heads and a belt-like parallel entry lock. Plus, with weather-resistant Nylon 6.6 material, they're ideal for indoor and outdoor environments and harsh UV light. Standar | C | 100 | 1000 | 100 | 63.26
07498376675 | ILT4S-M | BeltTyTie,NYL,STD,14.7L,NAT,PK1000 | Panduit Belt-Ty™ in line locking ties are easy to use thanks to low-profile snag-free heads and a belt-like parallel entry lock. Plus, with Nylon 6.6 material it's ideal for indoor environments. Standard cross section, 14.7in, Tensile strength: 222, natur | M | 1000 | 1000 | 1000 | 339.38
07498379519 | ILT6LH-C0 | BeltTyTie,WR NYL,LT-H,21.2L,BLK,PK100 | Panduit Belt-Ty™ in line locking ties are easy to use thanks to low-profile snag-free heads and a belt-like parallel entry lock. Plus, with weather-resistant Nylon 6.6 material, they're ideal for indoor and outdoor environments and harsh UV light. Light-h | M | 1000 | 1000 | 100 | 1204.65
61305602377 | IMLT102H-L | IMLT Tie, 304 SS, Heavy, 362mm (14.3"), | StrongHold IMLT102H-L Self-Locking Metal Ties offer contractors an economical metal cable tie option for commercial construction and general-purpose applications. They provide a strong, durable method for cable bundling and the self-locking head design sp | M | 1000 | 250 | 50 | 834.65
61305602302 | IMLT102H-L6L | Japan,MLT, I-Series,362mm,316SS,PK50 | StrongHold IMLT102H-L6L Self-Locking Metal Ties offer contractors an economical metal cable tie option for commercial construction and general-purpose applications. They provide a strong, durable method for cable bundling and the self-locking head design | M | 1000 | 250 | 50 | 986.4
61305602378 | IMLT102S-C | IMLT Tie, 304 SS, Standard, 362mm (14.3" | StrongHold IMLT102S-C Self-Locking Metal Ties offer contractors an economical metal cable tie option for commercial construction and general-purpose applications. They provide a strong, durable method for cable bundling and the self-locking head design sp | M | 1000 | 500 | 100 | 663.93
61305602359 | IMLT102S-C6L | IMLT Tie, 316L SS, Standard, 362mm (14.3 | StrongHold IMLT102S-C6L Metal Locking Ties are suitable for a variety of environments, from general purpose applications all the way to chemical plants and refineries, the StrongHold IMLTs are strong enough to withstand the most corrosive environments. St | M | 1000 | 100 | 100 | 821.96
61305602379 | IMLT152H-L | IMLT Tie, 304 SS, Heavy, 521mm (20.5"), | Stronghold IMLT Tie, 304 SS, Heavy, 521mm (20.5"), 0.25 mm (0.010") thick | M | 1000 | 250 | 50 | 1113.84
61305602303 | IMLT152H-L6L | IMLT Tie, 316L SS, Heavy, 521mm (20.5"), | Stronghold IMLT Tie, 316L SS, Heavy, 521mm (20.5"), 0.25 mm (0.010") thick | M | 1000 | 50 | 50 | 1520.38
61305602380 | IMLT152S-C | IMLT Tie, 304 SS, Standard, 521mm (20.5" | Stronghold IMLT Tie, 304 SS, Standard, 521mm (20.5"), 0.25 mm (0.010") thick | M | 1000 | 100 | 100 | 928.22
61305602381 | IMLT152S-C6L | IMLT Tie, 316L SS, Standard, 521mm (20.5 | Stronghold IMLT Tie, 316L SS, Standard, 521mm (20.5"), 0.25 mm (0.010") thick | M | 1000 | 100 | 100 | 1267.03
61305602382 | IMLT203H-L | Japan,MLT, I-Series,679mm,304SS,PK50 | Stronghold IMLT Tie, 304 SS, Heavy, 679mm (26.8"), 0.25 mm (0.010") thick | M | 1000 | 250 | 50 | 1436.73
61305602304 | IMLT203H-L6L | IMLT Tie, 316L SS, Heavy, 679mm (26.8"), | Stronghold IMLT Tie, 316L SS, Heavy, 679mm (26.8"), 0.25 mm (0.010") thick | M | 1000 | 50 | 50 | 1867.81
61305602383 | IMLT203S-C | IMLT Tie, 304 SS, Standard, 679mm (26.8" | Stronghold IMLT Tie, 304 SS, Standard, 679mm (26.8"), 0.25 mm (0.010") thick | M | 1000 | 100 | 100 | 1316.96
61305602384 | IMLT203S-C6L | IMLT Tie, 316L SS, Standard, 679mm (26.8 | Stronghold IMLT Tie, 316L SS, Standard, 679mm (26.8"), 0.25 mm (0.010") thick | M | 1000 | 100 | 100 | 1556.42
61305602361 | IMLT254H-L6L | Japan,MLT, I-Series,838mm,316L,PK50 | Stronghold IMLT Tie, 316L SS, Heavy, 838mm (33.0"), 0.25 mm (0.010") thick | M | 1000 | 50 | 50 | 2334.68
61305602362 | IMLT254S-C | Japan,MLT, I-Series,838mm,304SS,PK100 | Stronghold IMLT Tie, 304 SS, Standard, 838mm (33.0"), 0.25 mm (0.010") thick | M | 1000 | 100 | 100 | 1496.59
61305602363 | IMLT254S-C6L | Japan,MLT, I-Series,838mm,316L,PK100 | Stronghold IMLT Tie, 316L SS, Standard, 838mm (33.0"), 0.25 mm (0.010") thick | M | 1000 | 100 | 100 | 1945.55
61305602368 | IMLT25S-C | Japan,MLT, I-Series,127mm,304SS,PK100 | Stronghold IMLT Tie, 304 SS,Standard, 127mm (5.0"), 0.25 mm (0.010") thick | M | 1000 | 500 | 100 | 515.8
61305602369 | IMLT25S-C6L | Japan,MLT, I-Series,127mm,316L,PK100 | Stronghold IMLT Tie, 316L SS,Standard, 127mm (5.0"), 0.25 mm (0.010") thick | M | 1000 | 100 | 100 | 737.59
61305602559 | IMLT304H-Q6L | IMLT Tie, 316L SS, Heavy, 998mm (39.3"), | Stronghold IMLT Tie, 316L SS, Heavy, 998mm (39.3"), 0.25 mm (0.010") thick | M | 1000 | 25 | 25 | 3210.19
61305602365 | IMLT304S-Q | IMLT Tie, 304 SS, Standard, 998mm (39.3" | Stronghold IMLT Tie, 304 SS, Standard, 998mm (39.3"), 0.25 mm (0.010") thick | M | 1000 | 125 | 25 | 1870.77
61305602557 | IMLT304S-Q6L | IMLT Tie, 316L SS, Standard, 998mm (39.3 | Stronghold IMLT Tie, 316L SS, Standard, 998mm (39.3"), 0.25 mm (0.010") thick | M | 1000 | 125 | 100 | 2675.12
61305602326 | IMLT355H-Q | IMLT Tie, 304 SS, Heavy, 1156mm (45.4"), | Stronghold IMLT Tie, 304 SS, Heavy, 1156mm (45.4"), 0.25mm (0.010") thick | M | 1000 | 125 | 25 | 2806.1
61305602305 | IMLT355H-Q6L | IMLT Tie, 316l SS, Heavy, 1156mm (45.4") | Stronghold IMLT Tie, 316L SS, Heavy, 1156mm (45.4"), 0.25mm (0.010") thick | M | 1000 | 25 | 25 | 4012.74
61305602374 | IMLT51H-L | Japan,MLT, I-Series,201mm,304SS,PK50 | Stronghold IMLT Tie, 304 SS, Heavy, 201mm (7.9"), 0.25 mm (0.010") thick | M | 1000 | 250 | 50 | 633.85
61305602306 | IMLT51H-L6L | IMLT Tie, 316L SS, Heavy, 201mm (7.9"), | StrongHold IMLT51H-L6L Self-Locking Metal Ties offer contractors an economical metal cable tie option for commercial construction and general-purpose applications. They provide a strong, durable method for cable bundling and the self-locking head design s | M | 1000 | 250 | 50 | 865.23
61305602375 | IMLT51S-C | IMLT Tie, 304 SS,Standard, 201mm (7.9"), | Stronghold IMLT Tie, 304 SS,Standard, 201mm (7.9"), 0.25 mm (0.010") thick | M | 1000 | 500 | 100 | 528.2
61305602376 | IMLT51S-C6L | IMLT Tie, 316L SS,Standard, 201mm (7.9") | StrongHold IMLT51S-C6L Metal Locking Ties are suitable for a variety of environments, from general purpose applications all the way to chemical plants and refineries, the StrongHold IMLTs are strong enough to withstand the most corrosive environments. Sta | M | 1000 | 500 | 100 | 686.67
61305602371 | IMLT69H-L6L | IMLT Tie, 316L SS, Heavy, 259mm (10.2"), | Stronghold IMLT Tie, 316L SS, Heavy, 259mm (10.2"), 0.25 mm (0.010") thick | M | 1000 | 250 | 50 | 991.91
61305602373 | IMLT69S-C6L | IMLT Tie, 316L SS, Standard, 259mm (10.2 | Stronghold IMLT Tie, 316L SS, Standard, 259mm (10.2"), 0.25 mm (0.010") thick | M | 1000 | 100 | 100 | 785.9
61305610873 | IMLTFC102H-L6L | Fully Coated IMLT Tie, 316L SS,Heavy, 36 | StrongHold IMLTFC102H-L6L Fully Coated Metal Locking Ties are suitable for a variety of environments, from general purpose applications all the way to chemical plants and refineries the StrongHold IMLTs are strong enough to withstand the most corrosive en | M | 1000 | 50 | 50 | 1726.16
61305610860 | IMLTFC102S-C6L | Fully Coated IMLT Tie, 316L SS,Standard, | StrongHold IMLTFC102S-C6L Fully Coated Metal Locking Ties are suitable for a variety of environments, from general purpose applications all the way to chemical plants and refineries the StrongHold IMLTs are strong enough to withstand the most corrosive en | M | 1000 | 100 | 100 | 1429.57
61305610882 | IMLTFC137H-C6L | Fully Coated IMLT Tie, 316L SS,Heavy, 46 | StrongHold IMLTFC137H-C6L Fully Coated Metal Locking Ties are suitable for a variety of environments, from general purpose applications all the way to chemical plants and refineries the StrongHold IMLTs are strong enough to withstand the most corrosive en | M | 1000 | 100 | 100 | 2680.25
61305610878 | IMLTFC137S-C6L | Fully Coated IMLT Tie, 316L SS,Standard, | StrongHold IMLTFC137S-C6L Fully Coated Metal Locking Ties are suitable for a variety of environments, from general purpose applications all the way to chemical plants and refineries the StrongHold IMLTs are strong enough to withstand the most corrosive en | M | 1000 | 100 | 100 | 2195.01
61305610874 | IMLTFC152H-L6L | Fully Coated IMLT Tie, 316L SS, Heavy, 5 | StrongHold IMLTFC152H-L6L Fully Coated Metal Locking Ties are suitable for a variety of environments, from general purpose applications all the way to chemical plants and refineries the StrongHold IMLTs are strong enough to withstand the most corrosive en | M | 1000 | 50 | 50 | 2584.73
61305610865 | IMLTFC152S-C6L | Fully Coated IMLT Tie, 316L SS, Standard | StrongHold IMLTFC152S-C6L Fully Coated Metal Locking Ties are suitable for a variety of environments, from general purpose applications all the way to chemical plants and refineries the StrongHold IMLTs are strong enough to withstand the most corrosive en | M | 1000 | 100 | 100 | 2407.46
61305610875 | IMLTFC203H-L6L | Fully Coated IMLT Tie, 316L SS, Heavy, 6 | StrongHold IMLTFC203H-L6L Fully Coated Metal Locking Ties are suitable for a variety of environments, from general purpose applications all the way to chemical plants and refineries the StrongHold IMLTs are strong enough to withstand the most corrosive en | M | 1000 | 50 | 50 | 3333.94
61305610866 | IMLTFC203S-C6L | Fully Coated IMLT Tie, 316L SS, Standard | StrongHold IMLTFC203S-C6L Fully Coated Metal Locking Ties are suitable for a variety of environments, from general purpose applications all the way to chemical plants and refineries the StrongHold IMLTs are strong enough to withstand the most corrosive en | M | 1000 | 100 | 100 | 3260.54
61305610879 | IMLTFC38H-C6L | Fully Coated IMLT Tie, 316L SS,Heavy, 15 | StrongHold IMLTFC38H-C6L Fully Coated Metal Locking Ties are suitable for a variety of environments, from general purpose applications all the way to chemical plants and refineries the StrongHold IMLTs are strong enough to withstand the most corrosive env | M | 1000 | 100 | 100 | 1496.47
61305610853 | IMLTFC38S-C6L | Fully Coated IMLT Tie, 316L SS,Standard, | StrongHold IMLTFC38S-C6L Fully Coated Metal Locking Ties are suitable for a variety of environments, from general purpose applications all the way to chemical plants and refineries the StrongHold IMLTs are strong enough to withstand the most corrosive env | M | 1000 | 100 | 100 | 1159.66
61305610871 | IMLTFC51H-L6L | Fully Coated IMLT Tie, 316L SS,Heavy, 20 | StrongHold IMLTFC51H-L6L Fully Coated Metal Locking Ties are suitable for a variety of environments, from general purpose applications all the way to chemical plants and refineries the StrongHold IMLTs are strong enough to withstand the most corrosive env | M | 1000 | 50 | 50 | 1726.23
61305610854 | IMLTFC51S-C6L | Fully Coated IMLT Tie, 316L SS,Standard, | StrongHold IMLTFC51S-C6L Fully Coated Metal Locking Ties are suitable for a variety of environments, from general purpose applications all the way to chemical plants and refineries the StrongHold IMLTs are strong enough to withstand the most corrosive env | M | 1000 | 100 | 100 | 1225.73
61305610880 | IMLTFC64H-C6L | Fully Coated IMLT Tie, 316L SS,Heavy, 23 | StrongHold IMLTFC64H-C6L Fully Coated Metal Locking Ties are suitable for a variety of environments, from general purpose applications all the way to chemical plants and refineries the StrongHold IMLTs are strong enough to withstand the most corrosive env | M | 1000 | 100 | 100 | 1706.19
61305610876 | IMLTFC64S-C6L | Fully Coated IMLT Tie, 316L SS,Standard, | StrongHold IMLTFC64S-C6L Fully Coated Metal Locking Ties are suitable for a variety of environments, from general purpose applications all the way to chemical plants and refineries the StrongHold IMLTs are strong enough to withstand the most corrosive env | M | 1000 | 100 | 100 | 1284.91
61305610872 | IMLTFC69H-L6L | Fully Coated IMLT Tie, 316L SS,Heavy, 25 | Stronhold Fully Coated IMLT Tie, 316L SS, Heavy, 259mm (10.2"), 0.25 mm (0.010") thick | M | 1000 | 50 | 50 | 1816.41
61305610881 | IMLTFC86H-C6L | Fully Coated IMLT Tie, 316L SS,Heavy, 31 | StrongHold IMLTFC86H-C6L Fully Coated Metal Locking Ties are suitable for a variety of environments, from general purpose applications all the way to chemical plants and refineries the StrongHold IMLTs are strong enough to withstand the most corrosive env | M | 1000 | 100 | 100 | 1943.01
61305610877 | IMLTFC86S-C6L | Fully Coated IMLT Tie, 316L SS,Standard, | StrongHold IMLTFC86S-C6L Fully Coated Metal Locking Ties are suitable for a variety of environments, from general purpose applications all the way to chemical plants and refineries the StrongHold IMLTs are strong enough to withstand the most corrosive env | M | 1000 | 100 | 100 | 1358.49
61305601525 | IMS12T35-QR6L | PanSteel ISeries Strapping,316L,12mm,25m | Panduit® Pan-Steel® StrongHold™ Custom Strapping can be cut to meet your many project needs. Built with 316L stainless steel with a fold-over lock, it maintains a safe, secure connection despite severe weather, intense UV rays, high vibration and galvanic | RL | 1 | 1 | 1 | 52.86
61305601526 | IMS16T35-QR6L | PanSteel ISeries Strapping,316L,16mm,25m | Panduit® Pan-Steel® StrongHold™ Custom Strapping can be cut to meet your many project needs. Built with 316L stainless steel with a fold-over lock, it maintains a safe, secure connection despite severe weather, intense UV rays, high vibration and galvanic | RL | 1 | 1 | 1 | 62.16
61305601523 | IMS19T75-QR6L | Custom Strapping,316L,19mm,25m | StrongHold IMS19T75-QR6L Metal Strapping Coils offer contractors an economical option for mechanical fastening. They provide secure connections while offering a lower installed cost and enhanced productivity. Made of 316L stainless steel, are 82’ x 0.74" | RL | 1 | 1 | 1 | 218.32
61305601524 | IMS9.5T35-QR6L | PanSteel ISeriesStrapping,316L,9.5mm,25m | Panduit® Pan-Steel® StrongHold™ Custom Strapping can be cut to meet your many project needs. Built with 316L stainless steel with a fold-over lock, it maintains a safe, secure connection despite severe weather, intense UV rays, high vibration and galvanic | RL | 1 | 1 | 1 | 49.83
61305601531 | IMSBE19-C6L | PanSteel Buckle E,316SS,0.8"W,PK100 | StrongHold IMSBE19-C6L E Style Buckles for metal strapping have a fold-over lock design to maintain a safe and secure connection. Made of 316 AISI stainless steel and come in packages of 100. For use with StrongHold 0.8” (19mm) strapping. | C | 100 | 100 | 100 | 173.65
61305601532 | IMSBL12-C6L | PanSteel Buckle L,316SS,0.5"W,PK100 | StrongHold IMSBL12-C6L Stainless Steel L Style Buckles are designed to maintain a safe and secure connection. Built with 316 AISI stainless steel with a fold-over lock, it is ideal for harsh conditions. For use with 0.5" (12mm) strapping. For indoor/outdo | C | 100 | 100 | 100 | 40.63
61305601533 | IMSBL16-C6L | PanSteel Buckle L,316SS,0.6"W,PK100 | StrongHold IMSBL16-C6L L Style Buckles for metal strapping have a fold-over lock design to maintain a safe and secure connection. Made of 316 AISI stainless steel and come in packages of 100. For use with StrongHold 0.6” (16mm) strapping. | C | 100 | 500 | 100 | 52.82
61305601530 | IMSBL9.5-C6L | PanSteel Buckle L,316SS,0.4"W,PK100 | StrongHold IMSBL9.5-C6L L Style Buckles for metal strapping have a fold-over lock design to maintain a safe and secure connection. Made of 316 AISI stainless steel and come in packages of 100. For use with StrongHold 0.4” (10mm) strapping. | C | 100 | 1000 | 100 | 36.57
61305601528 | IMSP12T35-QR6L | PanSteel ISeriesStrapping,E316L,.5",82' | StrongHold IMSP12T35-QR6L Coated Metal Strapping Coils offer contractors an economical option for mechanical fastening. They provide secure connections while offering a lower installed cost and enhanced productivity. Made of 316L stainless steel and are c | RL | 1 | 1 | 1 | 94.94
61305601529 | IMSP16T35-QR6L | PanSteel ISeriesStrapping,E316L,.6",82' | StrongHold IMSP16T35-QR6L Coated Metal Strapping Coils offer contractors an economical option for mechanical fastening. They provide secure connections while offering a lower installed cost and enhanced productivity. Made of 316L stainless steel and are c | RL | 1 | 1 | 1 | 106.38
61305616848 | IMSP16T35-QR6LB | IMS Strapping Blue, 316L SS, Epoxy FC, | Stronghold IMS Strapping Blue, 316L SS, Epoxy FC, 16mm (.63") | RL | 1 | 1 | 1 | 117.02
61305601527 | IMSP9.5T35-QR6L | PanSteel ISeriesStrapping,E316L,.4",82' | StrongHold IMSP9.5T35-QR6L Coated Metal Strapping Coils offer contractors an economical option for mechanical fastening. They provide secure connections while offering a lower installed cost and enhanced productivity. Made of 316L stainless steel and are | RL | 1 | 1 | 1 | 71.63
07498341579 | IT9100-C0 | BeltTyTie,WR NYL,LT-H,14.1L,BLK,PK100 | Panduit IT9100-C0 Belt-Ty™ In-Line Locking Ties are easy to use because of their low-profile snag-free heads and a belt-like parallel entry lock. The outside teeth on the tie protect cable jackets and wire insulation. With greater resistance to harsh UV l | M | 1000 | 1000 | 100 | 673.78
07498353494 | IT9100-CUV2 | BeltTyTie,WR NYL,LT-H,14.1L,RED,PK100 | Panduit Belt-Ty™ in line locking ties are easy to use thanks to low-profile snag-free heads and a belt-like parallel entry lock. Plus, with weather-resistant Nylon 6.6 material, they're ideal for indoor and outdoor environments and harsh UV light. Light-h | M | 1000 | 1000 | 100 | 673.78
07498344404 | IT9100-CUV4Y | BeltTyTie,WR NYL,LT-H,14.1L,YEL,PK100 | Panduit Belt-Ty™ in line locking ties are easy to use thanks to low-profile snag-free heads and a belt-like parallel entry lock. Plus, with weather-resistant Nylon 6.6 material, they're ideal for indoor and outdoor environments and harsh UV light. Light-h | M | 1000 | 1000 | 100 | 673.78
07498353496 | IT9100-CUV6 | BeltTyTie,WR NYL,LT-H,14.1L,D BLU,PK100 | Panduit Belt-Ty™ in line locking ties are easy to use thanks to low-profile snag-free heads and a belt-like parallel entry lock. Plus, with weather-resistant Nylon 6.6 material, they're ideal for indoor and outdoor environments and harsh UV light. Light-h | M | 1000 | 1000 | 100 | 707.46
07498353497 | IT9100-CUV6A | BeltTyTie,WR NYL,LT-H,14.1L,L BLU,PK100 | Panduit Belt-Ty™ in line locking ties are easy to use thanks to low-profile snag-free heads and a belt-like parallel entry lock. Plus, with weather-resistant Nylon 6.6 material, they're ideal for indoor and outdoor environments and harsh UV light. Light-h | M | 1000 | 1000 | 100 | 707.46
07498353498 | IT9100-CUV7A | BeltTyTie,WR NYL,LT-H,14.1L,PUR,PK100 | Panduit Belt-Ty™ in line locking ties are easy to use thanks to low-profile snag-free heads and a belt-like parallel entry lock. Plus, with weather-resistant Nylon 6.6 material, they're ideal for indoor and outdoor environments and harsh UV light. Light-h | M | 1000 | 1000 | 100 | 707.46
07498351828 | IT9115-C0 | BeltTyTie,WR NYL,LT-H,15.3L,BLK,PK100 | Panduit Belt-Ty™ in line locking ties are easy to use thanks to low-profile snag-free heads and a belt-like parallel entry lock. Plus, with weather-resistant Nylon 6.6 material, they're ideal for indoor and outdoor environments and harsh UV light. Light-h | M | 1000 | 1000 | 100 | 843.17
07498350405 | IT9115-CUV16B | BeltTyTie,WR NYL,LT-H,15.3L,MAG,PK100 | Panduit Belt-Ty™ in line locking ties are easy to use thanks to low-profile snag-free heads and a belt-like parallel entry lock. Plus, with weather-resistant Nylon 6.6 material, they're ideal for indoor and outdoor environments and harsh UV light. Light-h | M | 1000 | 1000 | 100 | 843.17
07498365373 | IT9115-CUV18 | BeltTyTie,WR NYL,LT-H,15.3L,TAN,PK100 | Panduit Belt-Ty™ in line locking ties are easy to use thanks to low-profile snag-free heads and a belt-like parallel entry lock. Plus, with weather-resistant Nylon 6.6 material, they're ideal for indoor and outdoor environments and harsh UV light. Light-h | M | 1000 | 1000 | 100 | 843.17
07498350398 | IT9115-CUV2 | BeltTyTie,WR NYL,LT-H,15.3L,RED,PK100 | Panduit Belt-Ty™ in line locking ties are easy to use thanks to low-profile snag-free heads and a belt-like parallel entry lock. Plus, with weather-resistant Nylon 6.6 material, they're ideal for indoor and outdoor environments and harsh UV light. Light-h | M | 1000 | 1000 | 100 | 843.17
07498334548 | IT9115-CUV2A | BeltTyTie,WR NYL,LT-H,15.3L,B RED,PK100 | Panduit Belt-Ty™ in line locking ties are easy to use thanks to low-profile snag-free heads and a belt-like parallel entry lock. Plus, with weather-resistant Nylon 6.6 material, they're ideal for indoor and outdoor environments and harsh UV light. Light-h | M | 1000 | 1000 | 100 | 835.25
61305639738 | IT9115-CUV3 | Cable Tie, In-Line, 15.3L (389mm) Light |  | M | 1000 | 1000 | 100 | 843.17
07498362677 | IT9115-CUV4A | BeltTyTie,WR NYL,LT-H,15.3L,BSTCH,PK100 | Panduit Belt-Ty™ in line locking ties are easy to use thanks to low-profile snag-free heads and a belt-like parallel entry lock. Plus, with weather-resistant Nylon 6.6 material, they're ideal for indoor and outdoor environments and harsh UV light. Light-h | M | 1000 | 1000 | 100 | 885.35
07498344405 | IT9115-CUV4Y | BeltTyTie,WR NYL,LT-H,15.3L,YEL,PK100 | Panduit Belt-Ty™ in line locking ties are easy to use thanks to low-profile snag-free heads and a belt-like parallel entry lock. Plus, with weather-resistant Nylon 6.6 material, they're ideal for indoor and outdoor environments and harsh UV light. Light-h | M | 1000 | 1000 | 100 | 843.17
07498350400 | IT9115-CUV5A | BeltTyTie,WR NYL,LT-H,15.3L,GRN,PK100 | Panduit Belt-Ty™ in line locking ties are easy to use thanks to low-profile snag-free heads and a belt-like parallel entry lock. Plus, with weather-resistant Nylon 6.6 material, they're ideal for indoor and outdoor environments and harsh UV light. Light-h | M | 1000 | 1000 | 100 | 843.17
07498368604 | IT9115-CUV5B | BeltTyTie,WR NYL,LT-H,15.3L,H GRN,PK100 | Panduit Belt-Ty™ in line locking ties are easy to use thanks to low-profile snag-free heads and a belt-like parallel entry lock. Plus, with weather-resistant Nylon 6.6 material, they're ideal for indoor and outdoor environments and harsh UV light. Light-h | M | 1000 | 1000 | 100 | 843.17
07498350401 | IT9115-CUV6 | BeltTyTie,WR NYL,LT-H,15.3L,D BLU,PK100 | Panduit Belt-Ty™ in line locking ties are easy to use thanks to low-profile snag-free heads and a belt-like parallel entry lock. Plus, with weather-resistant Nylon 6.6 material, they're ideal for indoor and outdoor environments and harsh UV light. Light-h | M | 1000 | 1000 | 100 | 843.17
07498350402 | IT9115-CUV6A | BeltTyTie,WR NYL,LT-H,15.3L,L BLU,PK100 | Panduit Belt-Ty™ in line locking ties are easy to use thanks to low-profile snag-free heads and a belt-like parallel entry lock. Plus, with weather-resistant Nylon 6.6 material, they're ideal for indoor and outdoor environments and harsh UV light. Light-h | M | 1000 | 1000 | 100 | 843.17
07498368605 | IT9115-CUV6B | BeltTyTie,WR NYL,LT-H,15.3L,C BLU,PK100 | Panduit Belt-Ty™ in line locking ties are easy to use thanks to low-profile snag-free heads and a belt-like parallel entry lock. Plus, with weather-resistant Nylon 6.6 material, they're ideal for indoor and outdoor environments and harsh UV light. Light-h | M | 1000 | 1000 | 100 | 843.17
07498350403 | IT9115-CUV7A | BeltTyTie,WR NYL,LT-H,15.3L,PUR,PK100 | Panduit Belt-Ty™ in line locking ties are easy to use thanks to low-profile snag-free heads and a belt-like parallel entry lock. Plus, with weather-resistant Nylon 6.6 material, they're ideal for indoor and outdoor environments and harsh UV light. Light-h | M | 1000 | 1000 | 100 | 843.17
07498350404 | IT9115-CUV8 | BeltTyTie,WR NYL,LT-H,15.3L,GRY,PK100 | Panduit Belt-Ty™ in line locking ties are easy to use thanks to low-profile snag-free heads and a belt-like parallel entry lock. Plus, with weather-resistant Nylon 6.6 material, they're ideal for indoor and outdoor environments and harsh UV light. Light-h | M | 1000 | 1000 | 100 | 843.17
07498344843 | IT9115-CUV8A | BeltTyTie,WR NYL,LT-H,15.3L,C GRY,PK100 | Panduit Belt-Ty™ in line locking ties are easy to use thanks to low-profile snag-free heads and a belt-like parallel entry lock. Plus, with weather-resistant Nylon 6.6 material, they're ideal for indoor and outdoor environments and harsh UV light. Light-h | M | 1000 | 1000 | 100 | 885.35
07498341493 | IT940-C0 | BeltTyTie,WR NYL,LT-H,6.8L,BLK,PK100 | Panduit IT940-C0 Belt-Ty™ In-Line Locking Ties are easy to use because of their low-profile snag-free heads and a belt-like parallel entry lock. The outside teeth on the tie protect cable jackets and wire insulation. With greater resistance to harsh UV li | M | 1000 | 1000 | 100 | 491.63
07498341577 | IT965-C0 | BeltTyTie,WR NYL,LT-H,10.1L,BLK,PK100 | Panduit Belt-Ty™ in line locking ties are easy to use thanks to low-profile snag-free heads and a belt-like parallel entry lock. Plus, with weather-resistant Nylon 6.6 material, they're ideal for indoor and outdoor environments and harsh UV light. Light-h | M | 1000 | 1000 | 100 | 573.68
07498384101 | J214-312-2M | Wire Joint,Non-Ins,2#14-3#12AWG,PK2000 | Wire Joint, non-insulated, 2 #14 - 3 #12 AWG, bulk package. | M | 1000 | 2000 | 2000 | 290.11
07498384105 | J216-410-D | Wire Joint,Non-Ins,2#16-4#10AWG,PK500 | Wire Joint, non-insulated, 2 #16 - 4 #10 AWG, bulk package. | M | 1000 | 500 | 500 | 565.3
07498384102 | J318-412-T | Wire Joint,Non-Ins,3#18-4#12AWG,PK200 | Wire Joint, non-insulated, 3 #18 - 4 #12 AWG, standard package. | C | 100 | 1000 | 200 | 28.59
07498338059 | JMCB-X | CHAINING BRACKET,PK10 | Chaining bracket to extend J-Mod® capacity one level. Capacity: three levels maximum. For use with all single-level mounting brackets listed below. | PC | 1 | 10 | 10 | 6.46
07498338188 | JMCMB25-1-X | SINGLE-LEVEL CEILING MOUNT BRACKET,PK10 | Single-level ceiling mount bracket with one 1/4 (M6) mounting hole. | PC | 1 | 10 | 10 | 3.87
07498338191 | JMCMB25-3-X | THREE-LEVEL CEILING MOUNT BRACKET,PK10 | Three-level ceiling mount bracket with one 1/4 (M6) mounting hole. Maximum capacity of six J Hooks. | PC | 1 | 10 | 10 | 5.79
07498338196 | JMDWB-1-X | SINGLE-LEVEL DROP WIRE BRACKET,PK10 | Single-level drop wire bracket. Attaches to #12 wire or 3/8 (9.5mm) threaded rod. Maximum capacity of one J Hook per level. | PC | 1 | 10 | 10 | 5.79
07498343288 | JMJH2-X20 | J-MOD,USE with BRACKETS,BLACK,PK10 | J Hook with snap lock attachments for use with all brackets listed below. Black. | PC | 1 | 10 | 10 | 4.28
07498343289 | JMJH2W-X20 | J-MOD,2.00 in,WALL MOUNT,BLACK,PK10 | J Hook for wall mount applications only. Two 1/4 (M6) mounting holes for user supplied screws. | PC | 1 | 10 | 10 | 4.64
07498339533 | JMSBCB87-1-X | SINGLE-LEVEL SCREW-ON BEAM CLAMP,PK10 | Single-level screw-on beam clamp bracket for use with flanges up to 3/4 (19.1mm) thick. | PC | 1 | 10 | 10 | 9.03
07498339534 | JMSBCB87-3-X | THREE-LEVEL SCREW-ON BEAM CLAMP,PK10 | Three-level screw-on beam clamp bracket for use with flanges up to 3/4 (19.1mm) thick. Maximum capacity of six J Hooks. | PC | 1 | 10 | 10 | 11.62
07498338200 | JMTRB38-3-X | THREE-LEVEL THREADED ROD BRACKET,PK10 | Three-level threaded rod bracket. Accepts 1/4" - 3/8" (6.4mm - 9.5mm) threaded rod. Maximum capacity of six J Hooks. | PC | 1 | 10 | 10 | 8.72
07498384000 | JN218-216-C | Wire Joint,Nylon Ins,CMA 1284-5160,PK100 | The JN218-216-C is a nylon insulated wire joint designed to accommodate multiple wire sizes in varying combinations with just one crimp. Barrel of terminal internally beveled to provide quick and easy wire insertion. | C | 100 | 100 | 100 | 46.58
07498384001 | JN218-216-M | Wire Joint,Nylon Ins,CMA1284-5160,PK1000 | The JN218-216-M is a nylon insulated wire joint designed to accommodate multiple wire sizes in varying combinations with just one crimp. Barrel of terminal internally beveled to provide quick and easy wire insertion. | M | 1000 | 1000 | 1000 | 226.7
07498383998 | JN224-318-C | Wire Joint,Nylon Ins,CMA 808-5160,PK100 | Wire Joint, nylon insulated, 2 #24 - 2 #16 AWG, standard package. | C | 100 | 500 | 100 | 47.91
07498383999 | JN224-318-M | Wire Joint,Nylon Ins,CMA808-5160,PK1000 | The JN224-318-M is a nylon insulated wire joint designed to accommodate multiple wire sizes in varying combinations with just one crimp. Barrel of terminal internally beveled to provide quick and easy wire insertion. | M | 1000 | 1000 | 1000 | 226.7
07498384004 | JN314-412-C | Wire Joint,Nylon,CMA 10320-26120,PK100 | The JN314-412-C is a nylon insulated wire joint designed to accommodate multiple wire sizes in varying combinations with just one crimp. Barrel of terminal internally beveled to provide quick and easy wire insertion. | C | 100 | 100 | 100 | 89.95
07498384002 | JN418-212-C | Wire Joint,Nylon,CMA 6480-14750,PK100 | The JN418-212-C is a nylon insulated wire joint designed to accommodate multiple wire sizes in varying combinations with just one crimp. Barrel of terminal internally beveled to provide quick and easy wire insertion. | C | 100 | 100 | 100 | 72.01
07498339994 | JN418-212-D | Wire Joint,Nylon,CMA 6480-14750,PK500 | The JN418-212-D is a nylon insulated wire joint designed to accommodate multiple wire sizes in varying combinations with just one crimp. Barrel of terminal internally beveled to provide quick and easy wire insertion. | M | 1000 | 500 | 500 | 419.74
07498396635 | JP131CMB-L20 | J-PRO,1.31 in,CEILING MOUNT,BL,PK50 | StrongHold JP2CMB-L20 J-Hook with Ceiling Mount Bracket has a patented design, featuring complete horizontal and vertical 1” bend radius control, which prevents pinch points and degradation of cable performance. They are suitable for use in air handling s | C | 100 | 50 | 50 | 419.52
07498344050 | JP131CP-L20 | J-PRO,1.31 in,C-PURLIN CLIP,BL,PK50 | J-PRO Cable support system, with c-purlin clip for use with vertical flanges up to 1/4 (6.4mm) thick, 1.31 (33.3mm) max. bundle capacity, nylon 6.6 with metal attachments, black, 50 pc. package quantity. | C | 100 | 50 | 50 | 461.47
07498344040 | JP131DW-L20 | J-PRO,1.31 in,DROP WIRE CLIP,BL,PK50 | Panduit JP131DW-L20 J-Hook with Drop Wire and Rod Clip has a patented design, featuring complete horizontal and vertical 1” bend radius control, which prevents pinch points and degradation of cable performance. They are suitable for use in air handling sp | C | 100 | 50 | 50 | 428.41
07498397705 | JP131HBC25RBL20 | J-PRO,1.31 in,1/4 HMR-ON,ROTATES,BL,PK50 | StrongHold JP131HBC25RB-L20 J-Pro™ J hook with Hammer-On Beam Clamps have a patented design, featuring complete horizontal and vertical 1" bend radius control as well as 360 degree rotation. This feature prevents pinch points and degradation of cable perf | C | 100 | 50 | 50 | 576.87
07498397707 | JP131HBC50RBL20 | J-PRO,1.31 in,1/2 HMR-ON,ROTATES,BL,PK50 | StrongHold JP131HBC50RB-L20 J-Pro™ J hook with Hammer-On Beam Clamps have a patented design, featuring complete horizontal and vertical 1" bend radius control as well as 360 degree rotation. This feature prevents pinch points and degradation of cable perf | C | 100 | 50 | 50 | 620.02
07498397718 | JP131HBC75RBL20 | J-Pro,1.31 in with 3/4 Hmr-on Beam,PK50 | J-PRO Cable support system, with hammer-on beam clamp for use with flanges 9/16 3/4 (14.3mm 19.1mm) thick, rotates 360 degrees, 1.31 (33.3 mm) max. bundle capacity, nylon 6.6 with metal attachments, black, 50 pc. package quantity. | C | 100 | 50 | 50 | 671.46
07498344041 | JP131SBC50-L20 | J-PRO,1.31 in,1/2 SCREW-ON CLAMP,BL,PK50 | J-PRO Cable support system, with screw-on beam clamp for use with flanges up to 1/2 (12.7mm) thick, 1.31 (33.3 mm) max. bundle capacity, nylon 6.6 with metal attachments, black, 50 pc. package quantity. | C | 100 | 50 | 50 | 535.32
07498301615 | JP131SBC50RB-L | J-PRO,1.31 in,1/2 SCR-ON,ROTATE,NAT,PK50 | J-PRO Cable support system, with screw-on beam clamp for use with flanges up to 1/2 (12.7mm) thick, rotates 360 degrees, 1.31 (33.3 mm) max. bundle capacity, nylon 6.6 with metal attachments, natural, 50 pc. package quantity. | C | 100 | 50 | 50 | 720.2
07498397729 | JP131SBC50RBL20 | J-PRO,1.31 in,1/2 SCR-ON,ROTATES,BL,PK50 | StrongHold JP131SBC50RB-L20 J-Pro™ J hook with Screw-On Beam Clamps have a patented design, featuring complete horizontal and vertical 1" bend radius control as well as 360 degree rotation. This feature prevents pinch points and degradation of cable perfo | C | 100 | 50 | 50 | 596.42
07498344053 | JP131SBC87-L20 | J-PRO,1.31 in,3/4 SCREW-ON CLAMP,BL,PK50 | StrongHold JP131SBC87-L20 J-Pro™ J hook with Screw-On Beam Clamps have a patented design, featuring complete horizontal and vertical 1" bend radius control. This feature prevents pinch points and degradation of cable performance. They are suitable for use | C | 100 | 50 | 50 | 608.77
07498397730 | JP131SBC87RBL20 | J-PRO,1.31 in,3/4 SCR-ON,ROTATES,BL,PK50 | StrongHold JP131SBC87RB-L20 J-Pro™ J hook with Screw-On Beam Clamps have a patented design, featuring complete horizontal and vertical 1" bend radius control as well as 360 degree rotation. This feature prevents pinch points and degradation of cable perfo | C | 100 | 50 | 50 | 699.7
07498344051 | JP131UF100-L20 | J-PRO,1.31 in,UNDER FLR PED CLMP,BL,PK50 | J-PRO Cable support system, with underfloor clamp for use with pedestal support 7/8 square or 1 1/8 - 1 3/8 in diameter, 1.31 (33.3 mm) max. bundle capacity, nylon 6.6 with metal attachments, black, 50 pc. package quantity. | C | 100 | 50 | 50 | 437.14
07498340869 | JP131W-L2 | J-PRO,1.31in,WALL MT 1/4"SCR,RD,PK50 | J-PRO Cable support system, for wall mount applications, one 1/4 (M6) mounting hole for user supplied screw, 1.31 (33.3 mm) max. bundle capacity, nylon 6.6 with metal attachments, red, 50 pc. package quantity. | C | 100 | 50 | 50 | 362.74
07498344038 | JP131W-L20 | J-PRO,1.31 in,WALL MOUNT,BL,PK50 | StrongHold JP131W-L20 J-Pro™ J hook with Wall Mount Bracket have a patented design, featuring complete horizontal and vertical 1" bend radius control. This feature prevents pinch points and degradation of cable performance. They are suitable for use in ai | C | 100 | 100 | 50 | 290.36
07498396633 | JP131WP2B-L20 | J-PRO,1.31 in,WALL MOUNT BRKT, BL,PK50 | J-PRO Cable support system, for powder actuated installation on walls, one 5/32 (M4) mounting hole for user supplied fasteners, 1.31 (33.3 mm) max. bundle capacity, nylon 6.6 with metal attachments, black, 50 pc. package quantity. | C | 100 | 100 | 50 | 318.1
07498344049 | JP131ZP-L20 | J-PRO,1.31 in,Z-PURLIN CLIP,BL,PK50 | J-PRO Cable support system, with z-purlin clip for use with angled flanges up to 1/4 (6.4mm) thick, , 1.31 (33.3 mm) max. bundle capacity, nylon 6.6 with metal attachments, black, 50 pc. package quantity. | C | 100 | 50 | 50 | 461.45
61305625940 | JP2CMB-L | J-Pro Cable Support System with Ceiling | J-Pro Cable Support System with Ceiling Mount, White | C | 100 | 50 | 50 | 586.44
07498396611 | JP2CMB-L20 | J-PRO,2.00 in,CEILING MOUNT,BL,PK50 | Panduit JP2CMB-L20 J-Hook with Ceiling Mount Bracket has a patented design, featuring complete horizontal and vertical 1” bend radius control, which prevents pinch points and degradation of cable performance. They are suitable for use in air handling spac | C | 100 | 50 | 50 | 485.67
61305639577 | JP2CMB-L6 | J-Pro Cable Support System Ceiling Mount | J-PRO Cable support system, with ceiling mount bracket that has one 3/16 (M5), 1/4 (M6), and 3/8 (M10) mounting hole, 2.00 (50.8mm) max. bundle capacity, nylon 6.6 with metal attachments, blue, 50 pc. package quantity. | C | 100 | 50 | 50 | 540.16
07498357125 | JP2CP-L20 | J-PRO,2.00 in,C-PURLIN CLIP,BL,PK50 | J-PRO Cable support system, with c-purlin clip for use with vertical flanges up to 1/4 (6.4mm) thick, 2.00 (50.8mm) max. bundle capacity, nylon 6.6 with metal attachments, black, 50 pc. package quantity. | C | 100 | 50 | 50 | 530.91
07498310110 | JP2DW-L | J-PRO,2.00 in,DROP WIRE CLIP,RED,PK50 | J-PRO Cable support system, with clip for use with #12 wire and threaded rod up to 3/8 (9.5mm) in diameter or 1/8 - 1/4 (3.2mm - 6.4mm), 2.00 (50.8mm) max. bundle capacity, nylon 6.6 with metal attachments, natural, 50 pc. package quantity. nylon 6.6 with | C | 100 | 50 | 50 | 596.76
07498301339 | JP2DW-L2 | J-PRO,2.00 in,DROP WIRE CLIP,NAT,PK50 | J-PRO Cable support system, with clip for use with #12 wire and threaded rod up to 3/8 (9.5mm) in diameter or 1/8 - 1/4 (3.2mm - 6.4mm), 2.00 (50.8mm) max. bundle capacity, nylon 6.6 with metal attachments, red, 50 pc. package quantity. | C | 100 | 50 | 50 | 596.76
07498357115 | JP2DW-L20 | J-PRO,2.00 in,DROP WIRE CLIP,BL,PK50 | Panduit JP2DW-L20 J-Hook with Drop Wire and Rod Clip has a patented design, featuring complete horizontal and vertical 1” bend radius control, which prevents pinch points and degradation of cable performance. They are suitable for use in air handling spac | C | 100 | 50 | 50 | 494.22
07498307914 | JP2DW-L6 | J-PRO,2.00 in,DROP WIRE CLIP,BU,PK50 | J-PRO Cable support system, with clip for use with #12 wire and threaded rod up to 3/8 (9.5mm) in diameter or 1/8 - 1/4 (3.2mm - 6.4mm), 2.00 (50.8mm) max. bundle capacity, nylon 6.6 with metal attachments, blue, 50 pc. package quantity. | C | 100 | 50 | 50 | 596.76
61305658018 | JP2HBC25RB-L | J-Pro Cable Support System Hammer-On Bea |  | C | 100 | 50 | 50 | 621.34
07498396613 | JP2HBC25RB-L20 | J-PRO,2.00 in,1/4 HMR-ON,ROTATES,BL,PK50 | StrongHold JP2HBC25RB-L20 J-Pro™ J hook with Hammer-On Beam Clamps have a patented design, featuring complete horizontal and vertical 1" bend radius control as well as 360 degree rotation. This feature prevents pinch points and degradation of cable perfor | C | 100 | 50 | 50 | 648.03
07498396625 | JP2HBC50RB-L20 | J-PRO,2.00 in,1/2 HMR-ON,ROTATES,BL,PK50 | StrongHold JP2HBC50RB-L20 J-Pro™ J hook with Hammer-On Beam Clamps have a patented design, featuring complete horizontal and vertical 1" bend radius control as well as 360 degree rotation. This feature prevents pinch points and degradation of cable perfor | C | 100 | 50 | 50 | 656.63
07498396639 | JP2HBC75RB-L20 | J-PRO,2.00 in,3/4 HMR-ON,ROTATES,BL,PK50 | J-PRO Cable support system, with hammer-on beam clamp for use with flanges 9/16 3/4 (14.3mm 19.1mm) thick, rotates 360 degrees, 2.00 (50.8mm) max. bundle capacity, nylon 6.6 with metal attachments, black, 50 pc. package quantity. | C | 100 | 50 | 50 | 740.88
07498357118 | JP2SBC50-L20 | J-PRO,2.00 in,1/2 SCREW-ON CLAMP,BL,PK50 | J-PRO Cable support system, with screw-on beam clamp for use with flanges up to 1/2 (12.7mm) thick, 2.00 (50.8mm) max. bundle capacity, nylon 6.6 with metal attachments, black, 50 pc. package quantity. | C | 100 | 50 | 50 | 575.88
07498396610 | JP2SBC50RB-L | J-PRO,2.00 in,1/2 SCR-ON,ROTATE,NAT,PK50 | J-PRO Cable support system, with screw-on beam clamp for use with flanges up to 1/2 (12.7mm) thick, rotates 360 degrees, 2.00 (50.8mm) max. bundle capacity, nylon 6.6 with metal attachments, natural, 50 pc. package quantity. nylon 6.6 with metal attachmen | C | 100 | 50 | 50 | 838.07
07498396615 | JP2SBC50RB-L20 | J-PRO,2.00 in,1/2 SCR-ON,ROTATES,BL,PK50 | Panduit JP2SBC50RB-L20 J-Hook Screw on Beam Clamp has a patented design, featuring complete horizontal and vertical 1” bend radius control which prevents pinch points and degradation of cable performance. They are suitable for use in air handling spaces a | C | 100 | 50 | 50 | 662.51
07498353369 | JP2SBC87-L20 | J-PRO,2.00 in,3/4 SCREW-ON CLMP,BL,PK50 | StrongHold JP2SBC87-L20 J-Pro™ J hook with Screw-On Beam Clamps have a patented design, featuring complete horizontal and vertical 1" bend radius control. This feature prevents pinch points and degradation of cable performance. They are suitable for use i | C | 100 | 50 | 50 | 678.75
07498396624 | JP2SBC87RB-L20 | J-PRO,2.00 in,3/4 SCR-ON,ROTATES,BL,PK50 | StrongHold JP2SBC87RB-L20 J-Pro™ J hook with Screw-On Beam Clamps have a patented design, featuring complete horizontal and vertical 1" bend radius control as well as 360 degree rotation. This feature prevents pinch points and degradation of cable perform | C | 100 | 50 | 50 | 733.03
07498357126 | JP2UF100-L20 | J-PRO,2.00 in,UNDER FLR PED CLMP,BL,PK50 | J-PRO Cable support system, with underfloor clamp for use with pedestal support 7/8 square or 1 1/8 - 1 3/8 in diameter, 2.00 (50.8mm) max. bundle capacity, nylon 6.6 with metal attachments, black, 50 pc. package quantity. | C | 100 | 50 | 50 | 482.48
07498312199 | JP2W-L | J-PRO,2.00 in,WALL MOUNT,NAT,PK50 | J-PRO Cable support system, for wall mount applications, one 1/4 (M6) mounting hole for user supplied screw, 2.00 (50.8mm) max. bundle capacity, nylon 6.6 with metal attachments, natural, 50 pc. package quantity. nylon 6.6 with metal attachments, natural, | C | 100 | 50 | 50 | 460.94
07498301338 | JP2W-L2 | J-PRO,2.00 in,WALL MOUNT,RED,PK50 | J-PRO Cable support system, for wall mount applications, one 1/4 (M6) mounting hole for user supplied screw, 2.00 (50.8mm) max. bundle capacity, nylon 6.6 with metal attachments, red, 50 pc. package quantity. | C | 100 | 50 | 50 | 482.88
07498357112 | JP2W-L20 | J-PRO,2.00 in,WALL MOUNT,BL,PK50 | Panduit JP2W-L20 J-Hook for wall mount application have a patented design, featuring complete horizontal and vertical 1" bend radius control, which prevents pinch points and degradation of cable performance. They are suitable for use in air handling space | C | 100 | 50 | 50 | 350.77
07498312596 | JP2W-L3 | J-PRO,2.00 in,WALL MOUNT,OR,PK50 | J-PRO Cable support system, for wall mount applications, one 1/4 (M6) mounting hole for user supplied screw, 2.00 (50.8mm) max. bundle capacity, nylon 6.6 with metal attachments, orange, 50 pc. package quantity. | C | 100 | 50 | 50 | 460.94
07498307912 | JP2W-L6 | J-PRO,2.00 in,WALL MOUNT,BU,PK50 | J-PRO Cable support system, for wall mount applications, one 1/4 (M6) mounting hole for user supplied screw, 2.00 (50.8mm) max. bundle capacity, nylon 6.6 with metal attachments, blue, 50 pc. package quantity. | C | 100 | 50 | 50 | 460.94
07498396602 | JP2WP2B-L20 | J-PRO,2.00 in,WALL MOUNT BRKT,BL,PK50 | J-PRO Cable support system, for powder actuated installation on walls, one 5/32 (M4) mounting hole for user supplied fasteners, 2.00 (50.8mm) max. bundle capacity, nylon 6.6 with metal attachments, black, 50 pc. package quantity. | C | 100 | 50 | 50 | 384.22
07498357124 | JP2ZP-L20 | J-PRO,2.00 in,Z-PURLIN CLIP,BL,PK50 | J-PRO Cable support system, with z-purlin clip for use with angled flanges up to 1/4 (6.4mm) thick, 2.00 (50.8mm) max. bundle capacity, nylon 6.6 with metal attachments, black, 50 pc. package quantity. | C | 100 | 50 | 50 | 530.91
07498396614 | JP4CMB-X20 | J-PRO,4.00 in,CEILING MOUNT,BL,PK10 | StrongHold JP4CMB-X20 J-Hook with Ceiling Mount Bracket has a patented design, featuring complete horizontal and vertical 1” bend radius control, which prevents pinch points and degradation of cable performance. They are suitable for use in air handling s | C | 100 | 10 | 10 | 886.54
61305602291 | JP4DW-X20 | J-Pro Cable Support System Drop Wire and | Panduit JP4DW-X20 J-Hook with Drop Wire and Rod Clip has a patented design, featuring complete horizontal and vertical 1" bend radius control, which prevents pinch points and degradation of cable performance. They are suitable for use in air handling spac | C | 100 | 10 | 10 | 932.64
61305658019 | JP4HBC25RB-X | J-Pro Cable Support System Hammer-On Bea | J-Pro Cable Support System Hammer-On Beam Clamps, Natural | C | 100 | 10 | 10 | 985.97
07498397733 | JP4HBC25RB-X20 | J-PRO,4.00 in,1/4 HMR-ON,ROTATES,BL,PK10 | StrongHold JP4HBC25RB-X20 J-Pro™ J hook with Hammer-On Beam Clamps have a patented design, featuring complete horizontal and vertical 1" bend radius control as well as 360 degree rotation. This feature prevents pinch points and degradation of cable perfor | C | 100 | 10 | 10 | 995.45
07498397737 | JP4HBC50RB-X20 | J-PRO,4.00 in,1/2 HMR-ON,ROTATE,BL,PK10 | StrongHold JP4HBC50RB-X20 J-Pro™ J hook with Hammer-On Beam Clamps have a patented design, featuring complete horizontal and vertical 1" bend radius control as well as 360 degree rotation. This feature prevents pinch points and degradation of cable perfor | C | 100 | 10 | 10 | 1001.11
07498397738 | JP4HBC75RB-X20 | J-PRO,4.00 in,3/4 HMR-ON,ROTATE,BL,PK10 | J-PRO Cable support system, with hammer-on beam clamp for use with flanges 9/16 3/4 (14.3mm 19.1mm) thick, rotates 360 degrees, 4.00 (101.6mm) max. bundle capacity, nylon 6.6 with metal attachments, black, 10 pc. package quantity. | C | 100 | 10 | 10 | 1102.58
07498344059 | JP4SBC50-X20 | J-PRO,4.00 in,1/2 SCREW-ON CLMP,BL,PK10 | J-PRO Cable support system, with screw-on beam clamp for use with flanges up to 1/2 (12.7mm) thick, 4.00 (101.6mm) max. bundle capacity, nylon 6.6 with metal attachments, black, 10 pc. package quantity. | C | 100 | 10 | 10 | 966.38
07498397739 | JP4SBC50RB-X | J-PRO,4.00in,1/2 SCREW-ON CLMP,NAT,PK10 | J-PRO Cable support system, with screw-on beam clamp for use with flanges up to 1/2 (12.7mm) thick, rotates 360 degrees, 4.00 (101.6mm) max. bundle capacity, nylon 6.6 with metal attachments, natural, 10 pc. package quantity. | C | 100 | 10 | 10 | 1157.98
07498397741 | JP4SBC50RB-X20 | J-PRO,4.00 in,1/2 SCR-ON,ROTATES,BL,PK10 | StrongHold JP4SBC50RB-X20 J-Pro™ J hook with Screw-On Beam Clamps have a patented design, featuring complete horizontal and vertical 1" bend radius control as well as 360 degree rotation. This feature prevents pinch points and degradation of cable perform | C | 100 | 10 | 10 | 1006.94
07498363697 | JP4SBC87-X | J-PRO,4.00 in,3/4 SCREW-ON CLMP,NAT,PK10 | J-Pro Cable Support System Screw-On Beam Clamp | C | 100 | 10 | 10 | 1279.7
07498344073 | JP4SBC87-X20 | J-PRO,4.00 in,3/4 SCREW-ON CLMP,BL,PK10 | StrongHold JP4SBC87-X20 J-Pro™ J hook with Screw-On Beam Clamps have a patented design, featuring complete horizontal and vertical 1" bend radius. This feature prevents pinch points and degradation of cable performance. They are suitable for use in air ha | C | 100 | 10 | 10 | 1062.2
07498397742 | JP4SBC87RB-X20 | J-PRO,4.00 in,3/4 SCR-ON,ROTATES,BL,PK50 | StrongHold JP4SBC87RB-X20 J-Pro™ J hook with Screw-On Beam Clamps have a patented design, featuring complete horizontal and vertical 1" bend radius control as well as 360 degree rotation. This feature prevents pinch points and degradation of cable perform | C | 100 | 10 | 10 | 1101.9
07498344070 | JP4UF100-X20 | J-PRO,4.00 in,UNDER FLR PED CLMP,BL,PK10 | J-PRO Cable support system, with underfloor clamp for use with pedestal support 7/8 square or 1 1/8 - 1 3/8 in diameter, 4.00 (101.6mm) max. bundle capacity, nylon 6.6 with metal attachments, black, 10 pc. package quantity. | C | 100 | 10 | 10 | 866.85
07498310159 | JP4W-X | J-PRO,4.00 in,WALL MOUNT,NAT,PK10 | J-PRO Cable support system, for wall mount applications, one 1/4 (M6) mounting hole for user supplied screw, 4.00 (101.6mm) max. bundle capacity, nylon 6.6 with metal attachments, natural, 10 pc. package quantity. | C | 100 | 10 | 10 | 878.05
07498344056 | JP4W-X20 | J-PRO,4.00 in,WALL MOUNT,BL,PK10 | StrongHold JP4W-X20 J-Pro™ J hook with Wall Mount Bracket have a patented design, featuring complete horizontal and vertical 1" bend radius control. This feature prevents pinch points and degradation of cable performance. They are suitable for use in air | C | 100 | 50 | 10 | 682.01
07498396638 | JP4WP2B-X20 | J-PRO,4.00 in,WALL MOUNT BRKT,BL,PK10 | J-PRO Cable support system, for powder actuated installation on walls, one 5/32 (M4) mounting hole for user supplied fasteners, 4.00 (101.6mm) max. bundle capacity, nylon 6.6 with metal attachments, black, 10 pc. package quantity. | C | 100 | 10 | 10 | 728.67
07498344067 | JP4ZP-X20 | J-PRO,4.00 in,Z-PURLIN CLIP,BL,PK10 | J-PRO Cable support system, with z-purlin clip for use with angled flanges up to 1/4 (6.4mm) thick, 4.00 (101.6mm) max. bundle capacity, nylon 6.6 with metal attachments, black, 10 pc. package quantity. | C | 100 | 10 | 10 | 935.13
07498331766 | JP75CMB-L20 | J-PRO,.75 in,CEILING MOUNT,BL,PK50 | StrongHold JP75CMB-L20 J-Hook with Ceiling Mount Bracket has a patented design, featuring complete horizontal and vertical 1” bend radius control, which prevents pinch points and degradation of cable performance. They are suitable for use in air handling | C | 100 | 100 | 50 | 293.15
07498344031 | JP75CP-L20 | J-PRO,.75 in,C-PURLIN CLIP,BL,PK50 | J-PRO Cable support system, with c-purlin clip for use with vertical flanges up to 1/4 (6.4mm) thick, 0.75 (19.0mm) max. bundle capacity, nylon 6.6 with metal attachments, black, 50 pc. package quantity. | C | 100 | 100 | 50 | 328.76
07498301335 | JP75DW-L2 | J-PRO,.75 in,DROP WIRE CLIP,RED,PK50 | J-PRO Cable support system, with clip for use with #12 wire and threaded rod up to 3/8 (9.5mm) in diameter or 1/8 - 1/4 (3.2mm - 6.4mm), 0.75 (19.0mm) max. bundle capacity, nylon 6.6 with metal attachments, red, 50 pc. package quantity. | C | 100 | 50 | 50 | 365
07498344022 | JP75DW-L20 | J-PRO,.75 in,DROP WIRE CLIP,BL,PK50 | Panduit JP75DW-L20 J-Hook with Drop Wire and Rod Clip has a patented design, featuring complete horizontal and vertical 1" bend radius control, which prevents pinch points and degradation of cable performance. They are suitable for use in air handling spa | C | 100 | 100 | 50 | 302.29
07498397743 | JP75HBC25RB-L20 | J-PRO,.75 in,1/4 HMR-ON,ROTATES,BL,PK50 | StrongHold JP75HBC25RB-L20 J-Pro™ J hook with Hammer-On Beam Clamps have a patented design, featuring complete horizontal and vertical 1" bend radius control as well as 360 degree rotation. This feature prevents pinch points and degradation of cable perfo | C | 100 | 50 | 50 | 426.94
07498397745 | JP75HBC50RB-L2 | J-PRO,.75 in,1/2 HMR-ON,ROTATES,RED,PK50 | J-PRO Cable support system, with hammer-on beam clamp for use with flanges 5/16 1/2 (7.9mm 12.7mm) thick, rotates 360 degrees, 0.75 (19.0mm) max. bundle capacity, nylon 6.6 with metal attachments, red, 50 pc. package quantity. | C | 100 | 50 | 50 | 507.78
07498397746 | JP75HBC50RB-L20 | J-PRO,.75 in,1/2 HMR-ON,ROTATES,BL,PK50 | StrongHold JP75HBC50RB-L20 J-Pro™ J hook with Hammer-On Beam Clamps have a patented design, featuring complete horizontal and vertical 1" bend radius control as well as 360 degree rotation. This feature prevents pinch points and degradation of cable perfo | C | 100 | 50 | 50 | 441.55
07498397747 | JP75HBC75RB-L20 | J-PRO,.75 in,3/4 HMR-ON,ROTATES,BL,PK50 | J-PRO Cable support system, with hammer-on beam clamp for use with flanges 9/16 3/4 (14.3mm 19.1mm) thick, rotates 360 degrees, 0.75 (19.0mm) max. bundle capacity, nylon 6.6 with metal attachments, black, 50 pc. package quantity. | C | 100 | 50 | 50 | 512.82
07498344023 | JP75SBC50-L20 | J-PRO,.75 in,1/2 SCREW-ON CLMP,BL,PK50 | J-PRO Cable support system, with screw-on beam clamp for use with flanges up to 1/2 (12.7mm) thick, 0.75 (19.0mm) max. bundle capacity, nylon 6.6 with metal attachments, black, 50 pc. package quantity. | C | 100 | 50 | 50 | 402.57
07498397732 | JP75SBC50RB-L20 | J-PRO,.75 in,1/2 SCR-ON,ROTATE,BL,PK50 | StrongHold JP75SBC50RB-L20 J-Pro™ J hook with Screw-On Beam Clamps have a patented design, featuring complete horizontal and vertical 1" bend radius as well as 360 degree rotation. This feature prevents pinch points and degradation of cable performance. T | C | 100 | 50 | 50 | 470.04
07498344035 | JP75SBC87-L20 | J-PRO,.75 in,3/4 SCREW-ON CLMP,BL,PK50 | StrongHold JP75SBC87-L20 J-Pro™ J hook with Screw-On Beam Clamps have a patented design, featuring complete horizontal and vertical 1" bend radius. This feature prevents pinch points and degradation of cable performance. They are suitable for use in air h | C | 100 | 50 | 50 | 498.16
07498397754 | JP75SBC87RB-L20 | J-PRO,.75 in,3/4 SCR-ON,ROTATE,BL,PK50 | StrongHold JP75SBC87RB-L20 J-Pro™ J hook with Screw-On Beam Clamps have a patented design, featuring complete horizontal and vertical 1" bend radius as well as 360 degree rotation. This feature prevents pinch points and degradation of cable performance. T | C | 100 | 50 | 50 | 566.51
07498344032 | JP75UF100-L20 | J-PRO,.75 in,UNDER FLR PED CLMP,BL,PK50 | J-PRO Cable support system, with underfloor clamp for use with pedestal support 7/8 square or 1 1/8 - 1 3/8 in diameter, 0.75 (19.0mm) max. bundle capacity, nylon 6.6 with metal attachments, black, 50 pc. package quantity. | C | 100 | 100 | 50 | 304.44
07498301334 | JP75W-L2 | J-PRO,.75 in,WALL MOUNT,RED,PK50 | J-PRO Cable support system, for wall mount applications, one 1/4 (M6) mounting hole for user supplied screw, 0.75 (19.0mm) max. bundle capacity, nylon 6.6 with metal attachments, red, 50 pc. package quantity. | C | 100 | 100 | 50 | 210.52
07498344020 | JP75W-L20 | J-PRO,.75 in,WALL MOUNT,BL,PK50 | StrongHold JP75W-L20 J-Pro™ J hook with Wall Mount Bracket have a patented design, featuring complete horizontal and vertical 1" bend radius control. This feature prevents pinch points and degradation of cable performance. They are suitable for use in air | C | 100 | 100 | 50 | 168.52
07498397111 | JP75WP2B-L20 | J-PRO,.75 in,WALL MOUNT BRKT,BL,PK50 | J-PRO Cable support system, for powder actuated installation on walls, one 5/32 (M4) mounting hole for user supplied fasteners, 0.75 (19.0mm) max. bundle capacity, nylon 6.6 with metal attachments, black, 50 pc. package quantity. | C | 100 | 100 | 50 | 184.6
07498344029 | JP75ZP-L20 | J-PRO,.75 in,Z-PURLIN CLIP,BL,PK50 | J-PRO Cable support system, with z-purlin clip for use with angled flanges up to 1/4 (6.4mm) thick, 0.75 (19.0mm) max. bundle capacity, nylon 6.6 with metal attachments, black, 50 pc. package quantity. | C | 100 | 100 | 50 | 328.76
07498386225 | K-1000 | Empty Steel Terminal Kit Box | Empty steel box, 20 terminal compartments and one tool compartment, dimensions: 2.00H x 13.33W x 9.33D (50.8mm x 338.6mm x 237.0mm). | PK | 1 | 1 | 1 | 96.94
07498379730 | K-1102Y | Vinyl Terminal Kit in Steel Box | Includes the following: (100) PV18-6LF; PV18-8LF; PV14-8LF; PV14-10LF; BSV18X; BSV14X; (50) PV10-10LF; BSV10X; (1) CT-100A tool; K-1000 box. | KT | 1 | 1 | 1 | 786.52
07498379731 | K-1103Y | Disconnect Kit in Steel Box | Includes the following: (100) DV18-250B; DV14-250B; DV14-250MB; D18-250; D14-250; (50) DV10-250; D10-250; (1) CT-100A tool; K-1000 box. | KT | 1 | 1 | 1 | 758.93
07498386234 | K-1104 | Nylon Terminal Kit in Steel Box | Includes the following: (50) PN18-10R; PN14-6R; PN14-10R; PN18-6F; PN14-6F; PN14-10F; (25) PN10-10R; PN10-56R; PN10-10F; BSN14; BSN10; JN418-212; (1) CT-100A tool; K-1000 box. | PK | 1 | 1 | 1 | 823.38
07498386100 | K-205 | CableTie,TerminalKit,SteelBox,EA | Kit for Indoor Use Pan-Ty® Cable Ties, cable tie installation tool, terminals, splices and crimp tool: (1) GTS-E tool(1) CT-100A crimp toolNatural Nylon 6.6 Cable Ties(100) PLT1M(100) PLT1.5I(100) PLT2STerminals (100) PV18-6LF (100) PV14-8LF (100) PV14-10 | KT | 1 | 1 | 1 | 679.37
07498350406 | K1-PNKIT | Nylon Terminal Industrial Maint Kit | The K1-PNKIT Industrial Maintenance Kit provides individual compartments for storing Panduit Terminals. The kit includes a wide variety of Panduit Terminals, Cable Ties, Disconnects, and Splices. Once the top is closed, the products are organized and rema | KT | 1 | 1 | 1 | 698.53
07498376004 | K2-BLD2 | Blade Kit,GS2B,GS2BL,PPTS Tools,EA | Blade Replacement Kit for GS2B and PPTS (all versions). | KT | 1 | 5 | 1 | 41.53
07498379732 | K2-PVKITY | Vinyl Terminal Industrial Maint Kit | The K2-PVKITY Industrial Maintenance Kit provides individual compartments for storing Panduit Terminals. The kit includes a wide variety of Panduit Terminals, Cable Ties, Disconnects, Splices and, Wire Joints. Once the top is closed, the products are orga | KT | 1 | 1 | 1 | 535.52
07498362313 | K4EH-BLD | Replacement Blade Kit,GS4EH Tool,EA | Blade Replacement Kit for GS4EH Series. | PC | 1 | 5 | 1 | 64.95
07498375922 | K4H-BLD | Replacement Blade Kit,GS4H Tool,EA | Blade Replacement Kit for GS4H Series (3-screw blade guard only). | KT | 1 | 5 | 1 | 40.36
07498375915 | K4M-BLD | Blade Replacement Kit For GS4MT,EA | Replacement cutter blade for GS4MT. | KT | 1 | 1 | 1 | 156.16
07498375923 | K4MTG | Gripper Replacement Kit For GS4MT,EA | Replacement tension gripper for GS4MT. | KT | 1 | 1 | 1 | 284.65
61305617432 | KA22-1 | Aluminum Hex Die, 6 ton, #1 AWG. | KA22 Series, Aluminum Hex Die, 6 ton, #1 AWG. | PC | 1 | 1 | 1 | 182.05
61305617433 | KA22-1/0 | Aluminum Hex Die, 6 ton, 1/0 AWG. | KA22 Series, Aluminum Hex Die, 6 ton, 1/0 AWG. | PC | 1 | 1 | 1 | 184.17
61305617431 | KA22-2 | Aluminum Hex Die, 6 ton, #2 AWG. | KA22 Series, Aluminum Hex Die, 6 ton, #2 AWG. | PC | 1 | 1 | 1 | 182.05
61305617434 | KA22-2/0 | Aluminum Hex Die, 6 ton, 2/0 AWG. | KA22 Series, Aluminum Hex Die, 6 ton, 2/0 AWG. | PC | 1 | 1 | 1 | 192.95
61305617437 | KA22-250 | Aluminum Hex Die, 6 ton, 250 kcmil. | KA22 Series, Aluminum Hex Die, 6 ton, 250 kcmil. | PC | 1 | 1 | 1 | 192.95
61305617435 | KA22-3/0 | Aluminum Hex Die, 6 ton, 3/0 AWG. | KA22 Series, Aluminum Hex Die, 6 ton, 3/0 AWG. | PC | 1 | 1 | 1 | 192.95
61305617438 | KA22-300 | Aluminum Hex Die, 6 ton, 300 kcmil. | KA22 Series, Aluminum Hex Die, 6 ton, 300 kcmil. | PC | 1 | 1 | 1 | 192.95
61305617439 | KA22-350 | Aluminum Hex Die, 6 ton, 350 kcmil. | KA22 Series, Aluminum Hex Die, 6 ton, 350 kcmil. | PC | 1 | 1 | 1 | 192.95
61305617430 | KA22-4 | Aluminum Hex Die, 6 ton, #4 AWG. | KA22 Series, Aluminum Hex Die, 6 ton, #4 AWG. | PC | 1 | 1 | 1 | 182.05
61305617436 | KA22-4/0 | Aluminum Hex Die, 6 ton, 4/0 AWG. | KA22 Series, Aluminum Hex Die, 6 ton, 4/0 AWG. | PC | 1 | 1 | 1 | 192.95
61305617429 | KA22-6 | Aluminum Hex Die, 6 ton, #6 AWG. | KA22 Series, Aluminum Hex Die, 6 ton, #6 AWG. | PC | 1 | 1 | 1 | 182.05
61305617457 | KA4-1 | Aluminum Hex Die, 4 ton, #1 AWG. | KA4 Series, Aluminum Hex Die, 4 ton, #1 AWG. | PC | 1 | 1 | 1 | 183.98
61305617458 | KA4-1/0 | Aluminum Hex Die, 4 ton, 1/0 AWG. | KA4 Series, Aluminum Hex Die, 4 ton, 1/0 AWG. | PC | 1 | 1 | 1 | 183.98
61305617456 | KA4-2 | Aluminum Hex Die, 4 ton, #2 AWG. | KA4 Series, Aluminum Hex Die, 4 ton, #2 AWG. | PC | 1 | 1 | 1 | 202.37
61305617459 | KA4-2/0 | Aluminum Hex Die, 4 ton, 2/0 AWG. | KA4 Series, Aluminum Hex Die, 4 ton, 2/0 AWG. | PC | 1 | 1 | 1 | 202.37
61305617455 | KA4-4 | Aluminum Hex Die, 4 ton, #4 AWG. | KA4 Series, Aluminum Hex Die, 4 ton, #4 AWG. | PC | 1 | 1 | 1 | 202.37
61305617454 | KA4-6 | Aluminum Hex Die, 4 ton, #6 AWG. | KA4 Series, Aluminum Hex Die, 4 ton, #6 AWG. | PC | 1 | 1 | 1 | 202.37
07498353620 | KB-550 | CbleTieAssortKit,PLT Ties,EA | Assortment Pack for Indoor and Outdoor UsePan-Ty® Cable Ties:Natural Nylon 6.6(15) PLT1M(15) PLT1.5I(15) PLT2S(15) PLT3SBlack Weather Resistant Nylon 6.6 (10) PLT1M-0 (10) PLT1.5I-0(10) PLT2S-0(10) PLT3S-0 | KT | 1 | 10 | 1 | 29.73
07498362614 | KB-551 | CbleTieAssortKit,BT Ties,EA | Assortment Pack for Indoor and Outdoor UseDome-Top® Barb Ty Cable Ties:Natural Nylon 6.6(15) BT1M(15) BT1.5I(15) BT2S(15) BT3SBlack Weather Resistant Nylon 6.6(10) BT1M-0(10) BT1.5I-0(10) BT2S-0(10) BT3S-0 | KT | 1 | 10 | 1 | 31.13
07498304113 | KBGPAT | Bevel Gear & Bevel Pin & Hardware Spare |  | KT | 1 | 1 | 1
61305671765 | KC22-1 | KC22 Series Hex Crimp Die, #1 AWG | KC22 Series Hex Crimp Die, #1 AWG | PC | 1 | 1 | 1 | 165.51
61305671766 | KC22-1/0 | KC22 Series Hex Crimp Die, 1/0 AWG | KC22 Series Hex Crimp Die, 1/0 AWG | PC | 1 | 1 | 1 | 165.51
61305671764 | KC22-2 | KC22 Series Hex Crimp Die, #2 AWG | KC22 Series Hex Crimp Die, #2 AWG | PC | 1 | 1 | 1 | 165.51
61305671763 | KC22-4 | KC22 Series Hex Crimp Die, #4 AWG | KC22 Series Hex Crimp Die, #4 AWG | PC | 1 | 1 | 1 | 165.51
61305671769 | KC22-4/0 | KC22 Series Hex Crimp Die, 4/0 AWG | KC22 Series Hex Crimp Die, 4/0 AWG | PC | 1 | 1 | 1 | 165.51
61305671770 | KC22-400 | KC22 Series Hex Crimp Die, 400kcmil |  | PC | 1 | 1 | 1 | 165.51
61305671762 | KC22-6 | KC22 Series Hex Crimp Die, #6 AWG | KC22 Series Hex Crimp Die, #6 AWG | PC | 1 | 1 | 1 | 165.51
61305617465 | KC22-600B | Copper Code Hex Die, 600 kcmil. | The KC22-600B Hex style crimp die is for use with 600 kcmil copper code conductor in Panduit tools: CT-3001/ST, CT-3001/STINT, CT-3001/STUK, CT-3001/STAUS, CT-3001/TO, CT-3001/CCP, CT-3001/CCPINT, CT-3001/CCPUK, CT-3001/CCPAUS, CT-3001/CCPTO. | PC | 1 | 1 | 1 | 165.5
61305671760 | KC22-8 | KC22 Series Hex Crimp Die, #8 AWG | KC22 Series Hex Crimp Die, #8 AWG | PC | 1 | 1 | 1 | 165.51
61305617445 | KC4-1 | Copper Code Hex Die, 4 ton, #1 AWG. | Crimp die for use with #1 AWG copper Code conductor size in Panduit tools: CT-2600/L, CT-2600/LINT, CT-2600/LUK, CT-2600/LAUS, CT-2600/TO. Hex style crimp. | PC | 1 | 1 | 1 | 192.95
61305617446 | KC4-1/0 | Copper Code Hex Die, 4 ton, 1/0 AWG. | Crimp die for use with #1/0 AWG copper Code conductor size in Panduit tools: CT-2600/L, CT-2600/LINT, CT-2600/LUK, CT-2600/LAUS, CT-2600/TO. Hex style crimp. | PC | 1 | 1 | 1 | 192.95
61305617444 | KC4-2 | Copper Code Hex Die, 4 ton, #2 AWG. | Crimp die for use with #2 AWG copper Code conductor size in Panduit tools: CT-2600/L, CT-2600/LINT, CT-2600/LUK, CT-2600/LAUS, CT-2600/TO. Hex style crimp. | PC | 1 | 1 | 1 | 184.17
61305617447 | KC4-2/0 | Copper Code Hex Die, 4 ton, 2/0 AWG. | Crimp die for use with #2/0 AWG copper Code conductor size in Panduit tools: CT-2600/L, CT-2600/LINT, CT-2600/LUK, CT-2600/LAUS, CT-2600/TO. Hex style crimp. | PC | 1 | 1 | 1 | 192.95
61305617450 | KC4-250 | Copper Code Hex Die, 4 ton, 250 kcmil. | Crimp die for use with 250 kcmil copper Code conductor size in Panduit tools: CT-2600/L, CT-2600/LINT, CT-2600/LUK, CT-2600/LAUS, CT-2600/TO. Hex style crimp. | PC | 1 | 1 | 1 | 182.05
61305617448 | KC4-3/0 | Copper Code Hex Die, 4 ton, 3/0 AWG. | Crimp die for use with 3/0 AWG copper Code conductor size in Panduit tools: CT-2600/L, CT-2600/LINT, CT-2600/LUK, CT-2600/LAUS, CT-2600/TO. Hex style crimp. | PC | 1 | 1 | 1 | 192.95
61305617451 | KC4-300 | Copper Code Hex Die, 4 ton, 300 kcmil. | Crimp die for use with 300 kcmil copper Code conductor size in Panduit tools: CT-2600/L, CT-2600/LINT, CT-2600/LUK, CT-2600/LAUS, CT-2600/TO. Hex style crimp. | PC | 1 | 1 | 1 | 182.05
61305617443 | KC4-4 | Copper Code Hex Die, 4 ton, #4 AWG. | Crimp die for use with #4 AWG copper Code conductor size in Panduit tools: CT-2600/L, CT-2600/LINT, CT-2600/LUK, CT-2600/LAUS, CT-2600/TO. Hex style crimp. | PC | 1 | 1 | 1 | 184.17
61305617449 | KC4-4/0 | Copper Code Hex Die, 4 ton, 4/0 AWG. | Crimp die for use with #4/0 AWG copper Code conductor size in Panduit tools: CT-2600/L, CT-2600/LINT, CT-2600/LUK, CT-2600/LAUS, CT-2600/TO. Hex style crimp. | PC | 1 | 1 | 1 | 192.95
61305617442 | KC4-6 | Copper Code Hex Die, 4 ton, #6 AWG. | Crimp die for use with #6 AWG copper Code conductor size in Panduit tools: CT-2600/L, CT-2600/LINT, CT-2600/LUK, CT-2600/LAUS, CT-2600/TO. Hex style crimp. | PC | 1 | 1 | 1 | 184.17
61305617441 | KC4-8 | Copper Code Hex Die, 4 ton, #8 AWG. | Crimp die for use with #8 AWG copper Code conductor size in Panduit tools: CT-2600/L, CT-2600/LINT, CT-2600/LUK, CT-2600/LAUS, CT-2600/TO. Hex style crimp. | PC | 1 | 1 | 1 | 184.17
07498342216 | KCT100X | Spring Kit for CT-1002 Ferrule Crimp Too | Spring kit for CT-1002 Ferrule crimping tool. | PC | 1 | 1 | 1 | 29.01
61305668593 | KGS24-ETLS | GS2B-E, GS4H-E Tension Lockout Kit | Screw Type Tension Lockout Kit for GS2B-E, GS4H-E, GS4EH-E and GS4MT-E Cable Tie Tools | PC | 1 | 1 | 1 | 20.57
61305616632 | KGTH-EBLD | BLADE REPLACEMENT | Blade Replacement Kit (Compatible with GTH-E and GS4H-E Tools). | PC | 1 | 5 | 1 | 47.29
61305623568 | KGTH-EWBLD | WIder Blade Replacement Kit*GTH-E | Wide Blade Replacement Kit (Compatible with GTH-E tools made after December 2018) | PC | 1 | 5 | 1 | 45.04
07498399191 | KGTHBLD | Replacement Blade Kit,GTH Tool,EA | Blade Replacement Kit for GTH. | PC | 1 | 1 | 1 | 47.29
61305602556 | KGTS-ETL | Tool Tension. Lock Kit,GTS-E Tool,EA | Snap-in Type Tension Lockout Kit for GTS-E, GTH-E , GS2B-E, GS4H-E, GS4EH-E and GS4MT-E Cable Tie Tools | PC | 1 | 1 | 1 | 16.18
61305664933 | KGTS-ETLS | Screw-Type Tension Lockout Kit for GTS-E | Screw Type Tension Lockout Kit for GTS-E and GTH-E Cable Tie Tool | PC | 1 | 1 | 1 | 20.57
07498358506 | KIMS-H366-C2 | CbleTieMnt,Knck-inLowProf,RD,PK100 | The push rivet applied low profile cable tie mount in red with 0.144" (3.7 mm) hole keeps bundle close to mounting surface and installs with an integral rivet for a strong, secure installation. It is for indoor use only made of Nylon 6.6 and comes in pack | C | 100 | 1000 | 100 | 49.03
07498358507 | KIMS-H366-M2 | CbleTieMnt,Knck-InLowProf,RD,PK1000 | The push rivet applied low profile cable tie mount in red with 0.144" (3.7 mm) hole keeps bundle close to mounting surface and installs with an integral rivet for a strong, secure installation. It is for indoor use only made of Nylon 6.6 and comes in pack | M | 1000 | 1000 | 1000 | 312.11
07498358508 | KIMS-H430-C6 | CbleTieMnt,Knck-InLowProf,BU,PK100 | The push rivet applied low profile cable tie mount in blue with 0.169" (4.3 mm) hole keeps bundle close to mounting surface and installs with an integral rivet for a strong, secure installation. It is for indoor use only made of Nylon 6.6 and comes in pac | C | 100 | 1000 | 100 | 49.95
07498358509 | KIMS-H430-M6 | CbleTieMnt,Knck-InLowProf,BU,PK1000 | Panduit KIMS-H430-M6 Push Rivet low profile cable tie mounts keep bundles close to the mounting surface and installs with an integral rivet for a strong, secure installation. Has a 0.169” (4.3mm) size hole for rivet application and is designed for use in | M | 1000 | 1000 | 1000 | 288.59
07498358510 | KIMS-H500-C4 | CbleTieMnt,Knck-InLowProf,YL,PK100 | The push rivet applied low profile cable tie mount in yellow with 0.196" (5.0 mm) hole keeps bundle close to mounting surface and installs with an integral rivet for a strong, secure installation. It is for indoor use only made of Nylon 6.6 and comes in p | C | 100 | 1000 | 100 | 50.48
07498358511 | KIMS-H500-M4 | CbleTieMnt,Knck-InLowProf,YL,PK1000 | Panduit KIMS-H500-M4 Push Rivet low profile cable tie mounts keep bundles close to the mounting surface and installs with an integral rivet for a strong, secure installation. Has a 0.196” (5.0mm) size hole for rivet application and is designed for use in | M | 1000 | 1000 | 1000 | 291.47
07498302305 | KMTRTH | InstallationKit,MTRT Tool,Hvy,MRT Tie,EA | Change over kits allow for installation of heavy cross section MRT and MRS style ties, and MRT double wrapped style ties in MTRTH tools. | PC | 1 | 1 | 1 | 768.9
07498302306 | KMTRTLS | InstallationKit,MTRTTool,S-LH,MRTTie,EA | Change over kits allow for installation of light-heavy and standard cross section MRT and MRS style ties, and MRT double wrapped style ties in MTRTLS tools. | PC | 1 | 1 | 1 | 768.9
07498379745 | KP-1075Y | Plastic Kit Assort Ins Terminal w/o Tool | Terminal kit without crimping tool. Includes the following: (20) PV18-8R; PV18-6F; PV14-8F; PV14-10R; (10) PV10-8R; PV10-10R; DNF14-250; DNF18-250; BSV18X; BSV14X; BSV10X; (10) JN418-212. | KT | 1 | 1 | 1 | 90.8
07498379733 | KP-1165Y | Plastic Kit Assort Ins Terminal w/Tool | Includes the following: (18) PV18-8R; PV14-10R; PV18-6F; PV14-8F; (10) PV10-8R; PV10-10R; BSV18X; BSV14X; BSV10X; DV18-250B; DV14-188B; (5) JN418-212; (1) CT-160 tool; KP-1000 box. | KT | 1 | 1 | 1 | 187.67
07498386246 | KP-1166 | Plastic Kit Asst Non-Ins Terminal w/Tool | Includes the following: (18) P18-8R; P14-10R; P18-6F; P14-8F; (10) P10-8R; P10-10R; BS18; BS14; BS10; D18-250; D14-188; (5) JN218-216; (1)ct-160 tool; KP-1000 box | PK | 1 | 1 | 1 | 169.39
07498335991 | KP-506A | CbleTie,MountKit,PlasticBox,EA | Kit for Indoor UsePan-Ty® Cable Ties and Mounts:Natural Nylon 6.6 (100) PLT1M(100) PLT1.5I(100) PLT2S(50) ABM2S-A mounts | KT | 1 | 10 | 1 | 99.7
07498335992 | KP-506A-0 | CableTie,MountKit,PlasticBox,WR,EA | Kit for Outdoor UsePan-Ty® Cable Ties and Mounts:Black Weather Resistant Nylon 6.6(100) PLT1M-0(100) PLT1.5I-0(100) PLT2S-0(50) ABM2S-AT-0 mounts | KT | 1 | 10 | 1 | 111.72
07498349653 | KP-507 | Fixed Dia Clamp Kit,Nat,EA | Cable clamp kit for indoor use contains an assortment of fixed diameter clamps made of Nylon 6.6 in a sturdy plastic kit box. | KT | 1 | 1 | 1 | 186
07498358517 | KP-509 | CableandWireAcc.Kit,Indoor,EA | Cable tie and accessory kit for indoor use contains Pan-Ty® Cable Ties in different styles, sizes, and colors and huge assortment of cable tie mounts and wiring accessories. Over 600 pieces for prototyping and new product development in a sturdy plastic k | KT | 1 | 1 | 1 | 241.11
07498377234 | KP-F1 | Ferrule Kit, Assort Non-Insul, 22-14AWG | Ferrule kit includes: #20 “ 14 AWG non-insulated ferrules. Case includes: 500 pieces of F75-6, 400 pieces each of F76-6 and F77-6, 300 pieces of F78-7, 200 pieces of F80-7. | PK | 1 | 1 | 1 | 186.79
07498377235 | KP-F2 | Ferrule Kit, Assort Non-Insul, 12-6AWG | Ferrule kit includes: #12 “ 6 AWG non-insulated ferrules. Case includes: 150 pieces of F81-9, 100 pieces of F82-10, 80 pieces of F83-12 and 40 pieces of F84-12. | PK | 1 | 1 | 1 | 125.43
07498377231 | KP-FSD1 | Ferrule Kit, Assort Insulated, 24-18AWG | Ferrule kit includes: #24 “ 18 AWG insulated DIN ferrules. Case includes: 30 pieces each of FSD73-6, FSD74-6, FSD75-8, FSD76-8 and FSD77-8. | PK | 1 | 1 | 1 | 116.13
07498377232 | KP-FSD2 | Ferrule Kit, Assort Insulated, 22-14AWG | The Panduit KP-FSD2 Ferrule Assortment Kit is suitable for storing and transporting an assortment of Panduit Ferrules. This plastic kit case is suitable for use in a wide range of industrial maintenance, construction, and other electrical applications. | PK | 1 | 1 | 1 | 137.71
07498377233 | KP-FSD3 | Ferrule Kit, Assort Insulated, 12-6AWG | Ferrule kit includes: #12 “ 6 AWG insulated DIN ferrules. Case includes: 50 pieces of FSD81-10, 20 pieces each of FSD82-12 and FSD83-12, 10 pieces of FSD84-12. | PK | 1 | 1 | 1 | 121.93
07498370364 | KP-HSTT1 | Heat Shrink ThinK,.19"-.50",BL,EA | Heat shrink kit box - plastic case, various sizes, black only. For DRY Locations. | KT | 1 | 1 | 1 | 82.75
07498370365 | KP-HSTT2 | HeatShrinkThinK,.19"-.50",Multi-color,EA | Heat shrink kit box - plastic case, various sizes, various colors. For DRY Locations. | KT | 1 | 1 | 1 | 82.75
07498370366 | KP-HSTTA | HeatShrinkThinAdhK,.19"-1",BL,EA | Dual Wall Adhesive Lined Thin Wall Heat Shrink: Plastic Kit Box - Black only. For DAMP Locations. | KT | 1 | 1 | 1 | 132.11
07498391237 | KPTSTL | Tool Tension Kit,PTS-PTH Tools,EA | Tension Locking Kit used with PTS and PTH tools. Cover to prevent changing tension settings. | PC | 1 | 1 | 1 | 14.83
07498311291 | KRT2BLD | Replacement Blade for RT2HT-BT2HT,EA | Replacement cutter blade for RT2HT and BT2HT. | PC | 1 | 1 | 1 | 327.99
07498311292 | KRT2HNDL | Replacement Handle for RT2HT- BT2HT,EA | Replacement cutter handle for RT2HT and BT2HT. | PC | 1 | 1 | 1 | 82
61305676673 | KST100-BLDS | Straight Blade Kit for ST-100 Strip Tool | Straight Blade Replacement Kit for ST-100 Strip Tool | PC | 1 | 1 | 1 | 30.73
61305676672 | KST100-BLDV | V-Blade Kit for ST-100 Strip Tool | V-Blade Replacement Kit for ST-100 Strip Tool | PC | 1 | 1 | 1 | 49.15
07498333614 | KT2MG | GripperReplKitForBT2MS75&amp;ST2MT,EA | Replacement tension gripper for BT2MS75 and ST2MT tool.Easy to install on tool.Can be part of a maintenance program.Extends life of tool. | PC | 1 | 1 | 1 | 131.04
07498391019 | LAA1-14-X | AlLug,#1AWG,1/4StudPKG10 | One-hole, aluminum, long barrel, #1 AWG, 1/4 (6.4mm) stud hole. | C | 100 | 20 | 1 | 1357.08
07498391021 | LAA1-38-X | AlLug,#1AWG,3/8StudPKG10 | One-hole, aluminum, long barrel, #1 AWG, 3/8 (9.5mm) stud hole. | C | 100 | 20 | 1 | 1357.08
07498391027 | LAA1/0-12-X | AlLug,1/0AWG,1/2StudPKG10 | One-hole, aluminum, long barrel, 1/0 AWG, 1/2 (12.7mm) stud hole. | C | 100 | 20 | 1 | 1536.48
07498391026 | LAA1/0-38-X | AlLug,1/0AWG,3/8StudPKG10 | One-hole, aluminum, long barrel, 1/0 AWG, 3/8 (9.5mm) stud hole. | C | 100 | 20 | 1 | 1508.83
07498391025 | LAA1/0-56-X | AlLug,1/0AWG,5/16StudPKG10 | One-hole, aluminum, long barrel, 1/0 AWG, 5/16 (7.9mm) stud hole. | C | 100 | 20 | 1 | 1582.89
07498391090 | LAA1000-58-1 | AlLug,1000kcmil,5/8StudPKG1 | One-hole, aluminum, long barrel, 1000 kcmil, 5/8 (15.9mm) stud hole. | C | 100 | 3 | 1 | 14438.09
07498391014 | LAA2-14-X | AlLug,#2AWG,1/4StudPKG10 | One-hole, aluminum, long barrel, #2 AWG, 1/4 (6.4mm) stud hole. | C | 100 | 40 | 1 | 1086.6
07498391016 | LAA2-38-X | AlLug,#2AWG,3/8StudPKG10 | One-hole, aluminum, long barrel, #2 AWG, 3/8 (9.5mm) stud hole. | C | 100 | 20 | 1 | 1086.6
07498391015 | LAA2-56-X | AlLug,#2AWG,5/16StudPKG10 | One-hole, aluminum, long barrel, #2 AWG, 5/16 (7.9mm) stud hole. | C | 100 | 20 | 1 | 1103.65
07498391030 | LAA2/0-38-5 | AlLug,2/0AWG,3/8StudPKG5 | One-hole, aluminum, long barrel, 2/0 AWG, 3/8 (9.5mm) stud hole. | C | 100 | 25 | 1 | 1975.88
07498391046 | LAA250-12-5 | AlLug,250kcmil,1/2StudPKG5 | The LAA250-12-5 Aluminum Compression Connector Lug, one-hole, is manufactured from high conductivity thick wall aluminum with an enclosed barrel for harsh environments. The color-coded barrels are marked with Panduit and specified competitor die index num | C | 100 | 20 | 1 | 3029.36
07498391045 | LAA250-38-5 | AlLug,250kcmil,3/8StudPKG5 | One-hole, aluminum, long barrel, 250 kcmil, 3/8 (9.5mm) stud hole. | C | 100 | 10 | 1 | 3177.73
07498391036 | LAA3/0-12-5 | AlLug,3/0AWG,1/2StudPKG5 | One-hole, aluminum, long barrel, 3/0 AWG, 1/2 (12.7mm) stud hole. | C | 100 | 10 | 1 | 2696.9
07498391035 | LAA3/0-38-5 | AlLug,3/0AWG,3/8StudPKG5 | One-hole, aluminum, long barrel, 3/0 AWG, 3/8 (9.5mm) stud hole. | C | 100 | 10 | 1 | 2651.64
07498391050 | LAA300-38-2 | AlLug,300kcmil,3/8StudPKG2 | One-hole, aluminum, long barrel, 300 kcmil, 3/8 (9.5mm) stud hole. | C | 100 | 4 | 1 | 4032.01
07498391055 | LAA350-12-2 | AlLug,350kcmil,1/2StudPKG2 | One-hole, aluminum, long barrel, 350 kcmil, 1/2 (12.7mm) stud hole. | C | 100 | 10 | 1 | 3823.06
07498391009 | LAA4-14-X | AlLug,#4AWG,1/4StudPKG10 | One-hole, aluminum, long barrel, #4 AWG, 1/4 (6.4mm) stud hole. | C | 100 | 40 | 1 | 929.07
07498391011 | LAA4-38-X | AlLug,#4AWG,3/8StudPKG10 | One-hole, aluminum, long barrel, #4 AWG, 3/8 (9.5mm) stud hole. | C | 100 | 40 | 1 | 929.07
07498391010 | LAA4-56-X | AlLug,#4AWG,5/16StudPKG10 | One-hole, aluminum, long barrel, #4 AWG, 5/16 (7.9mm) stud hole. | C | 100 | 20 | 1 | 945.69
07498391041 | LAA4/0-12-5 | AlLug,4/0AWG,1/2StudPKG5 | One-hole, aluminum, long barrel, 4/0 AWG, 1/2 (12.7mm) stud hole. | C | 100 | 10 | 1 | 2943.83
07498391040 | LAA4/0-38-5 | AlLug,4/0AWG,3/8StudPKG5 | One-hole, aluminum, long barrel, 4/0 AWG, 3/8 (9.5mm) stud hole. | C | 100 | 10 | 1 | 3091.02
07498306992 | LAA400-58-2R | Aluminum Compression Lug, 1 Hole, 400 kc | Aluminum Compression Lug, 1 Hole, 400 kcmil, 5/8" (15.9mm) Stud | C | 100 | 6 | 1 | 5320.05
07498391064 | LAA500-12-2 | AlLug,500kcmil,1/2StudPKG2 | The LAA500-12-2 Aluminum Compression Connector Lug, one-hole, is manufactured from high conductivity thick wall aluminum with an enclosed barrel for harsh environments. The color-coded barrels are marked with Panduit and specified competitor die index num | C | 100 | 6 | 1 | 7774.17
07498391005 | LAA6-14-X | AlLug,#6AWG,1/4StudPKG10 | One-hole, aluminum, long barrel, #6 AWG, 1/4 (6.4mm) stud hole. | C | 100 | 40 | 1 | 883.65
07498391006 | LAA6-56-X | AlLug,#6AWG,5/16StudPKG10 | One-hole, aluminum, long barrel, #6 AWG, 5/16 (7.9mm) stud hole. | C | 100 | 40 | 1 | 884.1
07498302597 | LAA750-12-1 | Aluminum Compression Lug, 1 Hole, 750 kc | Aluminum Compression Lug, 1 Hole, 750 kcmil, 1/2" (15.9mm) Stud | C | 100 | 3 | 1 | 9248.83
07498391075 | LAA750-58-1 | AlLug,750kcmil,5/8StudPKG1 | One-hole, aluminum, long barrel, 750 kcmil, 5/8 (15.9mm) stud hole. | C | 100 | 3 | 1 | 8483.3
07498302590 | LAB1/0-12-X | AlCompLug,2Hole,1/0AWG,1/2Stud,PK10 | Aluminum Compression Lug, 2 Hole, 1/0 AWG, 1/2 (12.7mm) Stud | C | 100 | 20 | 1 | 1937.25
07498391190 | LAB1000-12-1 | AlLug,2Hole,1000kcmil,1/2StudPKG1 | Two-hole, aluminum, long barrel, 1000 kcmil, 1/2 (12.7mm) stud hole. | C | 100 | 2 | 1 | 13565.09
07498391130 | LAB2/0-12-5 | AlLug,2Hole,2/0AWG,1/2StudPKG5 | Two-hole, aluminum, long barrel, 2/0 AWG, 1/2 (12.7mm) stud hole. | C | 100 | 10 | 1 | 2888.27
07498391145 | LAB250-12-5 | AlLug,2Hole,250kcmil,1/2StudPKG5 | Two-hole, aluminum, long barrel, 250 kcmil, 1/2 (12.7mm) stud hole. | C | 100 | 5 | 1 | 3856.93
07498391135 | LAB3/0-12-5 | AlLug,2Hole,3/0AWG,1/2StudPKG5 | Two-hole, aluminum, long barrel, 3/0 AWG, 1/2 (12.7mm) stud hole. | C | 100 | 10 | 1 | 3608.9
07498306986 | LAB350-12-2R | R-AlLug,2Hole,300kcmil,1/2StudPK2 | Aluminum Compression Lug, 2 Hole, 350 kcmil 1/2 (12.7mm) Stud | C | 100 | 6 | 1 | 3892.39
07498306985 | LAB4/0-12-5R | R-AlLug,2Hole,4/0AWG,1/2StudPK5 | Aluminum Compression Lug, 2 Hole, 4/0 AWG, 1/2 (12.7mm) Stud | C | 100 | 5 | 1 | 3593.04
07498391160 | LAB400-12-2 | AlLug,2Hole,400kcmil,1/2StudPKG2 | Two-hole, aluminum, long barrel, 400 kcmil, 1/2 (12.7mm) stud hole. | C | 100 | 6 | 1 | 5490.66
07498306988 | LAB500-12-2R | AlCompLug,2Hole,500Kcmil,1/2Stud,PK2 | The LAB500-12-2R Tin-Plated Aluminum Compression Lug, two-hole, has color-coded barrels marked with Panduit and specified competitor die index numbers for proper crimp die selection. An inspection window aids to visually assure full conductor insertion, a | C | 100 | 4 | 1 | 7774.23
07498391170 | LAB600-12-2 | AlLug,2Hole,600kcmil,1/2StudPKG2 | The LAB600-12-2 Tin-Plated Aluminum Compression Lug, two-hole, long barrel, has color-coded barrels marked with Panduit and specified competitor die index numbers for proper crimp die selection. An inspection window aids to visually assure full conductor | C | 100 | 4 | 1 | 8418.15
07498306990 | LAB750-12-1R | R-AlLug,2Hole,750kcmil,1/2StudPK1 | The LAB750-12-1R Tin-Plated Aluminum Compression Lug, two-hole, has color-coded barrels marked with Panduit and specified competitor die index numbers for proper crimp die selection. An inspection window aids to visually assure full conductor insertion, a | C | 100 | 5 | 1 | 8551.5
61305677585 | LAB750-12-20R | Aluminum Compression Lug, 2 Hole, 750 kc | The LAB750-12-20R Aluminum Compression Connector Lug, two-hole, is manufactured from high conductivity thick wall aluminum with an enclosed barrel for harsh environments. The color-coded barrels are marked with Panduit and specified competitor die index n | C | 100 | 20 | 20 | 8551.5
07498397024 | LAB900-12-1 | Two-hole,Al,LgBrl,900Kcmil,12-1,EA | Two-hole, aluminum, long barrel, 900 kcmil, 1/2 (12.7mm) stud hole. | C | 100 | 1 | 1 | 8302.89
07498359218 | LAM2A1/0-14-6Y | Al Lug,2 Barrel,14-1/0AWG,1/4in Stud,PK6 | The LAM2A1/0-14-6Y Tin-Plated Aluminum Mechanical Lug, one-hole, two barrel, is made from extruded aluminum alloy to provide premium electrical and mechanical performance for wide wire range-taking capability that helps minimize inventory requirements. Th | C | 100 | 54 | 1 | 658.46
07498359253 | LAM2A2/0-14-6Y | Al Lug,2 Brl,14-2/0 AWG,1/4in Stud,PK6 | One-hole, aluminum, two barrel lug, dual barrel, type LAM2A, NEMA hole sizes and spacing, #14 - 2/0 AWG, 1/4 (6.4mm) stud hole. | C | 100 | 42 | 1 | 739.64
07498359255 | LAM2A250-38-6Y | Al Lug,6AWG-250kcmil,3/8in Stud,PK6 | The LAM2A250-38-6Y Tin-Plated Aluminum Mechanical Lug, one-hole, two barrel, is made from extruded aluminum alloy to provide premium electrical and mechanical performance for wide wire range-taking capability that helps minimize inventory requirements. Th | C | 100 | 12 | 1 | 1908.46
07498359269 | LAM2A350-12-6Y | Al Lug,#6AWG-350 kcmil,1/2in Stud,PK6 | The LAM2A350-12-6Y Tin-Plated Aluminum Mechanical Connector, one-hole, two barrel, is made from extruded aluminum alloy to provide premium electrical and mechanical performance for wide wire range-taking capability that helps minimize inventory requiremen | C | 100 | 12 | 1 | 2639.79
07498359270 | LAM2A600-12-6Y | Al Lug,#4 AWG-600 kcmil,1/2in Stud,PK6 | The LAM2A600-12-6Y Tin-Plated Aluminum Mechanical Lug, one-hole, two barrel, is made from extruded aluminum alloy to provide premium electrical and mechanical performance for wide wire range-taking capability that helps minimize inventory requirements. Th | C | 100 | 6 | 1 | 4101.64
07498359281 | LAM2B350-12-3Y | Al Lug,#6AWG-350 kcmil,1/2in Stud,PK3 | Two-hole, aluminum, two barrel lug, dual barrel, type LAM2B, NEMA hole sizes and spacing, #6 AWG - 350 kcmil, 1/2 (12.7mm) stud hole. | C | 100 | 6 | 1 | 3437.38
07498398125 | LAM2SA300-38-3 | Al,MechLug,1H,Vert2B,#6A-300K,3/8S,PK3 | One-hole, aluminum, vertical two barrel lug, dual barrel, type LAM2SA, #6 AWG - 300 kcmil, 3/8 (9.5mm) stud hole. | C | 100 | 6 | 1 | 2409.99
07498342320 | LAM2SA300-56-3 | Al Lug,#6AWG-300 kcmil,5/16in Stud,PK3 | One-hole, aluminum, vertical two barrel lug, dual barrel, type LAM2SA, #6 AWG - 300 kcmil, 5/16 (7.9mm) stud hole. | C | 100 | 6 | 1 | 2295.23
07498359285 | LAM2SB600-38-1Y | Al Lug,#2AWG-600 kcmil,3/8in Stud,EA | Two-hole, aluminum, two barrel lug, dual barrel, type LAM2SB, #2 AWG - 600 kcmil, 3/8 (9.5mm) stud hole. | C | 100 | 5 | 1 | 10318.4
07498359286 | LAM2SB750-38-1Y | Al,MechLug,2H,2B,3/0A-750K,3/8S,EA | Two-hole, aluminum, two barrel lug, dual barrel, type LAM2SB, 3/0 AWG - 750 kcmil, 3/8 (9.5mm) stud hole. | C | 100 | 1 | 1 | 11449.82
07498359289 | LAM3B1/0-38-6Y | Al,MechLug,2H,3B,#12-1/0A,3/8S,PK6 | Two-hole, aluminum, three barrel lug, type LAM3B, NEMA hole sizes and spacing, #12 - 1/0 AWG, 3/8 (9.5mm) stud hole. | C | 100 | 6 | 1 | 4485.47
07498359290 | LAM3B2-14-6Y | Al,MechLug,2H,3B,#14-#2A,1/4S,PK6 | Two-hole, aluminum, three barrel lug, type LAM3B, NEMA hole sizes and spacing, #14 - #2 AWG, 1/4 (6.4mm) stud hole. | C | 100 | 6 | 1 | 3520.18
07498359292 | LAM3B250-12-1Y | Al,MechLug,2H,3B,#6A-250K,1/2S,EA | Two-hole, aluminum, three barrel lug, type LAM3B, NEMA hole sizes and spacing, #6 AWG - 250 kcmil, 1/2 (12.7mm) stud hole. | C | 100 | 3 | 1 | 8633.67
07498359293 | LAM3B3/0-12-3Y | Al,MechLug,2H,3B,#6-3/0A,1/2S,PK3 | Two-hole, aluminum, three barrel lug, type LAM3B, NEMA hole sizes and spacing, #6 - 3/0 AWG, 1/2 (12.7mm) stud hole. | C | 100 | 6 | 1 | 6529.25
07498332584 | LAM3LB600-12-1 | Al,MechLug,2H,3B,#2A-600K,1/2S,EA | Two-hole, aluminum, three barrel lug, type LAM3B, NEMA hole sizes and spacing, #2 AWG - 600 kcmil, 1/2 (12.7mm) stud hole. | C | 100 | 1 | 1 | 16499.05
07498363012 | LAM3LD1000-121Y | Al,MechLug,4H,3B,500-1000K,1/2S,EA | Four-hole, aluminum, three barrel lug, type LAM3D, NEMA hole sizes and spacing, 500 - 1000 kcmil, 1/2 (12.7mm) stud hole. | C | 100 | 1 | 1 | 32473.82
07498359500 | LAM4D250-12-1Y | Al Lug,4Brl,6AWG-250kcmil,1/2in Stud,EA | Four-hole, aluminum, four barrel lug, type LAM4D, NEMA hole sizes and spacing, #6 AWG - 250 kcmil, 1/2 (12.7mm) stud hole. | C | 100 | 1 | 1 | 11566.47
07498332586 | LAM4LD600-12-1 | AlMechLug,4Hole,4Brl,#2-600,1/2StudPKG1 | Four-hole, aluminum, four barrel lug, type LAM4D, NEMA hole sizes and spacing, #2 AWG - 600 kcmil, 1/2 (12.7mm) stud hole. | C | 100 | 1 | 1 | 16498.18
07498359504 | LAM4SB600-38-1Y | Al Lug,4Brl,2AWG-600kcmil,3/8in Stud,EA | Two-hole, aluminum, vertical four barrel lug, type LAM4SB, #2 AWG - 600 kcmil, 3/8 (9.5mm) stud hole. | C | 100 | 2 | 1 | 13118.84
07498359505 | LAM4SB750-38-1Y | Al,MechLug,2H,4B,1/0A,750K,3/8S,EA | Two-hole, aluminum, vertical four barrel lug, type LAM4SB, 1/0 AWG - 750 kcmil, 3/8 (9.5mm) stud hole. | C | 100 | 1 | 1 | 15183.71
07498359531 | LAMA1/0-14-QY | AlMechLug,#14-1/0AWG,1/4StudPKG25Y | The LAMA1/0-14-QY Tin-Plated Aluminum Mechanical Lug, one-hole, single barrel, is made from extruded aluminum alloy to provide premium electrical and mechanical performance for wide wire range-taking capability that helps minimize inventory requirements. | C | 100 | 25 | 1 | 333.78
07498359612 | LAMA2-14-QY | AlMechLug,#14-#2AWG,1/4StudPKG25Y | The LAMA2-14-QY Tin-Plated Aluminum Mechanical Connector, one-hole, single barrel, is made from extruded aluminum alloy to provide premium electrical and mechanical performance for wide wire range-taking capability that helps minimize inventory requiremen | C | 100 | 100 | 1 | 235.34
07498359611 | LAMA2/0-14-QY | AlMechLug,#14-2/0AWG,1/4StudPKG25Y | The LAMA2/0-14-QY Tin-Plated Aluminum Mechanical Connector, one-hole, single barrel, is made from extruded aluminum alloy to provide premium electrical and mechanical performance for wide wire range-taking capability that helps minimize inventory requirem | C | 100 | 50 | 1 | 374.63
07498359613 | LAMA250-56-QY | AlMechLug,#6AWG-250kcmil,5/16StudPKG25Y | The LAMA250-56-QY in-Plated Aluminum Mechanical Lug, one-hole, single barrel, is made from extruded aluminum alloy to provide premium electrical and mechanical performance for wide wire range-taking capability that helps minimize inventory requirements. T | C | 100 | 50 | 1 | 795.15
07498359614 | LAMA300-56-QY | AlMechLug,#6AWG-300kcmil,5/16StudPKG25Y | One-hole, aluminum, single barrel lug, type LAMA, #6 AWG - 300 kcmil, 5/16 (7.9mm) stud hole. | C | 100 | 25 | 1 | 1002.05
07498359615 | LAMA350-38-QY | AlMechLug,#6AWG-350kcmil,3/8StudPKG25Y | The LAMA350-38-QY Tin-Plated Aluminum Mechanical Lug, one-hole, single barrel, is made from extruded aluminum alloy to provide premium electrical and mechanical performance for wide wire range-taking capability that helps minimize inventory requirements. | C | 100 | 25 | 1 | 1030.42
07498359616 | LAMA500-38-6Y | AlMechLug,#4AWG-500kcmil,3/8StudPKG6Y | One-hole, aluminum, single barrel lug, type LAMA, 4 AWG - 500 kcmil, 3/8 (9.5mm) stud hole. | C | 100 | 12 | 1 | 2002.51
07498359619 | LAMA6-14-QY | AlMechLug,#14-#6AWG,1/4StudPKG25Y | The LAMA6-14-QY Tin-Plated Aluminum Mechanical Connector, one-hole, single barrel, is made from extruded aluminum alloy to provide premium electrical and mechanical performance for wide wire range-taking capability that helps minimize inventory requiremen | C | 100 | 100 | 1 | 175.18
07498358571 | LC10-A-L8 | LtchingClip,Adh,.93SqreInchBdle,PK50 | Panduit LC10-A-L8 Adhesive Backed Latching Clips are a quick to install mount with a locked cover to withstand vibration and allow easy access. Their rubber-based adhesive provides a strong and reliable bond. With a square bundle diameter of 0.93” (23.6mm | C | 100 | 500 | 50 | 87.19
07498358569 | LC3-A-C8 | LtchingClip,Adh,.20SqreInchBdle,PK100 | Panduit LC3-A-C8 Adhesive Backed Latching Clips are a quick to install mount with a locked cover to withstand vibration and allow easy access. Their rubber-based adhesive provides a strong and reliable bond. With a square bundle diameter of 0.20” (5.1mm), | C | 100 | 1000 | 100 | 48.51
07498339644 | LC3-A-M8 | LtchingClip,Adh,.20SqreInchBdle,PK1000 | Adhesive backed latching clip, .20" (5.1mm) square bundle, light gray, bulk package. | M | 1000 | 1000 | 1000 | 395.59
07498358570 | LC5-A-C8 | LtchingClip,Adh,.36SqreInchBdle,PK100 | Panduit LC5-A-C8 Adhesive Backed Latching Clips are a quick to install mount with a locked cover to withstand vibration and allow easy access. Their rubber-based adhesive provides a strong and reliable bond. With a square bundle diameter of 0.36” (9.1mm), | C | 100 | 1000 | 100 | 62.37
07498390022 | LCA1-12-E | CuLug,#1AWG,1/2StudPKG20 | One-hole, standard barrel with window lug, #1 AWG wire, 1/2 stud hole. | C | 100 | 20 | 1 | 834.85
07498355917 | LCA1-12F-E | CuLug,#1AWG,1/2Stud,90°PKG20 | One-hole, standard barrel with window lug, #1 AWG wire, 90° angle tongue, 1/2 stud hole. | C | 100 | 20 | 1 | 1183.31
07498390019 | LCA1-14-E | CuLug,#1AWG,1/4StudPKG20 | The LCA1-14-E Tin-Plated Copper Compression Lug, one-hole, standard barrel, has color-coded barrels marked with Panduit and specified competitor die index numbers for proper crimp die selection. An inspection window aids to visually assure full conductor | C | 100 | 60 | 1 | 709.35
07498355914 | LCA1-14F-E | CuLug,#1AWG,1/4Stud,90°PKG20 | One-hole, standard barrel with window lug, #1 AWG wire, 90° angle tongue, 1/4 stud hole. | C | 100 | 20 | 1 | 1005.56
07498390021 | LCA1-38-E | CuLug,#1AWG,3/8StudPKG20 | The LCA1-38-E Tin-Plated Copper Compression Lug, one-hole, standard barrel, has color-coded barrels marked with Panduit and specified competitor die index numbers for proper crimp die selection. An inspection window aids to visually assure full conductor | C | 100 | 20 | 1 | 816.33
07498390020 | LCA1-56-E | CuLug,#1AWG,5/16StudPKG20 | One-hole, standard barrel with window lug, #1 AWG wire, 5/16 stud hole. | C | 100 | 20 | 1 | 816.33
07498355915 | LCA1-56F-E | CuLug,#1AWG,5/16Stud,90°PKG20 | One-hole, standard barrel with window lug, #1 AWG wire, 90° angle tongue, 5/16 stud hole. | C | 100 | 20 | 1 | 1124.13
07498355831 | LCA1-56H-E | CuLug,#1AWG,5/16Stud,45°PKG20 | One-hole, standard barrel with window lug, #1 AWG wire, 45° angle tongue, 5/16 stud hole. | C | 100 | 20 | 1 | 1124.13
07498390027 | LCA1/0-12-X | STDLug,1/0AWG,.5in stud,WDW,PK10 | One-hole, standard barrel with window lug, 1/0 AWG wire, 1/2 stud hole, standard package. | C | 100 | 40 | 1 | 871.16
07498355921 | LCA1/0-12F-X | CuLugSBW,1/0AWG,1/2Stud,90°PKG10 | One-hole, standard barrel with window lug, 1/0 AWG wire, 90° angle tongue, 1/2 stud hole. | C | 100 | 20 | 1 | 1234.9
07498390114 | LCA1/0-14-X | CuLugSBW,1/0AWG,1/4StudPKG10 | The LCA1/0-14-X Tin-Plated Copper Compression Lug, one-hole, standard barrel, has color-coded barrels marked with Panduit and specified competitor die index numbers for proper crimp die selection. An inspection window aids to visually assure full conducto | C | 100 | 40 | 1 | 923.46
07498355918 | LCA1/0-14F-X | CuLugSBW,1/0AWG,1/4Stud,90°PKG10 | One-hole, standard barrel with window lug, 1/0 AWG wire, 90° angle tongue, 1/4 stud hole. | C | 100 | 20 | 1 | 1309
07498390026 | LCA1/0-38-X | CuLug,SBW,1/0AWG,3/8StudPKG10 | The LCA1/0-38-X Tin-Plated Copper Compression Lug, one-hole, standard barrel, has color-coded barrels marked with Panduit and specified competitor die index numbers for proper crimp die selection. An inspection window aids to visually assure full conducto | C | 100 | 40 | 1 | 871.16
07498356470 | LCA1/0-38F-X | CuLugSBW,1/0AWG,3/8Stud,90°PKG10 | One-hole, standard barrel with window lug, 1/0 AWG wire, 90° angle tongue, 3/8 stud hole. | C | 100 | 20 | 1 | 1234.9
07498355848 | LCA1/0-38H-X | CuLugSBW,1/0AWG,3/8Stud,45°PKG10 | One-hole, standard barrel with window lug, 1/0 AWG wire, 45° angle tongue, 3/8 stud hole. | C | 100 | 20 | 1 | 1234.9
07498390025 | LCA1/0-56-X | CuLugSBW,1/0AWG,5/16StudPKG10 | The LCA1/0-56-X Tin-Plated Copper Compression Lug, one-hole, standard barrel, has color-coded barrels marked with Panduit and specified competitor die index numbers for proper crimp die selection. An inspection window aids to visually assure full conducto | C | 100 | 40 | 1 | 871.16
07498355919 | LCA1/0-56F-X | CuLugSBW,1/0AWG,5/16Stud,90°PKG10 | One-hole, standard barrel with window lug, 1/0 AWG wire, 90° angle tongue, 5/16 stud hole. | C | 100 | 20 | 1 | 1234.9
07498397204 | LCA10-10-L | CuLug,#10AWG,#10StudPKG50 | The LCA10-10-L Tin-Plated Copper Compression Lug, one-hole, standard barrel, has color-coded barrels marked with Panduit and specified competitor die index numbers for proper crimp die selection. An inspection window aids to visually assure full conductor | C | 100 | 50 | 1 | 77.91
07498344442 | LCA10-10F-L | CuLug,#10AWG,#10Stud,90°PKG50 | One-hole, standard barrel with window lug, #10 AWG wire, 90° angle tongue, #10 stud hole. | C | 100 | 50 | 1 | 110.45
07498397207 | LCA10-14-L | CuLug,#10AWG,1/4StudPKG50 | One-hole, standard barrel with window lug, #10 AWG wire, 1/4 stud hole. | C | 100 | 50 | 1 | 85.54
07498397208 | LCA10-14F-L | CuLug,#10AWG,1/4Stud,90°PKG50 | One-hole, standard barrel with window lug, #10 AWG wire, 90° angle tongue, 1/4 stud hole. | C | 100 | 50 | 1 | 127.29
07498397211 | LCA10-38-L | CuLug,#10AWG,3/8StudPKG50 | One-hole, standard barrel with window lug, #10 AWG wire, 3/8 stud hole. | C | 100 | 50 | 1 | 89.8
07498397210 | LCA10-56-L | CuLug,#10AWG,5/16StudPKG50 | One-hole, standard barrel with window lug, #10 AWG wire, 5/16 stud hole. | C | 100 | 50 | 1 | 83.92
07498390018 | LCA2-12-Q | CuLug,#2AWG,1/2StudPKG25 | The LCA2-12-Q Tin-Plated Copper Compression Lug, one-hole, standard barrel, has color-coded barrels marked with Panduit and specified competitor die index numbers for proper crimp die selection. An inspection window aids to visually assure full conductor | C | 100 | 50 | 1 | 787.05
07498390015 | LCA2-14-Q | CuLug,#2AWG,1/4StudPKG25 | The LCA2-14-Q Tin-Plated Copper Compression Lug, one-hole, standard barrel, has color-coded barrels marked with Panduit and specified competitor die index numbers for proper crimp die selection. An inspection window aids to visually assure full conductor | C | 100 | 50 | 1 | 773.78
07498355909 | LCA2-14F-Q | CuLug,#2AWG,1/4Stud,90°PKG25 | One-hole, standard barrel with window lug, #2 AWG wire, 90° angle tongue, 1/4 stud hole. | C | 100 | 25 | 1 | 1096.74
07498390017 | LCA2-38-Q | CuLug,#2AWG,3/8StudPKG25 | The LCA2-38-Q Tin-Plated Copper Compression Lug, one-hole, standard barrel, has color-coded barrels marked with Panduit and specified competitor die index numbers for proper crimp die selection. An inspection window aids to visually assure full conductor | C | 100 | 50 | 1 | 773.78
07498355912 | LCA2-38F-Q | CuLug,#2AWG,3/8Stud,90°PKG25 | One-hole, standard barrel with window lug, #2 AWG wire, 90° angle tongue, 3/8 stud hole. | C | 100 | 25 | 1 | 1096.74
07498390016 | LCA2-56-Q | CuLug,#2AWG,5/16StudPKG25 | The LCA2-56-Q Tin-Plated Copper Compression Lug, one-hole, standard barrel, has color-coded barrels marked with Panduit and specified competitor die index numbers for proper crimp die selection. An inspection window aids to visually assure full conductor | C | 100 | 50 | 1 | 773.78
07498355911 | LCA2-56F-Q | CuLug,#2AWG,5/16Stud,90°PKG25 | One-hole, standard barrel with window lug, #2 AWG wire, 90° angle tongue, 5/16 stud hole. | C | 100 | 25 | 1 | 1096.81
07498355827 | LCA2-56H-Q | CuLug,#2AWG,5/16Stud,45°PKG25 | One-hole, standard barrel with window lug, #2 AWG wire, 45° angle tongue, 5/16 stud hole. | C | 100 | 25 | 1 | 1096.81
07498390031 | LCA2/0-12-X | STDLug,2/0AWG,.5in stud,WDW,PK10 | The LCA2/0-12-X Tin-Plated Copper Compression Lug, one-hole, standard barrel, has color-coded barrels marked with Panduit and specified competitor die index numbers for proper crimp die selection. An inspection window aids to visually assure full conducto | C | 100 | 40 | 1 | 1010.62
07498355927 | LCA2/0-12F-X | CuLugSBW,2/0AWG,1/2Stud,90°PKG10 | One-hole, standard barrel with window lug, 2/0 AWG wire, 90° angle tongue, 1/2 stud hole. | C | 100 | 20 | 1 | 1432.63
07498355854 | LCA2/0-12H-X | CuLugSBW,2/0AWG,1/2Stud,45°PKG10 | One-hole, standard barrel with window lug, 2/0 AWG wire, 45° angle tongue, 1/2 stud hole. | C | 100 | 20 | 1 | 1432.63
07498390115 | LCA2/0-14-X | CuLugSBW,2/0AWG,1/4StudPKG10 | One-hole, standard barrel with window lug, 2/0 AWG wire, 1/4 stud hole. | C | 100 | 20 | 1 | 1071.32
07498355922 | LCA2/0-14F-X | CuLugSBW,2/0AWG,1/4Stud,90°PKG10 | One-hole, standard barrel with window lug, 2/0 AWG wire, 90° angle tongue, 1/4 stud hole. | C | 100 | 20 | 1 | 1446.2
07498355851 | LCA2/0-14H-X | CuLugSBW,2/0AWG,1/4Stud,45°PKG10 | One-hole, standard barrel with window lug, 2/0 AWG wire, 45° angle tongue, 1/4 stud hole. | C | 100 | 20 | 1 | 1518.51
07498390030 | LCA2/0-38-X | STDLug,2/0AWG,.38in stud,WDW,PK10 | The LCA2/0-38-X Tin-Plated Copper Compression Lug, one-hole, standard barrel, has color-coded barrels marked with Panduit and specified competitor die index numbers for proper crimp die selection. An inspection window aids to visually assure full conducto | C | 100 | 40 | 1 | 1010.62
07498355926 | LCA2/0-38F-X | CuLugSBW,2/0AWG,3/8Stud,90°PKG10 | One-hole, standard barrel with window lug, 2/0 AWG wire, 90° angle tongue, 3/8 stud hole. | C | 100 | 20 | 1 | 1364.39
07498355853 | LCA2/0-38H-X | CuLugSBW,2/0AWG,3/8Stud,45°PKG10 | One-hole, standard barrel with window lug, 2/0 AWG wire, 45° angle tongue, 3/8 stud hole. | C | 100 | 20 | 1 | 1432.63
07498390116 | LCA2/0-56-X | CuLugSBW,2/0AWG,5/16StudPKG10 | The LCA2/0-56-X Tin-Plated Copper Compression Lug, one-hole, standard barrel, has color-coded barrels marked with Panduit and specified competitor die index numbers for proper crimp die selection. An inspection window aids to visually assure full conducto | C | 100 | 20 | 1 | 1071.32
07498355925 | LCA2/0-56F-X | CuLugSBW,2/0AWG,5/16Stud,90°PKG10 | The LCA2/0-56F-X Tin-Plated Copper Compression Lug, one-hole, standard barrel, has color-coded barrels marked with Panduit and specified competitor die index numbers for proper crimp die selection. An inspection window aids to visually assure full conduct | C | 100 | 20 | 1 | 1446.2
07498355852 | LCA2/0-56H-X | CuLugSBW,2/0AWG,5/16Stud,45°PKG10 | One-hole, standard barrel with window lug, 2/0 AWG wire, 45° angle tongue, 5/16 stud hole. | C | 100 | 10 | 1 | 1518.51
07498390045 | LCA250-12-X | STDLug,250mcm,.5in stud,WDW,PK10 | The LCA250-12-X Tin-Plated Copper Compression Lug, one-hole, standard barrel, has color-coded barrels marked with Panduit and specified competitor die index numbers for proper crimp die selection. An inspection window aids to visually assure full conducto | C | 100 | 20 | 1 | 1615.31
07498355949 | LCA250-12F-X | CuLugSBW,250kcmil,1/2Stud,90°PKG10 | One-hole, standard barrel with window lug, 250 kcmil cable, 90° angle tongue, 1/2 stud hole. | C | 100 | 10 | 1 | 2289.55
07498355869 | LCA250-12H-X | CuLugSBW,250kcmil,1/2Stud,45°PKG10 | One-hole, standard barrel with window lug, 250 kcmil cable, 45° angle tongue, 1/2 stud hole. | C | 100 | 10 | 1 | 2289.55
07498390194 | LCA250-38-X | STDLug,250mcm,.38in stud,WDW,PK10 | The LCA250-38-X Tin-Plated Copper Compression Lug, one-hole, standard barrel, has color-coded barrels marked with Panduit and specified competitor die index numbers for proper crimp die selection. An inspection window aids to visually assure full conducto | C | 100 | 20 | 1 | 1711.6
07498355948 | LCA250-38F-X | CuLugSBW,250kcmil,3/8Stud,90°PKG10 | One-hole, standard barrel with window lug, 250 kcmil cable, 90° angle tongue, 3/8 stud hole. | C | 100 | 20 | 1 | 2426.11
07498355868 | LCA250-38H-X | CuLugSBW,250kcmil,3/8Stud,45°PKG10 | One-hole, standard barrel with window lug, 250 kcmil cable, 45° angle tongue, 3/8 stud hole. | C | 100 | 10 | 1 | 2426.11
07498390036 | LCA3/0-12-X | STDLug,3/0AWG,.5in stud,WDW,PK10 | The LCA3/0-12-X Tin-Plated Copper Compression Lug, one-hole, standard barrel, has color-coded barrels marked with Panduit and specified competitor die index numbers for proper crimp die selection. An inspection window aids to visually assure full conducto | C | 100 | 20 | 1 | 1246.55
07498355932 | LCA3/0-12F-X | STDLug,3/0AWG,.5in,90°,WDW,PK10 | One-hole, standard barrel with window lug, 3/0 AWG wire, 90° angle tongue, 1/2 stud hole. | C | 100 | 20 | 1 | 1767.04
07498390117 | LCA3/0-14-X | STDLug,3/0AWG,.25in,WDW,PK10 | One-hole, standard barrel with window lug, 3/0 AWG wire, 1/4 stud hole. | C | 100 | 20 | 1 | 1326.33
07498390035 | LCA3/0-38-X | STDLug,3/0AWG,.38in stud,WDW,PK10 | The LCA3/0-38-X Tin-Plated Copper Compression Lug, one-hole, standard barrel, has color-coded barrels marked with Panduit and specified competitor die index numbers for proper crimp die selection. An inspection window aids to visually assure full conducto | C | 100 | 20 | 1 | 1191.7
07498355930 | LCA3/0-38F-X | STDLug,3/0AWG,.38in,90°,WDW,PK10 | One-hole, standard barrel with window lug, 3/0 AWG wire, 90° angle tongue, 3/8 stud hole. | C | 100 | 10 | 1 | 1608.76
07498355858 | LCA3/0-38H-X | STDLug,3/0AWG,.38in,45°,WDW,PK10 | One-hole, standard barrel with window lug, 3/0 AWG wire, 45° angle tongue, 3/8 stud hole. | C | 100 | 10 | 1 | 1689.19
07498390118 | LCA3/0-56-X | STDLug,3/0AWG,.3in,WDW,PK10 | The LCA3/0-56-X Tin-Plated Copper Compression Lug, one-hole, standard barrel, has color-coded barrels marked with Panduit and specified competitor die index numbers for proper crimp die selection. An inspection window aids to visually assure full conducto | C | 100 | 20 | 1 | 1263.14
07498355929 | LCA3/0-56F-X | STDLug,3/0AWG,.3in,90°,WDW,PK10 | One-hole, standard barrel with window lug, 3/0 AWG wire, 90° angle tongue, 5/16 stud hole. | C | 100 | 20 | 1 | 1790.52
07498355857 | LCA3/0-56H-X | STDLug,3/0AWG,.3in,45°,WDW,PK10 | The LCA3/0-56H-X Tin-Plated Copper Compression Lug, one-hole, standard barrel, has color-coded barrels marked with Panduit and specified competitor die index numbers for proper crimp die selection. An inspection window aids to visually assure full conduct | C | 100 | 20 | 1 | 1790.52
07498390050 | LCA300-12-X | CuLug,300kcmil,1/2StudPKG10 | One-hole, standard barrel with window lug, 300 kcmil cable, 1/2 stud hole. | C | 100 | 20 | 1 | 1933.73
07498386961 | LCA300-12F-X | CuLug,300kcmil,1/2Stud,90°PKG10 | One-hole, standard barrel with window lug, 300 kcmil cable, 90° angle tongue, 1/2 stud hole. | C | 100 | 10 | 1 | 2741.09
07498390196 | LCA300-38-X | STDLug,300mcm,.38in,WDW,PK10 | One-hole, standard barrel with window lug, 300 kcmil cable, 3/8 stud hole, standard package. | C | 100 | 20 | 1 | 1783.96
07498390197 | LCA300-58-X | CuLug,300kcmil,5/8StudPKG10 | The LCA300-58-X Tin-Plated Copper Compression Lug, one-hole, standard barrel, has color-coded barrels marked with Panduit and specified competitor die index numbers for proper crimp die selection. An inspection window aids to visually assure full conducto | C | 100 | 20 | 1 | 1873.16
07498390055 | LCA350-12-X | CuLug,350kcmil,1/2StudPKG10 | The LCA350-12-X Tin-Plated Copper Compression Lug, one-hole, standard barrel, has color-coded barrels marked with Panduit and specified competitor die index numbers for proper crimp die selection. An inspection window aids to visually assure full conducto | C | 100 | 20 | 1 | 2053.93
07498386969 | LCA350-12F-X | CuLug,350kcmil,1/2Stud,90°PKG10 | One-hole, standard barrel with window lug, 350 kcmil cable, 90° angle tongue, 1/2 stud hole. | C | 100 | 10 | 1 | 2911.44
07498386968 | LCA350-12H-X | CuLug,350kcmil,1/2Stud,45°PKG10 | One-hole, standard barrel with window lug, 350 kcmil cable, 45° angle tongue, 1/2 stud hole. | C | 100 | 10 | 1 | 2911.44
07498371938 | LCA350-38-X | CuLug,350kcmil,3/8StudPKG10 | The LCA350-38-X Tin-Plated Copper Compression Lug, one-hole, standard barrel, has color-coded barrels marked with Panduit and specified competitor die index numbers for proper crimp die selection. An inspection window aids to visually assure full conducto | C | 100 | 20 | 1 | 1956.02
07498386967 | LCA350-38F-X | CuLug,350kcmil,3/8Stud,90°PKG10 | One-hole, standard barrel with window lug, 350 kcmil cable, 90° angle tongue, 3/8 stud hole. | C | 100 | 10 | 1 | 2772.7
07498390198 | LCA350-58-X | CuLug,350kcmil,5/8StudPKG10 | One-hole, standard barrel with window lug, 350 kcmil cable, 5/8 stud hole. | C | 100 | 10 | 1 | 2053.8
07498386970 | LCA350-58H-X | CuLug,350kcmil,5/8Stud,45°PKG10 | One-hole, standard barrel with window lug, 350 kcmil cable, 45° angle tongue, 5/8 stud hole. | C | 100 | 10 | 1 | 2772.7
07498390010 | LCA4-10-L | CuLugSBW,4-3AWGSTR,2AWGSOL,#10StudPKG50 | One-hole, standard barrel with window lug, #4 — #3 AWG STR, #2 AWG SOL wire, #10 stud hole. | C | 100 | 50 | 1 | 408.13
07498355905 | LCA4-10F-L | CuCompLugSB,1H,#4-#3A,#2A,#10S,90°,PK50 | One-hole, standard barrel with window lug, #4 — #3 AWG STR, #2 AWG SOL wire, 90° angle tongue, #10 stud hole. | C | 100 | 50 | 1 | 578.57
07498344821 | LCA4-12-L | CuLug,#4-#3AWGSTR,#2AWGSOL,1/2StudPKG50 | One-hole, standard barrel with window lug, #4 AWG wire, 1/2 stud hole. | C | 100 | 50 | 1 | 601.82
07498312666 | LCA4-12F-L | Cu,CompLug,1H,#4-#3A,#2A,1/2S,90°,PK50 | One-hole, standard barrel with window lug, #4 — #3 AWG STR, #2 AWG SOL wire, 90° angle tongue, 1/2 stud hole. | C | 100 | 50 | 1 | 871.59
07498390011 | LCA4-14-L | STDLug,2-4AWG,.25in stud,WDW,PK50 | The LCA4-14-L Tin-Plated Copper Compression Lug, one-hole, standard barrel, has color-coded barrels marked with Panduit and specified competitor die index numbers for proper crimp die selection. An inspection window aids to visually assure full conductor | C | 100 | 50 | 1 | 408.13
07498355906 | LCA4-14F-L | CuCompLugSB,1H,#4-#3A,#2A,1/4S,90°,PK50 | One-hole, standard barrel with window lug, #4 — #3 AWG STR, #2 AWG SOL wire, 90° angle tongue, 1/4 stud hole. | C | 100 | 50 | 1 | 578.57
07498390013 | LCA4-38-L | STDLug,2-4AWG,.38in stud,NoWDW,PK50 | The LCA4-38-L Tin-Plated Copper Compression Lug, one-hole, standard barrel, has color-coded barrels marked with Panduit and specified competitor die index numbers for proper crimp die selection. An inspection window aids to visually assure full conductor | C | 100 | 50 | 1 | 408.13
07498355908 | LCA4-38F-L | Cu,CompLug,1H,#4-#3A,#2A,3/8S,90°,PK50 | One-hole, standard barrel with window lug, #4 — #3 AWG STR, #2 AWG SOL wire, 90° angle tongue, 3/8 stud hole. | C | 100 | 50 | 1 | 578.57
07498390012 | LCA4-56-L | Cu Lug,#4-3AWG STR,2SOL,5/16in Stud,PK50 | The LCA4-56-L Tin-Plated Copper Compression Lug, one-hole, standard barrel, has color-coded barrels marked with Panduit and specified competitor die index numbers for proper crimp die selection. An inspection window aids to visually assure full conductor | C | 100 | 50 | 1 | 408.13
07498355907 | LCA4-56F-L | Cu,CompLug,1H,#4-#3A,#2A,5/16S,90°,PK50 | One-hole, standard barrel with window lug, #4 — #3 AWG STR, #2 AWG SOL wire, 90° angle tongue, 5/16 stud hole. | C | 100 | 50 | 1 | 578.57
07498355824 | LCA4-56H-L | Cu,CompLug,1H,#4-#3A,#2A,5/16S,45°,PK50 | One-hole, standard barrel with window lug, #4 — #3 AWG STR, #2 AWG SOL wire, 45° angle tongue, 5/16 stud hole. | C | 100 | 50 | 1 | 578.57
07498390041 | LCA4/0-12-X | STDLug,4/0AWG,.5in stud,WDW,PK10 | The LCA4/0-12-X Tin-Plated Copper Compression Lug, one-hole, standard barrel, has color-coded barrels marked with Panduit and specified competitor die index numbers for proper crimp die selection. An inspection window aids to visually assure full conducto | C | 100 | 20 | 1 | 1503.77
07498355945 | LCA4/0-12F-X | STDLug,4/0AWG,.5in,90°,WDW,PK10 | One-hole, standard barrel with window lug, 4/0 AWG wire, 90° angle tongue, 1/2 stud hole. | C | 100 | 10 | 1 | 2030
07498355864 | LCA4/0-12H-X | STDLug,4/0AWG,.5in,45°,WDW,PK10 | One-hole, standard barrel with window lug, 4/0 AWG wire, 45° angle tongue, 1/2 stud hole. | C | 100 | 20 | 1 | 2131.49
07498390119 | LCA4/0-14-X | STDLug,4/0AWG,.25in,WDW,PK10 | One-hole, standard barrel with window lug, 4/0 AWG wire, 1/4 stud hole. | C | 100 | 20 | 1 | 1435.38
07498390040 | LCA4/0-38-X | STDLug,4/0AWG,.38in stud,WDW,PK10 | The LCA4/0-38-X Tin-Plated Copper Compression Lug, one-hole, standard barrel, has color-coded barrels marked with Panduit and specified competitor die index numbers for proper crimp die selection. An inspection window aids to visually assure full conducto | C | 100 | 20 | 1 | 1367.01
07498355935 | LCA4/0-38F-X | STDLug,4/0AWG,.38in,90°,WDW,PK10 | One-hole, standard barrel with window lug, 4/0 AWG wire, 90° angle tongue, 3/8 stud hole. | C | 100 | 20 | 1 | 1937.73
07498355863 | LCA4/0-38H-X | STDLug,4/0AWG,.38in,45°,WDW,PK10 | One-hole, standard barrel with window lug, 4/0 AWG sire, 45° angle tongue, 3/8 stud hole. | C | 100 | 20 | 1 | 2034.63
07498390120 | LCA4/0-56-X | STDLug,4/0AWG,.3in,WDW,PK10 | One-hole, standard barrel with window lug, 4/0 AWG wire, 5/16 stud hole. | C | 100 | 20 | 1 | 1367.01
07498371943 | LCA400-00-6 | CuLug,Blank,400KcmilPKG6 | Blank tongue, standard barrel lug, 400 Kcmil Cable. | C | 100 | 12 | 1 | 2213.27
07498390059 | LCA400-12-6 | CuLug,400kcmil,1/2StudPKG6 | The LCA400-12-6 Tin-Plated Copper Compression Lug, one-hole, standard barrel, has color-coded barrels marked with Panduit and specified competitor die index numbers for proper crimp die selection. An inspection window aids to visually assure full conducto | C | 100 | 12 | 1 | 2213.27
07498386977 | LCA400-12F-6 | CuLug,400kcmil,1/2Stud,90°PKG6 | One-hole, standard barrel with window lug, 400 kcmil cable, 90° angle tongue, 1/2 stud hole. | C | 100 | 6 | 1 | 3137.3
07498386976 | LCA400-12H-6 | CuLug,400kcmil,1/2Stud,45°PKG6 | One-hole, standard barrel with window lug, 400 kcmil cable, 45° angle tongue, 1/2 stud hole. | C | 100 | 6 | 1 | 3137.3
07498371941 | LCA400-38-6 | CuLug,400kcmil,3/8StudPKG6 | One-hole, standard barrel with window lug, 400 kcmil cable, 3/8 stud hole. | C | 100 | 12 | 1 | 2107.87
07498390060 | LCA400-58-6 | CuLug,400kcmil,5/8StudPKG6 | One-hole, standard barrel with window lug, 400 kcmil cable, 5/8 stud hole. | C | 100 | 12 | 1 | 2213.27
07498371948 | LCA500-00-6 | CuLug,Blank,500KcmilPKG6 | Blank tongue, standard barrel lug, 500 Kcmil Cable. | C | 100 | 12 | 1 | 2663.47
07498390064 | LCA500-12-6 | STDLug,500mcm,.5in stud,WDW,PK6 | The LCA500-12-6 Tin-Plated Copper Compression Lug, one-hole, standard barrel, has color-coded barrels marked with Panduit and specified competitor die index numbers for proper crimp die selection. An inspection window aids to visually assure full conducto | C | 100 | 12 | 1 | 2663.4
07498386985 | LCA500-12F-6 | CuLug,500kcmil,1/2Stud,90°,PKG6 | One-hole, standard barrel with window lug, 500 kcmil cable, 90° angle tongue, 1/2 stud hole. | C | 100 | 6 | 1 | 3775.47
07498371944 | LCA500-38-6 | CuLug,1H,500kcmil,3/8StudPKG6 | One-hole, standard barrel with window lug, 500 kcmil cable, 3/8 stud hole. | C | 100 | 12 | 1 | 2663.4
07498386983 | LCA500-38F-6 | CuLug,1H,500kcmil,3/8Stud,90°PKG6 | One-hole, standard barrel with window lug, 500 kcmil cable, 90° angle tongue, 3/8 stud hole. | C | 100 | 6 | 1 | 3775.47
07498390065 | LCA500-58-6 | CuLug,1H,500kcmil,5/8StudPKG6 | One-hole, standard barrel with window lug, 500 kcmil cable, 5/8 stud hole. | C | 100 | 6 | 1 | 2796.58
07498390005 | LCA6-10-L | CuLugSBW,#6AWG,#10StudPKG50 | The LCA6-10-L Tin-Plated Copper Compression Lug, one-hole, standard barrel, has color-coded barrels marked with Panduit and specified competitor die index numbers for proper crimp die selection. An inspection window aids to visually assure full conductor | C | 100 | 50 | 1 | 311.22
07498355901 | LCA6-10F-L | CuLug,SBW#6AWG,#10Stud,90°PKG50 | One-hole, standard barrel with window lug, #6 AWG wire, 90° angle tongue, #10 stud hole. | C | 100 | 50 | 1 | 441.2
07498355805 | LCA6-10H-L | CuLugSBW,#6AWG,#10Stud,45°PKG50 | One-hole, standard barrel with window lug, #6 AWG wire, 45° angle tongue, #10 stud hole. | C | 100 | 50 | 1 | 441.2
07498390006 | LCA6-14-L | CuLug,1H,#6AWG,1/4StudPKG50 | The LCA6-14-L Tin-Plated Copper Compression Lug, one-hole, standard barrel, has color-coded barrels marked with Panduit and specified competitor die index numbers for proper crimp die selection. An inspection window aids to visually assure full conductor | C | 100 | 50 | 1 | 311.22
07498355902 | LCA6-14F-L | CuLugSBW,#6AWG,1/4Stud,90°PKG50 | One-hole, standard barrel with window lug, #6 AWG wire, 90° angle tongue, 1/4 stud hole. | C | 100 | 50 | 1 | 420.19
07498355806 | LCA6-14H-L | CuLugSBW,#6AWG,1/4Stud,45°PKG50 | One-hole, standard barrel with window lug, #6 AWG wire, 45° angle tongue, 1/4 stud hole. | C | 100 | 50 | 1 | 441.2
07498390008 | LCA6-38-L | STDLug,6AWG,.38in stud,WDW,PK50 | The LCA6-38-L Tin-Plated Copper Compression Lug, one-hole, standard barrel, has color-coded barrels marked with Panduit and specified competitor die index numbers for proper crimp die selection. An inspection window aids to visually assure full conductor | C | 100 | 50 | 1 | 311.22
07498390007 | LCA6-56-L | CuLugSBW,#6AWG,5/16StudPKG50 | The LCA6-56-L Tin-Plated Copper Compression Lug, one-hole, standard barrel, has color-coded barrels marked with Panduit and specified competitor die index numbers for proper crimp die selection. An inspection window aids to visually assure full conductor | C | 100 | 50 | 1 | 311.22
07498371950 | LCA600-00-6 | CuLug,Blank,600KcmilPKG6 | Blank tongue, standard barrel lug, 600 Kcmil Cable. | C | 100 | 6 | 1 | 5507.68
07498390069 | LCA600-12-6 | CuLug,600kcmil,1/2StudPKG6 | The LCA600-12-6 Tin-Plated Copper Compression Lug, one-hole, standard barrel, has color-coded barrels marked with Panduit and specified competitor die index numbers for proper crimp die selection. An inspection window aids to visually assure full conducto | C | 100 | 6 | 1 | 5245.4
07498386995 | LCA600-12F-6 | CuLug,600kcmil,1/2Stud,90°PKG6 | One-hole, standard barrel with window lug, 600 kcmil cable, 90° angle tongue, 1/2 stud hole. | C | 100 | 6 | 1 | 7435.37
07498344844 | LCA750-58-6 | CuLug,750kcmil,5/8StudPKG6 | One-hole, standard barrel with window lug, 750 kcmil cable, 5/8 stud hole. | C | 100 | 6 | 1 | 8596.38
07498390000 | LCA8-10-L | CuLugSBW,#8AWG,#10StudPKG50 | The LCA8-10-L Tin-Plated Copper Compression Lug, one-hole, standard barrel, has color-coded barrels marked with Panduit and specified competitor die index numbers for proper crimp die selection. An inspection window aids to visually assure full conductor | C | 100 | 50 | 1 | 282.3
07498355892 | LCA8-10F-L | CuLugSBW,#8AWG,#10Stud,90°PKG50 | One-hole, standard barrel with window lug, #8 AWG wire, 90° angle tongue, #10 stud hole. | C | 100 | 50 | 1 | 420.14
07498355801 | LCA8-10H-L | CuLugSBW,#8AWG,#10Stud,45°PKG50 | One-hole, standard barrel with window lug, #8 AWG wire, 45° angle tongue, #10 stud hole. | C | 100 | 50 | 1 | 420.14
07498390001 | LCA8-14-L | STDLug,8AWG,.25in stud,WDW,PK50 | The LCA8-14-L Tin-Plated Copper Compression Lug, one-hole, standard barrel, has color-coded barrels marked with Panduit and specified competitor die index numbers for proper crimp die selection. An inspection window aids to visually assure full conductor | C | 100 | 50 | 1 | 282.3
07498355898 | LCA8-14F-L | CuLugSBW,#8AWG,1/4Stud,90°PKG50 | One-hole, standard barrel with window lug, #8 AWG wire, 90° angle tongue, 1/4 stud hole. | C | 100 | 50 | 1 | 420.14
07498355802 | LCA8-14H-L | CuLugSBW,#8AWG,1/4Stud,45°PKG50 | One-hole, standard barrel with window lug, #8 AWG wire, 45° angle tongue, 1/4 stud hole. | C | 100 | 50 | 1 | 420.14
07498390088 | LCA8-38-L | STDLug,8AWG,.38in stud,WDW,PK50 | The LCA8-38-L Tin-Plated Copper Compression Lug, one-hole, standard barrel, has color-coded barrels marked with Panduit and specified competitor die index numbers for proper crimp die selection. An inspection window aids to visually assure full conductor | C | 100 | 50 | 1 | 282.3
07498355900 | LCA8-38F-L | CuLugSBW,#8AWG,3/8Stud,90°PKG50 | One-hole, standard barrel with window lug, #8 AWG wire, 90° angle tongue, 3/8 stud hole. | C | 100 | 50 | 1 | 420.14
07498390087 | LCA8-56-L | CuLugSBW,#8AWG,5/16StudPKG50 | One-hole, standard barrel with window lug, #8 AWG wire, 5/16 stud hole. | C | 100 | 50 | 1 | 282.3
07498355899 | LCA8-56F-L | CuLugSBW,#8AWG,5/16Stud,90°PKG50 | One-hole, standard barrel with window lug, #8 AWG wire, 90° angle tongue, 5/16 stud hole. | C | 100 | 50 | 1 | 420.14
07498355752 | LCAF1-12-X | CuLug,#1AWG,Flared,1/2StudPKG10 | One-hole, flared barrel, #1 AWG wire, 1/2 stud hole. | C | 100 | 40 | 1 | 918.33
07498355749 | LCAF1-14-X | CuLug,1H,#1AWG,Flared,1/4StudPKG10 | One-hole, flared barrel, #1 AWG wire, 1/4 stud hole. | C | 100 | 20 | 1 | 811.75
07498355751 | LCAF1-38-X | CuLug,#1AWG,Flared,3/8StudPKG10 | One-hole, flared barrel, #1 AWG wire, 3/8 stud hole. | C | 100 | 40 | 1 | 929.72
07498355750 | LCAF1-56-X | CuLug,#1AWG,Flared,5/16StudPKG10 | One-hole, flared barrel, #1 AWG wire, 5/16 stud hole. | C | 100 | 20 | 1 | 934.28
07498355772 | LCAF1/0-12-X | CuLug,1/0AWG,Flared,1/2StudPKG10 | One-Hole, flared barrel, 1/0 AWG wire, 1/2 stud hole. | C | 100 | 20 | 1 | 1105.94
07498355758 | LCAF1/0-14-X | CuLug,1/0AWG,Flared,1/4StudPKG10 | One-Hole, flared barrel, 1/0 AWG wire, 1/4 stud hole. | C | 100 | 20 | 1 | 992.98
07498355771 | LCAF1/0-38-X | CuLug,1/0AWG,Flared,3/8StudPKG10 | One-Hole, flared barrel, 1/0 AWG wire, 3/8 stud hole. | C | 100 | 20 | 1 | 1029.99
07498355770 | LCAF1/0-56-X | CuLug,1/0AWG,Flared,5/16StudPKG10 | One-Hole, flared barrel, 1/0 AWG wire, 5/16 stud hole. | C | 100 | 20 | 1 | 1081.49
07498355748 | LCAF2-12-E | CuLug,#2AWG,Flared,1/2StudPKG20 | One-hole, flared barrel, #2 AWG wire, 1/2 stud hole. | C | 100 | 20 | 1 | 902.7
07498355745 | LCAF2-14-E | CuLug,#2AWG,Flared,1/4StudPKG20 | One-hole, flared barrel, #2 AWG wire, 1/4 stud hole. | C | 100 | 20 | 1 | 853.12
07498387242 | LCAF2-14F-E | CuLug,#2AWG,Flared,1/4Stud,90°PKG20 | One-hole, flared barrel, #2 AWG wire, 1/4 stud hole, 90° angle tongue. | C | 100 | 20 | 1 | 1206.58
07498387241 | LCAF2-14H-E | CuLug,#2AWG,Flared,1/4Stud,45°PKG20 | One-hole, flared barrel, #2 AWG wire, 1/4 stud hole, 45° angle tongue. | C | 100 | 20 | 1 | 1151.72
07498355747 | LCAF2-38-E | CuLug,1H,#2AWG,Flared,3/8StudPKG20 | One-hole, flared barrel, #2 AWG wire, 3/8 stud hole. | C | 100 | 20 | 1 | 792.62
07498355746 | LCAF2-56-E | CuLug,#2AWG,Flared,5/16StudPKG20 | One-hole, flared barrel, #2 AWG wire, 5/16 stud hole. | C | 100 | 20 | 1 | 907.88
07498397391 | LCAF2-56F-E | CuLug,#2AWG,Flared,5/16Stud,90°PKG20 | One-hole, flared barrel, #2 AWG wire, 5/16 stud hole, 90° angle tongue. | C | 100 | 20 | 1 | 1225.78
07498355776 | LCAF2/0-12-X | CuLug,2/0AWG,Flared,1/2StudPKG10 | One-hole, flared barrel, 2/0 AWG wire, 1/2 stud hole. | C | 100 | 20 | 1 | 1246.84
07498387708 | LCAF2/0-12F-X | CuLug,2/0AWG,Flared,1/2Stud,90°PKG10 | One-hole, flared barrel, 2/0 AWG wire, 1/2 stud hole, 90° angle tongue. | C | 100 | 20 | 1 | 1692.71
07498355773 | LCAF2/0-14-X | CuLug,2/0AWG,Flared,1/4StudPKG10 | One-hole, flared barrel, 2/0 AWG wire, 1/4 stud hole. | C | 100 | 20 | 1 | 1208.93
07498355775 | LCAF2/0-38-X | CuLug,2/0AWG,Flared,3/8StudPKG10 | One-hole, flared barrel, 2/0 AWG wire, 3/8 stud hole. | C | 100 | 20 | 1 | 1137.99
07498387706 | LCAF2/0-38F-X | CuLug,2/0AWG,Flared,3/8Stud,90°PKG10 | One-hole, flared barrel, 2/0 AWG wire, 3/8 stud hole, 90° angle tongue. | C | 100 | 20 | 1 | 1613.19
07498355774 | LCAF2/0-56-X | CuLug,2/0AWG,Flared,5/16StudPKG10 | One-hole, flared barrel, 2/0 AWG wire, 5/16 stud hole. | C | 100 | 20 | 1 | 1213.15
07498355797 | LCAF250-12-X | CuLug,250kcmil,Flared,1/2StudPKG10 | One-hole, flared barrel, 250 kcmil cable, 1/2 stud hole. | C | 100 | 20 | 1 | 1991.56
07498374449 | LCAF250-38-X | CuLug,250kcmil,Flared,3/8StudPKG10 | One-hole, flared barrel, 250 kcmil cable, 3/8 stud hole. | C | 100 | 10 | 1 | 2091.14
07498355780 | LCAF3/0-12-X | CuLug,3/0AWG,Flared,1/2StudPKG10 | One-hole, flared barrel, 3/0 AWG wire, 1/2 stud hole. | C | 100 | 10 | 1 | 1385.42
07498387716 | LCAF3/0-12F-X | CuLug,3/0AWG,Flared,1/2Stud,90°PKG10 | One-hole, flared barrel, 3/0 AWG wire, 1/2 stud hole, 90° angle tongue. | C | 100 | 20 | 1 | 1963.87
07498355779 | LCAF3/0-38-X | CuLug,3/0AWG,Flared,3/8StudPKG10 | One-hole, flared barrel, 3/0 AWG wire, 3/8 stud hole. | C | 100 | 20 | 1 | 1413.84
07498355799 | LCAF300-12-6 | CuLug,300kcmil,Flared,1/2StudPKG6 | One-hole, flared barrel, 300 kcmil cable, 1/2 stud hole. | C | 100 | 12 | 1 | 2745.4
07498374451 | LCAF300-38-6 | CuLug,300kcmil,Flared,3/8StudPKG6 | One-hole, flared barrel, 300 kcmil cable, 3/8 stud hole. | C | 100 | 12 | 1 | 2745.4
07498355800 | LCAF300-58-6 | CuLug,300kcmil,Flared,5/8StudPKG6 | One-hole, flared barrel, 300 kcmil cable, 5/8 stud hole. | C | 100 | 12 | 1 | 2671.87
07498355667 | LCAF350-12-6 | CuLug,350kcmil,Flared,1/2StudPKG6 | One-hole, flared barrel, 350 kcmil cable, 1/2 stud hole. | C | 100 | 12 | 1 | 3084.36
07498374453 | LCAF350-38-6 | CuLug,350kcmil,Flared,3/8StudPKG6 | One-hole, flared barrel, 350 kcmil cable, 3/8 stud hole. | C | 100 | 6 | 1 | 3000.26
07498355742 | LCAF4-14-L | CuLug,#4AWG,Flared,1/4StudPKG50 | One-hole, flared barrel, #4 AWG wire, 1/4 stud hole. | C | 100 | 50 | 1 | 497.43
07498355744 | LCAF4-38-L | CuLug,#4AWG,Flared,3/8StudPKG50 | One-hole, flared barrel, #4 AWG wire, 3/8 stud hole. | C | 100 | 50 | 1 | 460.6
07498355743 | LCAF4-56-L | CuLug,#4AWG,Flared,5/16StudPKG50 | One-hole, flared barrel, #4 AWG wire, 5/16 stud hole. | C | 100 | 50 | 1 | 536.92
07498355796 | LCAF4/0-12-X | CuLug,4/0AWG,Flared,1/2StudPKG10 | The LCAF4/0-12-X Tin-Plated Copper Compression Lug, one-hole, standard barrel, has color-coded barrels marked with Panduit and specified competitor die index numbers for proper crimp die selection. An inspection window aids to visually assure full conduct | C | 100 | 20 | 1 | 1645.15
07498387724 | LCAF4/0-12F-X | CuLug,4/0AWG,Flared,1/2Stud,90°PKG10 | One-hole, flared barrel, 4/0 AWG wire, 1/2 stud hole, 90° angle tongue. | C | 100 | 10 | 1 | 2321.62
07498387723 | LCAF4/0-12H-X | CuLug,4/0AWG,Flared,1/2Stud,45°PKG10 | One-hole, flared barrel, 4/0 AWG wire, 1/2 stud hole, 45° angle tongue. | C | 100 | 10 | 1 | 2331.97
07498355795 | LCAF4/0-38-X | CuLug,1H,4/0AWG,Flared,3/8StudPKG10 | One-hole, flared barrel, 4/0 AWG wire, 3/8 stud hole. | C | 100 | 20 | 1 | 1615.39
07498355785 | LCAF4/0-56-X | CuLug,4/0AWG,Flared,5/16StudPKG10 | One-hole, flared barrel, 4/0 AWG wire, 5/16 stud hole. | C | 100 | 10 | 1 | 1743.71
07498355669 | LCAF400-12-6 | CuLug,400kcmil,Flared,1/2StudPKG6 | One-hole, flared barrel, 400 kcmil cable, 1/2 stud hole. | C | 100 | 6 | 1 | 5706.57
07498355670 | LCAF400-58-6 | CuLug,400kcmil,Flared,5/8StudPKG6 | One-hole, flared barrel, 400 kcmil cable, 5/8 stud hole. | C | 100 | 6 | 1 | 5937.45
07498355671 | LCAF500-12-6 | CuLug,500kcmil,Flared,1/2StudPKG6 | One-hole, flared barrel, 500 kcmil cable, 1/2 stud hole. | C | 100 | 6 | 1 | 5423.64
07498355672 | LCAF500-58-6 | CuLug,500kcmil,Flared,5/8StudPKG6 | One-hole, flared barrel, 500 kcmil cable, 5/8 stud hole. | C | 100 | 6 | 1 | 5636.87
07498355713 | LCAF6-14-L | CuLug,#6AWG,Flared,1/4Stud,PKG50 | One-hole, flared barrel, #6 AWG wire, 1/4 stud hole. | C | 100 | 50 | 1 | 409.33
07498355731 | LCAF6-38-L | CuLug,#6AWG,Flared,3/8StudPKG50 | One-hole, flared barrel, #6 AWG wire, 3/8 stud hole. | C | 100 | 50 | 1 | 373.11
07498355674 | LCAF600-12-6 | CuLug,646.4kcmil,Flared,1/2StudPKG6 | One-hole, flared barrel, 600 kcmil cable, 1/2 stud hole. | C | 100 | 6 | 1 | 9895.69
07498355676 | LCAF750-12-3 | CuLug,777.7kcmil,Flared,1/2StudPKG3 | One-hole, flared barrel, 750 kcmil cable, 1/2 stud hole. | C | 100 | 3 | 1 | 11539.15
07498387217 | LCAF8-10H-L | CuLug,#8AWG,Flared,#10Stud,45°PKG50 | One-hole, flared barrel, #8 AWG wire, #10 stud hole, 45° angle tongue. | C | 100 | 50 | 1 | 405.86
07498355709 | LCAF8-14-L | CuLug,#8AWG,Flared,1/4StudPKG50 | One-hole, flared barrel, #8 AWG wire, 1/4 stud hole. | C | 100 | 50 | 1 | 315.68
07498344490 | LCAN1-10-E | CuLug,#1AWG,Narrow,#10StudPKG20 | One-hole, standard barrel with window, narrow tongue lug, #1 AWG wire, #10 stud hole. | C | 100 | 20 | 1 | 1174.51
07498360332 | LCAN1-14-E | CuLug,#1AWG,Narrow,1/4StudPKG20 | One-hole, standard barrel with window, narrow tongue lug, #1 AWG wire, 1/4 stud hole. | C | 100 | 20 | 1 | 1118.57
07498344491 | LCAN1/0-10-X | CuLug,1/0AWG,Narrow,#10StudPKG10 | One-hole, standard barrel with window, narrow tongue lug, 1/0 AWG wire, #10 stud hole. | C | 100 | 20 | 1 | 1177.32
07498360333 | LCAN1/0-14-X | CuLug,1/0AWG,Narrow,1/4StudPKG10 | One-hole, standard barrel with window, narrow tongue lug, 1/0 AWG wire, 1/4 stud hole. | C | 100 | 20 | 1 | 1121.25
07498360334 | LCAN1/0-56-X | CuLug,1/0AWG,Narrow,5/16StudPKG10 | One-hole, standard barrel with window, narrow tongue lug, 1/0 AWG wire, 5/16 stud hole. | C | 100 | 20 | 1 | 1177.32
07498344488 | LCAN2-10-Q | CuLug,#2AWG,Narrow,#10StudPKG25 | One-hole, standard barrel with window, narrow tongue lug, #2 AWG wire, #10 stud hole. | C | 100 | 25 | 1 | 949.83
07498360331 | LCAN2-14-Q | CuLug,#2AWG,Narrow,1/4StudPKG25 | One-hole, standard barrel with window, narrow tongue lug, #2 AWG wire, 1/4 stud hole. | C | 100 | 25 | 1 | 904.59
07498344477 | LCAN2/0-10-X | CuLug,2/0AWG,Narrow,#10StudPKG10 | One-hole, standard barrel with window, narrow tongue lug, 2/0 AWG wire, #10 stud hole. | C | 100 | 20 | 1 | 1353.65
07498360335 | LCAN2/0-14-X | CuLug,2/0AWG,Narrow,1/4StudPKG10 | One-hole, standard barrel with window, narrow tongue lug, 2/0 AWG wire, 1/4 stud hole. | C | 100 | 20 | 1 | 1289.21
07498344478 | LCAN2/0-38-X | CuLug,2/0AWG,Narrow,3/8StudPKG10 | The LCAN2/0-38-X Tin-Plated Copper Compression Lug, one-hole, standard barrel, narrow-tongue, has color-coded barrels marked with Panduit and specified competitor die index numbers for proper crimp die selection. An inspection window aids to visually assu | C | 100 | 20 | 1 | 1289.21
07498360336 | LCAN2/0-56-X | CuLug,2/0AWG,Narrow,5/16StudPKG10 | The LCAN2/0-56-X Tin-Plated Copper Compression Lug, one-hole, standard barrel, narrow-tongue, has color-coded barrels marked with Panduit and specified competitor die index numbers for proper crimp die selection. An inspection window aids to visually assu | C | 100 | 20 | 1 | 1289.21
07498360342 | LCAN250-38-X | CuLug,250kcmil,Narrow,3/8StudPKG10 | The LCAN250-38-X Tin-Plated Copper Compression Lug, one-hole, standard barrel, narrow-tongue, has color-coded barrels marked with Panduit and specified competitor die index numbers for proper crimp die selection. An inspection window aids to visually assu | C | 100 | 20 | 1 | 2145.05
07498360337 | LCAN3/0-14-X | CuLug,3/0AWG,Narrow,1/4StudPKG10 | One-hole, standard barrel with window, narrow tongue lug, 3/0 AWG wire, 1/4 stud hole. | C | 100 | 10 | 1 | 1535.65
07498360338 | LCAN3/0-38-X | CuLug,3/0AWG,Narrow,3/8StudPKG10 | The LCAN3/0-38-X Tin-Plated Copper Compression Lug, one-hole, standard barrel, narrow-tongue, has color-coded barrels marked with Panduit and specified competitor die index numbers for proper crimp die selection. An inspection window aids to visually assu | C | 100 | 20 | 1 | 1535.65
07498344479 | LCAN3/0-56-X | CuLug,3/0AWG,Narrow,5/16StudPKG10 | The LCAN3/0-56-X Tin-Plated Copper Compression Lug, one-hole, standard barrel, narrow-tongue, has color-coded barrels marked with Panduit and specified competitor die index numbers for proper crimp die selection. An inspection window aids to visually assu | C | 100 | 20 | 1 | 1535.65
07498360344 | LCAN300-38-X | CuLug,300kcmil,Narrow,3/8StudPKG10 | One-hole, standard barrel with window, narrow tongue lug, 300 kcmil cable, 3/8 stud hole. | C | 100 | 10 | 1 | 2479.78
07498360346 | LCAN350-12-X | CuLug,350kcmil,Narrow,1/2StudPKG10 | The LCAN350-12-X Tin-Plated Copper Compression Lug, one-hole, standard barrel, narrow-tongue, has color-coded barrels marked with Panduit and specified competitor die index numbers for proper crimp die selection. An inspection window aids to visually assu | C | 100 | 10 | 1 | 2304.8
07498360345 | LCAN350-38-X | CuLug,350kcmil,Narrow,3/8StudPKG10 | The LCAN350-38-X Copper Compression Connector Lug, one-hole, standard barrel, has color-coded barrels marked with Panduit and specified competitor die index numbers for proper crimp die selection. An inspection window aids to visually assure full conducto | C | 100 | 10 | 1 | 2304.8
07498344486 | LCAN4-10-L | CuLug,#4AWG,Narrow,#10StudPKG50 | One-hole, standard barrel with window, narrow tongue lug, #4 — #3 AWG STR, #2 AWG SOL wire, #10 stud hole. | C | 100 | 50 | 1 | 809.78
07498360330 | LCAN4-14-L | CuLug,#4AWG,Narrow,1/4StudPKG50 | One-hole, standard barrel with window, narrow tongue lug, #4 — #3 AWG STR, #2 AWG SOL wire, 1/4 stud hole. | C | 100 | 50 | 1 | 809.78
07498360339 | LCAN4/0-14-X | STDLugN,4/0AWG,.25in,WDW,PK10 | One-hole, standard barrel with window, narrow tongue lug, 4/0 AWG wire, 1/4 stud hole. | C | 100 | 10 | 1 | 1606.02
07498360340 | LCAN4/0-38-X | STDLug,NRW,4/0AWG,.38in stud,WDW,PK10 | The LCAN4/0-38-X Tin-Plated Copper Compression Lug, one-hole, standard barrel, narrow-tongue, has color-coded barrels marked with Panduit and specified competitor die index numbers for proper crimp die selection. An inspection window aids to visually assu | C | 100 | 20 | 1 | 1606.02
07498344480 | LCAN4/0-56-X | CuLug,1H,4/0AWG,Narrow,5/16StudPKG10 | One-hole, standard barrel with window, narrow tongue lug, 4/0 AWG wire, 5/16 stud hole. | C | 100 | 20 | 1 | 1606.02
07498344482 | LCAN400-12-6 | CuLug,400kcmil,Narrow,1/2StudPKG6 | The LCAN400-12-6 Tin-Plated Copper Compression Lug, one-hole, standard barrel, narrow-tongue, has color-coded barrels marked with Panduit and specified competitor die index numbers for proper crimp die selection. An inspection window aids to visually assu | C | 100 | 6 | 1 | 2721.87
07498344481 | LCAN400-38-6 | CuLug,400kcmil,Narrow,3/8StudPKG6 | One-hole, standard barrel with window, narrow tongue lug, 400 kcmil cable, 3/8 stud hole. | C | 100 | 12 | 1 | 2857.95
07498360348 | LCAN500-12-6 | CuLug,500kcmil,Narrow,1/2StudPKG6 | One-hole, standard barrel with window, narrow tongue lug, 500 kcmil cable, 1/2 stud hole. | C | 100 | 6 | 1 | 3285.26
07498360347 | LCAN500-38-6 | CuLug,500kcmil,Narrow,3/8StudPKG6 | One-hole, standard barrel with window, narrow tongue lug, 500 kcmil cable, 3/8 stud hole. | C | 100 | 6 | 1 | 3285.26
07498344487 | LCAN6-6-L | CuLug,#6AWG,Narrow,#6(3.5mm)StudPKG50 | One-hole, standard barrel with window, narrow tongue lug, #6 AWG wire, #6 stud hole. | C | 100 | 50 | 1 | 753.9
07498344483 | LCAN600-12-6 | CuLug,600kcmil,Narrow,1/2StudPKG6 | One-hole, standard barrel with window, narrow tongue lug, 600 kcmil cable, 1/2 stud hole. | C | 100 | 6 | 1 | 7442.17
07498360349 | LCAN600-38-6 | CuLug,600kcmil,Narrow,3/8StudPKG6 | One-hole, standard barrel with window, narrow tongue lug, 600 kcmil cable, 3/8 stud hole. | C | 100 | 6 | 1 | 7087.78
07498344475 | LCAN750-12-6 | CuLug,750kcmil,Narrow,1/2StudPKG6 | One-hole, standard barrel with window, narrow tongue lug, 750 kcmil cable, 1/2 stud hole. | C | 100 | 6 | 1 | 6475.26
07498360350 | LCAN750-38-6 | CuLug,750kcmil,Narrow,3/8StudPKG6 | One-hole, standard barrel with window, narrow tongue lug, 750 kcmil cable, 3/8 stud hole. | C | 100 | 6 | 1 | 6475.26
07498360329 | LCAN8-6-L | CuLug,#8AWG,Narrow,#6(3.5mm)StudPKG50 | One-hole, standard barrel with window, narrow tongue lug, #8 AWG wire, #6 stud hole. | C | 100 | 50 | 1 | 430.78
07498322531 | LCAS2-38-Q | CuLug,#2AWG,Short,3/8StudPKG25 | One-hole, short barrel with window lug, #2 AWG wire, 3/8 stud hole. | C | 100 | 1 | 1 | 770.96
07498386895 | LCAS4-14F-L | CuLug,#4AWG,Short,1/4Stud,90°PKG50 | The LCAS4-14F-L Tin-Plated Copper Compression Lug, one-hole, short barrel, has color-coded barrels marked with Panduit and specified competitor die index numbers for proper crimp die selection. An inspection window aids to visually assure full conductor i | C | 100 | 50 | 1 | 519.9
07498386945 | LCAS4/0-38F-X | CuLug,4/0AWG,Short,3/8Stud,90°PKG10 | One-hole, short barrel with window lug, 4/0 AWG wire, 3/8 stud hole, 90 ° angle tongue. | C | 100 | 1 | 1 | 1782.59
07498322522 | LCAS6-14-L | CuLug,#6AWG,Short,1/4StudPKG50 | The LCAS6-14-L Tin-Plated Copper Compression Lug, one-hole, short barrel, has color-coded barrels marked with Panduit and specified competitor die index numbers for proper crimp die selection. An inspection window aids to visually assure full conductor in | C | 100 | 50 | 1 | 302.5
07498344748 | LCAX1-10-X | CuLug,#1AWG,#10StudPKG10 | One-hole, flex lug, #1 AWG wire, #10 stud hole. | C | 100 | 20 | 1 | 844.47
07498343518 | LCAX1-12-X | CuLug,#1AWG,1/2StudPKG10 | One-hole, flex lug, #1 AWG wire, 1/2 stud hole. | C | 100 | 40 | 1 | 919.42
07498343520 | LCAX1-12F-X | CuLug,#1AWG,1/2Stud,90°PKG10 | One-hole, flex lug, #1 AWG wire, 1/2 stud hole., 90° angle tongue. | C | 100 | 20 | 1 | 1241.23
07498343509 | LCAX1-14-X | CuLug,#1AWG,1/4StudPKG10 | One-hole, flex lug, #1 AWG wire, 1/4 stud hole. | C | 100 | 40 | 1 | 844.47
07498343510 | LCAX1-14H-X | CuLug,#1AWG,1/4Stud,45°PKG10 | One-hole, flex lug, #1 AWG wire, 1/4 stud hole, 45° angle tongue. | C | 100 | 20 | 1 | 1140.01
07498343515 | LCAX1-38-X | CuLug,#1AWG,3/8StudPKG10 | One-hole, flex lug, #1 AWG wire, 3/8 stud hole. | C | 100 | 40 | 1 | 834.72
07498343512 | LCAX1-56-X | CuLug,#1AWG,5/16StudPKG10 | The LCAX1-56-X Tin-Plated Copper Compression Lug, one-hole, standard barrel, has color-coded barrels marked with Panduit and specified competitor die index numbers for proper crimp die selection. An inspection window aids to visually assure full conductor | C | 100 | 40 | 1 | 804.26
07498343514 | LCAX1-56F-X | CuLug,#1AWG,5/16Stud,90°PKG10 | One-hole, flex lug, #1 AWG wire, 5/16 stud hole., 90° angle tongue. | C | 100 | 20 | 1 | 1140.01
07498343530 | LCAX1/0-12-X | STDFlexLug,1/0AWG,.5in stud,WDW,PK10 | The LCAX1/0-12-X Tin-Plated Copper Compression Lug, one-hole, standard barrel, has color-coded barrels marked with Panduit and specified competitor die index numbers for proper crimp die selection. An inspection window aids to visually assure full conduct | C | 100 | 20 | 1 | 1053.25
07498343532 | LCAX1/0-12F-X | CuLugF,1/0AWG,1/2Stud,90°PKG10 | One-hole, flex lug, 1/0 AWG wire, 1/2 stud hole., 90° angle tongue. | C | 100 | 20 | 1 | 1493.1
07498343521 | LCAX1/0-14-X | CuLugF,1/0AWG,1/4StudPKG10 | The LCAX1/0-14-X Tin-Plated Copper Compression Lug, one-hole, standard barrel, has color-coded barrels marked with Panduit and specified competitor die index numbers for proper crimp die selection. An inspection window aids to visually assure full conduct | C | 100 | 40 | 1 | 945.22
07498343523 | LCAX1/0-14F-X | CuLugF,1/0AWG,1/4Stud,90°PKG10 | One-hole, flex lug, 1/0 AWG wire, 1/4 stud hole., 90° angle tongue. | C | 100 | 20 | 1 | 1339.87
07498343522 | LCAX1/0-14H-X | CuLugF,1/0AWG,1/4Stud,45°PKG10 | One-hole, flex lug, 1/0 AWG wire, 1/4 stud hole, 45° angle tongue. | C | 100 | 10 | 1 | 1339.87
07498328295 | LCAX1/0-38-C | CuLug,1/0AWG,3/8Stud,PKG100 | One-hole, flex lug, 1/0 AWG wire, 3/8 stud hole, bulk package. | C | 100 | 100 | 100 | 1000.8
07498343527 | LCAX1/0-38-X | CuLug,FL,1/0AWG,3/8StudPKG10 | The LCAX1/0-38-X Tin-Plated Copper Compression Lug, one-hole, standard barrel, has color-coded barrels marked with Panduit and specified competitor die index numbers for proper crimp die selection. The generously beveled wire entry prevents bent back stra | C | 100 | 40 | 1 | 953.15
07498343529 | LCAX1/0-38F-X | CuLugF,1/0AWG,3/8Stud,90°PKG10 | One-hole, flex lug, 1/0 AWG wire, 3/8 stud hole., 90° angle tongue. | C | 100 | 20 | 1 | 1351.08
07498343528 | LCAX1/0-38H-X | CuLugF,1/0AWG,3/8Stud,45°PKG10 | One-hole, flex lug, 1/0 AWG wire, 3/8 stud hole, 45° angle tongue. | C | 100 | 20 | 1 | 1351.08
07498343524 | LCAX1/0-56-X | CuLugF,1/0AWG,5/16StudPKG10 | The LCAX1/0-56-X Tin-Plated Copper Compression Lug, one-hole, standard barrel, has color-coded barrels marked with Panduit and specified competitor die index numbers for proper crimp die selection. An inspection window aids to visually assure full conduct | C | 100 | 40 | 1 | 1009.08
07498343526 | LCAX1/0-56F-X | CuLugF,1/0AWG,5/16Stud,90°PKG10 | One-hole, flex lug, 1/0 AWG wire, 5/16 stud hole., 90° angle tongue. | C | 100 | 20 | 1 | 1362.37
07498312658 | LCAX1/0-58-X | CuLug,1/0AWG,FLEX,5/8StudPKG10 | One-hole, flex lug, 1/0 AWG wire, 5/8 stud hole. | C | 100 | 20 | 1 | 1105.94
07498344745 | LCAX2-10-E | CuLug,#2AWG,#10StudPKG20 | One-hole, flex lug, #2 AWG wire, #10 stud hole. | C | 100 | 1 | 1 | 853.75
07498344747 | LCAX2-10F-E | CuLug,#2AWG,#10Stud,90°PKG20 | One-hole, flex lug, #2 AWG wire, #10 stud hole., 90° angle tongue. | C | 100 | 20 | 1 | 1152.62
07498344746 | LCAX2-10H-E | CuLug,#2AWG,#10Stud,45°PKG20 | One-hole, flex lug, #2 AWG wire, #10 stud hole, 45° angle tongue. | C | 100 | 20 | 1 | 1152.62
07498344261 | LCAX2-12-E | CuLug,#2AWG,1/2StudPKG20 | One-hole, flex lug, #2 AWG wire, 1/2 stud hole. | C | 100 | 20 | 1 | 859.15
07498344262 | LCAX2-12F-E | CuLug,#2AWG,1/2Stud,90°PKG20 | One-hole, flex lug, #2 AWG wire, 1/2 stud hole., 90° angle tongue. | C | 100 | 20 | 1 | 1217.81
07498344264 | LCAX2-14-E | CuLug,#2AWG,1/4StudPKG20 | The LCAX2-14-E Tin-Plated Copper Compression Lug, one-hole, standard barrel, has color-coded barrels marked with Panduit and specified competitor die index numbers for proper crimp die selection. An inspection window aids to visually assure full conductor | C | 100 | 40 | 1 | 813.11
07498344265 | LCAX2-14F-E | CuLug,#2AWG,1/4Stud,90°PKG20 | One-hole, flex lug, #2 AWG wire, 1/4 stud hole., 90° angle tongue. | C | 100 | 20 | 1 | 1097.74
07498344266 | LCAX2-14H-E | CuLug,#2AWG,1/4Stud,45°PKG20 | One-hole, flex lug, #2 AWG wire, 1/4 stud hole, 45° angle tongue. | C | 100 | 20 | 1 | 1097.74
07498344267 | LCAX2-38-E | CuLug,#2AWG,3/8StudPKG20 | The LCAX2-38-E Tin-Plated Copper Compression Lug, one-hole, standard barrel, has color-coded barrels marked with Panduit and specified competitor die index numbers for proper crimp die selection. An inspection window aids to visually assure full conductor | C | 100 | 40 | 1 | 793.37
07498344268 | LCAX2-38F-E | CuLug,#2AWG,3/8Stud,90°PKG20 | One-hole, flex lug, #2 AWG wire, 3/8 stud hole., 90° angle tongue. | C | 100 | 20 | 1 | 1071.09
07498344269 | LCAX2-38H-E | CuLug,#2AWG,3/8Stud,45°PKG20 | One-hole, flex lug, #2 AWG wire, 3/8 stud hole, 45° angle tongue. | C | 100 | 20 | 1 | 1124.66
07498344296 | LCAX2-56-E | CuLug,#2AWG,5/16StudPKG20 | The LCAX2-56-E Tin-Plated Copper Compression Lug, one-hole, standard barrel, has color-coded barrels marked with Panduit and specified competitor die index numbers for proper crimp die selection. An inspection window aids to visually assure full conductor | C | 100 | 20 | 1 | 887.07
07498344298 | LCAX2-56F-E | CuLug,#2AWG,5/16Stud,90°PKG20 | One-hole, flex lug, #2 AWG wire, 5/16 stud hole., 90° angle tongue. | C | 100 | 20 | 1 | 1197.57
07498344297 | LCAX2-56H-E | CuLug,#2AWG,5/16Stud,45°PKG20 | One-hole, flex lug, #2 AWG wire, 5/16 stud hole, 45° angle tongue. | C | 100 | 20 | 1 | 1197.57
07498343542 | LCAX2/0-12-X | STDFlexLug,2/0AWG,.5in stud,WDW,PK10 | The LCAX2/0-12-X Tin-Plated Copper Compression Lug, one-hole, standard barrel, has color-coded barrels marked with Panduit and specified competitor die index numbers for proper crimp die selection. An inspection window aids to visually assure full conduct | C | 100 | 40 | 1 | 1154.25
07498343544 | LCAX2/0-12F-X | CuLugF,2/0AWG,1/2Stud,90°PKG10 | One-hole, flex lug, 2/0 AWG wire, 1/2 stud hole., 90° angle tongue. | C | 100 | 20 | 1 | 1636.12
07498343543 | LCAX2/0-12H-X | CuLugF,2/0AWG,1/2Stud,45°PKG10 | One-hole, flex lug, 2/0 AWG wire, 1/2 stud hole, 45° angle tongue. | C | 100 | 20 | 1 | 1636.12
07498344305 | LCAX2/0-14-X | CuLugF,2/0AWG,1/4StudPKG10 | One-hole, flex lug, 2/0 AWG wire, 1/4 stud hole, standard package. | C | 100 | 20 | 1 | 954.32
07498328297 | LCAX2/0-38-C | CuLug,2/0AWG,3/8Stud,PKG100 | One-hole, flex lug, 2/0 AWG wire, 3/8 stud hole, bulk package. | C | 100 | 100 | 1 | 1002.03
07498343539 | LCAX2/0-38-X | STDFlexLug,2/0AWG,.38in stud,WDW,PK10 | The LCAX2/0-38-X Tin-Plated Copper Compression Lug, one-hole, standard barrel, has color-coded barrels marked with Panduit and specified competitor die index numbers for proper crimp die selection. The generously beveled wire entry prevents bent back stra | C | 100 | 40 | 1 | 1137.99
07498343541 | LCAX2/0-38F-X | CuLugF,2/0AWG,3/8Stud,90°PKG10 | One-hole, flex lug, 2/0 AWG wire, 3/8 stud hole., 90° angle tongue. | C | 100 | 20 | 1 | 1536.35
07498343540 | LCAX2/0-38H-X | CuLugF,2/0AWG,3/8Stud,45°PKG10 | One-hole, flex lug, 2/0 AWG wire, 3/8 stud hole, 45° angle tongue. | C | 100 | 10 | 1 | 1613.19
07498343536 | LCAX2/0-56-X | CuLugF,2/0AWG,5/16StudPKG10 | The LCAX2/0-56-X Tin-Plated Copper Compression Lug, one-hole, standard barrel, has color-coded barrels marked with Panduit and specified competitor die index numbers for proper crimp die selection. An inspection window aids to visually assure full conduct | C | 100 | 20 | 1 | 1154.25
07498343538 | LCAX2/0-56F-X | CuLugF,2/0AWG,5/16Stud,90°PKG10 | One-hole, flex lug, 2/0 AWG wire, 5/16 stud hole., 90° angle tongue. | C | 100 | 20 | 1 | 1636.12
07498343537 | LCAX2/0-56H-X | CuLugF,2/0AWG,5/16Stud,45°PKG10 | One-hole, flex lug, 2/0 AWG wire, 5/16 stud hole, 45° angle tongue. | C | 100 | 10 | 1 | 1636.12
07498344754 | LCAX2/0-58-X | CuLug,2/0AWG,5/8StudPKG10 | One-hole, flex lug, 2/0 AWG wire, 5/8 stud hole, standard package. | C | 100 | 10 | 1 | 1272.56
07498343573 | LCAX250-12-X | STDflexLug,250mcm,.5in stud,WDW,PK10 | The LCAX250-12-X Tin-Plated Copper Compression Lug, one-hole, standard barrel, has color-coded barrels marked with Panduit and specified competitor die index numbers for proper crimp die selection. An inspection window aids to visually assure full conduct | C | 100 | 20 | 1 | 2101.31
07498343575 | LCAX250-12F-X | CuLugF,250kcmil,1/2Stud,90°PKG10 | One-hole, flex lug, 250 kcmil cable, 1/2 stud hole., 90° angle tongue. | C | 100 | 10 | 1 | 2836.78
07498343574 | LCAX250-12H-X | CuLugF,250kcmil,1/2Stud,45°PKG10 | One-hole, flex lug, 250 kcmil cable, 1/2 stud hole, 45° angle tongue. | C | 100 | 10 | 1 | 2978.61
07498343570 | LCAX250-38-X | STDFlexLug,250mcm,.38in stud,WDW,PK10 | The LCAX250-38-X Tin-Plated Copper Compression Lug, one-hole, standard barrel, has color-coded barrels marked with Panduit and specified competitor die index numbers for proper crimp die selection. An inspection window aids to visually assure full conduct | C | 100 | 20 | 1 | 1991.53
07498343572 | LCAX250-38F-X | CuLugF,250kcmil,3/8Stud,90°PKG10 | One-hole, flex lug, 250 kcmil cable, 3/8 stud hole., 90° angle tongue. | C | 100 | 10 | 1 | 2823.05
07498343571 | LCAX250-38H-X | CuLugF,250kcmil,3/8Stud,45°PKG10 | One-hole, flex lug, 250 kcmil cable, 3/8 stud hole, 45° angle tongue. | C | 100 | 10 | 1 | 2823.05
07498344769 | LCAX250-56-X | CuLugF,250kcmil,5/16StudPKG10 | One-hole, flex lug, 250 kcmil cable, 5/16 stud hole. | C | 100 | 10 | 1 | 2083.19
07498343576 | LCAX250-58-X | CuLug,250kcmil,5/8StudPKG10 | One-hole, flex lug, 250 kcmil cable, 5/8 stud hole. | C | 100 | 10 | 1 | 2255.89
07498343554 | LCAX3/0-12-X | CuLug,3/0AWG,1/2StudPKG10 | The LCAX3/0-12-X Tin-Plated Copper Compression Lug, one-hole, standard barrel, has color-coded barrels marked with Panduit and specified competitor die index numbers for proper crimp die selection. An inspection window aids to visually assure full conduct | C | 100 | 20 | 1 | 1246.3
07498343556 | LCAX3/0-12F-X | STDFlexLug,3/0AWG,.5in,90°,WDW,PK10 | One-hole, flex lug, 3/0 AWG wire, 1/2 stud hole., 90° angle tongue. | C | 100 | 20 | 1 | 1766.58
07498343555 | LCAX3/0-12H-X | STDFlexLug,3/0AWG,.5in,45°,WDW,PK10 | One-hole, flex lug, 3/0 AWG wire, 1/2 stud hole, 45° angle tongue. | C | 100 | 20 | 1 | 1766.58
61305644892 | LCAX3/0-14-T | Copper Compression Lug, 1 Hole, 3/0 AWG |  | C | 100 | 200 | 200 | 1428.67
07498343545 | LCAX3/0-14-X | STDFlexLug,3/0AWG,.25in,WDW,PK10 | One-hole, flex lug, 3/0 AWG wire, 1/4 stud hole. | C | 100 | 20 | 1 | 1428.67
07498343551 | LCAX3/0-38-X | STDFlexLug,3/0AWG,.38in stud,WDW,PK10 | The LCAX3/0-38-X Tin-Plated Copper Compression Lug, one-hole, standard barrel, has color-coded barrels marked with Panduit and specified competitor die index numbers for proper crimp die selection. The generously beveled wire entry prevents bent back stra | C | 100 | 20 | 1 | 1414.37
07498343553 | LCAX3/0-38F-X | STDFlexLug,3/0AWG,.38in,90°,WDW,PK10 | One-hole, flex lug, 3/0 AWG wire, 3/8 stud hole., 90° angle tongue. | C | 100 | 10 | 1 | 1909.44
07498343552 | LCAX3/0-38H-X | STDFlexLug,3/0AWG,.38in,45°,WDW,PK10 | One-hole, flex lug, 3/0 AWG wire, 3/8 stud hole, 45° angle tongue. | C | 100 | 10 | 1 | 2004.92
07498343548 | LCAX3/0-56-X | STDFlexLug,3/0AWG,.3in,WDW,PK10 | One-hole, flex lug, 3/0 AWG wire, 5/16 stud hole. | C | 100 | 20 | 1 | 1428.53
07498343550 | LCAX3/0-56F-X | STDFlexLug,3/0AWG,.3in,90°,WDW,PK10 | One-hole, flex lug, 3/0 AWG wire, 5/16 stud hole., 90° angle tongue. | C | 100 | 10 | 1 | 2024.98
07498312659 | LCAX3/0-58-X | CuLug,3/0AWG,5/8StudPKG10 | One-hole, flex lug, 3/0 AWG wire, 5/8 stud hole.. | C | 100 | 20 | 1 | 1485.1
07498343582 | LCAX300-12-6 | CuLug,300kcmil,1/2StudPKG6 | One-hole, flex lug, 300 kcmil cable, 1/2 stud hole. | C | 100 | 12 | 1 | 2782.09
07498343584 | LCAX300-12F-6 | CuLug,300kcmil,1/2Stud,90°PKG6 | One-hole, flex lug, 300 kcmil cable, 1/2 stud hole., 90° angle tongue. | C | 100 | 6 | 1 | 3943.64
07498343579 | LCAX300-38-6 | CuLug,300kcmil,3/8StudPKG6 | The LCAX300-38-6 Tin-Plated Copper Compression Lug, one-hole, standard barrel, has color-coded barrels marked with Panduit and specified competitor die index numbers for proper crimp die selection. An inspection window aids to visually assure full conduct | C | 100 | 6 | 1 | 2614.67
07498343581 | LCAX300-38F-6 | CuLug,300kcmil,3/8Stud,90°PKG6 | One-hole, flex lug, 300 kcmil cable, 3/8 stud hole., 90° angle tongue. | C | 100 | 6 | 1 | 3706.3
07498343587 | LCAX300-58F-6 | CuLug,300kcmil,5/8Stud,90°PKG6 | One-hole, flex lug, 300 kcmil cable, 5/8 stud hole., 90° angle tongue. | C | 100 | 6 | 1 | 3943.64
07498343591 | LCAX350-12-6 | CuLug,350kcmil,1/2StudPKG6 | The LCAX350-12-6 Tin-Plated Copper Compression Lug, one-hole, standard barrel, has color-coded barrels marked with Panduit and specified competitor die index numbers for proper crimp die selection. An inspection window aids to visually assure full conduct | C | 100 | 12 | 1 | 2673.19
07498343593 | LCAX350-12F-6 | CuLug,350kcmil,1/2Stud,90°PKG6 | One-hole, flex lug, 350 kcmil cable, 1/2 stud hole., 90° angle tongue. | C | 100 | 6 | 1 | 3789.23
07498343592 | LCAX350-12H-6 | CuLug,350kcmil,1/2Stud,45°PKG6 | One-hole, flex lug, 350 kcmil cable, 1/2 stud hole, 45° angle tongue. | C | 100 | 6 | 1 | 3789.23
07498343588 | LCAX350-38-6 | CuLug,350kcmil,3/8StudPKG6 | The LCAX350-38-6 Tin-Plated Copper Compression Lug, one-hole, standard barrel, has color-coded barrels marked with Panduit and specified competitor die index numbers for proper crimp die selection. An inspection window aids to visually assure full conduct | C | 100 | 12 | 1 | 2620.81
07498343590 | LCAX350-38F-6 | CuLug,350kcmil,3/8Stud,90°PKG6 | One-hole, flex lug, 350 kcmil cable, 3/8 stud hole., 90° angle tongue. | C | 100 | 6 | 1 | 3714.97
07498343589 | LCAX350-38H-6 | CuLug,350kcmil,3/8Stud,45°PKG6 | One-hole, flex lug, 350 kcmil cable, 3/8 stud hole, 45° angle tongue. | C | 100 | 6 | 1 | 3714.97
07498344781 | LCAX350-56-6 | CuLug,350kcmil,5/16StudPKG6 | One-hole, flex lug, 350 kcmil cable, 5/16 stud hole. | C | 100 | 6 | 1 | 2751.86
07498343594 | LCAX350-58-6 | CuLug,350kcmil,5/8StudPKG6 | One-hole, flex lug, 350 kcmil cable, 5/8 stud hole. | C | 100 | 6 | 1 | 2902.26
07498343395 | LCAX4-10-L | CuLug,#4AWG,#10StudPKG50 | One-hole, flex lug, #4 AWG wire, #10 stud hole. | C | 100 | 50 | 1 | 414.86
07498343396 | LCAX4-10H-L | CuLug,#4AWG,#10Stud,45°PKG50 | One-hole, flex lug, #4 AWG wire, #10 stud hole, 45° angle tongue. | C | 100 | 50 | 1 | 588.07
07498343401 | LCAX4-14-L | CuLug,#4AWG,1/4StudPKG50 | The LCAX4-14-L Tin-Plated Copper Compression Lug, one-hole, standard barrel, has color-coded barrels marked with Panduit and specified competitor die index numbers for proper crimp die selection. An inspection window aids to visually assure full conductor | C | 100 | 50 | 1 | 421.91
07498343407 | LCAX4-14F-L | CuLug,#4AWG,1/4Stud,90°PKG50 | One-hole, flex lug, #4 AWG wire, 1/4 stud hole., 90° angle tongue. | C | 100 | 50 | 1 | 598.11
07498343418 | LCAX4-38-L | CuLug,#4AWG,3/8StudPKG50 | One-hole, flex lug, #4 AWG wire, 3/8 stud hole. | C | 100 | 50 | 1 | 390.88
07498343415 | LCAX4-56-L | CuLug,#4AWG,5/16StudPKG50 | One-hole, flex lug, #4 AWG wire, 5/16 stud hole. | C | 100 | 50 | 1 | 390.88
07498343417 | LCAX4-56F-L | CuLug,#4AWG,5/16Stud,90°PKG50 | One-hole, flex lug, #4 AWG wire, 5/16 stud hole., 90° angle tongue. | C | 100 | 50 | 1 | 554.01
07498343416 | LCAX4-56H-L | CuLug,#4AWG,5/16Stud,45°PKG50 | One-hole, flex lug, #4 AWG wire, 5/16 stud hole, 45° angle tongue. | C | 100 | 50 | 1 | 527.6
07498343564 | LCAX4/0-12-X | STDFlexLug,4/0AWG,.5in stud,WDW,PK10 | The LCAX4/0-12-X Copper Compression Connector Lug, one-hole, standard barrel, has color-coded barrels marked with Panduit and specified competitor die index numbers for proper crimp die selection. The generously beveled wire entry prevents bent back stran | C | 100 | 20 | 1 | 1720.07
07498343566 | LCAX4/0-12F-X | STDFlexLug,4/0AWG,.5in,90°,WDW,PK10 | One-hole, flex lug, 4/0 AWG wire, 1/2 stud hole., 90° angle tongue. | C | 100 | 10 | 1 | 2322.1
07498343565 | LCAX4/0-12H-X | STDFlexLug,4/0AWG,.5in,45°,WDW,PK10 | One-hole, flex lug, 4/0 AWG wire, 1/2 stud hole, 45° angle tongue. | C | 100 | 10 | 1 | 2438.22
07498344763 | LCAX4/0-14-X | STDFlexLug,4/0AWG,.25in,WDW,PK10 | The LCAX4/0-14-X Tin-Plated Copper Compression Lug, one-hole, standard barrel, has color-coded barrels marked with Panduit and specified competitor die index numbers for proper crimp die selection. An inspection window aids to visually assure full conduct | C | 100 | 20 | 1 | 1611.98
07498344765 | LCAX4/0-14H-X | STDFlexLug,4/0AWG,.25in,45°,WDW,PK10 | One-hole, flex lug, 4/0 AWG wire, 1/4 stud hole, 45° angle tongue. | C | 100 | 20 | 1 | 2284.99
07498343561 | LCAX4/0-38-X | STDFlexLug,4/0AWG,.38in stud,WDW,PK10 | The LCAX4/0-38-X Tin-Plated Copper Compression Lug, one-hole, standard barrel, has color-coded barrels marked with Panduit and specified competitor die index numbers for proper crimp die selection. The generously beveled wire entry prevents bent back stra | C | 100 | 20 | 1 | 1720.07
07498343563 | LCAX4/0-38F-X | STDFlexLug,4/0AWG,.38in,90°,WDW,PK10 | One-hole, flex lug, 4/0 AWG wire, 3/8 stud hole., 90° angle tongue. | C | 100 | 10 | 1 | 2322.1
07498343562 | LCAX4/0-38H-X | STDFlexLug,4/0AWG,.38in,45°,WDW,PK10 | The LCAX4/0-38H-X Tin-Plated Copper Compression Lug, one-hole, standard barrel, has color-coded barrels marked with Panduit and specified competitor die index numbers for proper crimp die selection. An inspection window aids to visually assure full conduc | C | 100 | 20 | 1 | 2322.1
07498343557 | LCAX4/0-56-X | STDFlexLug,4/0AWG,.3in,WDW,PK10 | The LCAX4/0-56-X Tin-Plated Copper Compression Lug, one-hole, standard barrel, has color-coded barrels marked with Panduit and specified competitor die index numbers for proper crimp die selection. An inspection window aids to visually assure full conduct | C | 100 | 20 | 1 | 1655.07
07498343560 | LCAX4/0-56F-X | STDFlexLug,4/0AWG,.3in,90°,WDW,PK10 | One-hole, flex lug, 4/0 AWG wire, 5/16 stud hole., 90° angle tongue. | C | 100 | 10 | 1 | 2234.38
07498343559 | LCAX4/0-56H-X | STDFlexLug,4/0AWG,.3in,45°,WDW,PK10 | One-hole, flex lug, 4/0 AWG wire, 5/16 stud hole, 45° angle tongue. | C | 100 | 10 | 1 | 2346.08
07498343567 | LCAX4/0-58-X | CuLug,4/0AWG,5/8StudPKG10 | One-hole, flex lug, 4/0 AWG wire, 5/8 stud hole. | C | 100 | 10 | 1 | 1864.35
07498343569 | LCAX4/0-58F-X | CuLug,4/0AWG,5/8Stud,90°PKG10 | One-hole, flex lug, 4/0 AWG wire, 5/8 stud hole., 90° angle tongue. | C | 100 | 10 | 1 | 2516.87
07498343568 | LCAX4/0-58H-X | CuLug,4/0AWG,5/8Stud,45°PKG10 | One-hole, flex lug, 4/0 AWG wire, 5/8 stud hole, 45° angle tongue. | C | 100 | 10 | 1 | 2516.87
07498343597 | LCAX450-12-6 | CuLug,450kcmil,1/2StudPKG6 | The LCAX450-12-6 Tin-Plated Copper Compression Lug, one-hole, standard barrel, has color-coded barrels marked with Panduit and specified competitor die index numbers for proper crimp die selection. An inspection window aids to visually assure full conduct | C | 100 | 6 | 1 | 5170.89
07498343599 | LCAX450-12F-6 | CuLug,450kcmil,1/2Stud,90°PKG6 | One-hole, flex lug, 450 kcmil cable, 1/2 stud hole., 90° angle tongue. | C | 100 | 6 | 1 | 7329.76
07498343600 | LCAX450-58-6 | CuLug,450kcmil,5/8StudPKG6 | One-hole, flex lug, 450 kcmil cable, 5/8 stud hole. | C | 100 | 6 | 1 | 5429.45
07498343602 | LCAX450-58F-6 | CuLug,450kcmil,5/8Stud,90°PKG6 | One-hole, flex lug, 450 kcmil cable, 5/8 stud hole., 90° angle tongue. | C | 100 | 6 | 1 | 7329.76
07498343603 | LCAX500-12-6 | STDFlexLug,500mcm,.5in stud,WDW,PK6 | The LCAX500-12-6 Tin-Plated Copper Compression Lug, one-hole, standard barrel, has color-coded barrels marked with Panduit and specified competitor die index numbers for proper crimp die selection. An inspection window aids to visually assure full conduct | C | 100 | 6 | 1 | 5427.73
07498344787 | LCAX500-38-6 | CuLug,500kcmil,3/8StudPKG6 | One-hole, flex lug, 500 kcmil cable, 3/8 stud hole. | C | 100 | 6 | 1 | 5427.73
07498343604 | LCAX500-58-6 | CuLug,500kcmil,5/8StudPKG6 | One-hole, flex lug, 500 kcmil cable, 5/8 stud hole. | C | 100 | 6 | 1 | 6203.08
07498343352 | LCAX6-10-L | CuLugF,#6AWG,#10StudPKG50 | One-hole, flex lug, #6 AWG wire, #10 stud hole. | C | 100 | 50 | 1 | 371.34
07498343355 | LCAX6-10F-L | CuLugF,#6AWG,#10Stud,90°PKG50 | One-hole, flex lug, #6 AWG wire, #10 stud hole., 90° angle tongue. | C | 100 | 50 | 1 | 501.33
07498343358 | LCAX6-14-L | CuLug,#6AWG,1/4StudPKG50 | The LCAX6-14-L Tin-Plated Copper Compression Lug, one-hole, standard barrel, has color-coded barrels marked with Panduit and specified competitor die index numbers for proper crimp die selection. An inspection window aids to visually assure full conductor | C | 100 | 50 | 1 | 341.15
07498343364 | LCAX6-14F-L | CuLugF,#6AWG,1/4Stud,90°PKG50 | One-hole, flex lug, #6 AWG wire, 1/4 stud hole., 90° angle tongue. | C | 100 | 50 | 1 | 483.63
07498343381 | LCAX6-38-L | STDFlexLug,6AWG,.38in stud,WDW,PK50 | One-hole, flex lug, #6 AWG wire, 3/8 stud hole. | C | 100 | 50 | 1 | 354.52
07498343386 | LCAX6-38F-L | CuLugF,#6AWG,3/8Stud,90°PKG50 | One-hole, flex lug, #6 AWG wire, 3/8 stud hole., 90° angle tongue. | C | 100 | 50 | 1 | 502.6
07498343374 | LCAX6-56-L | CuLugF,#6AWG,5/16StudPKG50 | One-hole, flex lug, #6 AWG wire, 5/16 stud hole. | C | 100 | 50 | 1 | 315.9
07498343377 | LCAX6-56F-L | CuLugF,#6AWG,5/16Stud,90°PKG50 | One-hole, flex lug, #6 AWG wire, 5/16 stud hole., 90° angle tongue. | C | 100 | 50 | 1 | 426.37
07498343605 | LCAX650-12-6 | CuLug,646.4kcmil,1/2StudPKG6 | One-hole, flex lug, 650 kcmil cable, 1/2 stud hole. | C | 100 | 6 | 1 | 8264.05
07498344795 | LCAX650-38-6 | CuLug,646.4kcmil,3/8StudPKG6 | One-hole, flex lug, 650 kcmil cable, 3/8 stud hole. | C | 100 | 6 | 1 | 8677.24
07498343607 | LCAX650-58-6 | CuLug,646.4kcmil,5/8StudPKG6 | One-hole, flex lug, 650 kcmil cable, 5/8 stud hole. | C | 100 | 6 | 1 | 8982.41
07498343608 | LCAX750-12-3 | CuLug,777.7kcmil,1/2StudPKG3 | The LCAX750-12-3 One-Hole, Copper Compression Lug, one-hole, standard barrel, has color-coded barrels marked with Panduit and specified competitor die index numbers for proper crimp die selection. An inspection window aids to visually assure full conducto | C | 100 | 6 | 1 | 9548.49
07498343610 | LCAX750-58-3 | CuLug,777.7kcmil,5/8StudPKG3 | One-hole, flex lug, 750 kcmil cable, 5/8 stud hole. | C | 100 | 3 | 1 | 10025.93
07498344805 | LCAX750-58H-3 | CuLug,777.7kcmil,5/8Stud,45°PKG3 | One-hole, flex lug, 750 kcmil cable, 5/8 stud hole, 45° angle tongue. | C | 100 | 3 | 1 | 13535.03
07498343310 | LCAX8-10-L | CuLugF,#8AWG,#10StudPKG50 | One-hole, flex lug, #8 AWG wire, #10 stud hole. | C | 100 | 50 | 1 | 284.87
07498343315 | LCAX8-10F-L | CuLugF,#8AWG,#10Stud,90°PKG50 | One-hole, flex lug, #8 AWG wire, #10 stud hole., 90° angle tongue. | C | 100 | 50 | 1 | 403.79
07498343312 | LCAX8-10H-L | CuLugF,#8AWG,#10Stud,45°PKG50 | One-hole, flex lug, #8 AWG wire, #10 stud hole, 45° angle tongue. | C | 100 | 50 | 1 | 403.79
07498343318 | LCAX8-14-L | STDFlexLug,8AWG,.25in stud,WDW,PK50 | One-hole, flex lug, #8 AWG wire, 1/4 stud hole. | C | 100 | 50 | 1 | 284.87
07498343321 | LCAX8-14F-L | CuLugF,#8AWG,1/4Stud,90°PKG50 | One-hole, flex lug, #8 AWG wire, 1/4 stud hole., 90° angle tongue. | C | 100 | 1 | 1 | 403.79
07498343338 | LCAX8-38-L | STDFlexLug,8AWG,.38in stud,WDW,PK50 | One-hole, flex lug, #8 AWG wire, 3/8 stud hole. | C | 100 | 50 | 1 | 299.11
07498343331 | LCAX8-56-L | CuLugF,#8AWG,5/16StudPKG50 | One-hole, flex lug, #8 AWG wire, 5/16 stud hole. | C | 100 | 50 | 1 | 299.11
07498302308 | LCAXF6-14-L | CuLug,#6AWG,Flared,1/4StudPKG50 | One-hole, flex lug, flared barrel, #6 AWG wire, 1/4 stud hole. | C | 100 | 50 | 1 | 433.21
61305625764 | LCAXN1/0-14-X | Copper Compression Lug, 1 Hole, Flex, 1/ | Copper Compression Lug, 1 Hole, Flex, 1/0 AWG, Narrow Tongue, 1/4" (6.4mm) Stud | C | 100 | 10 | 1 | 1353.65
61305625766 | LCAXN1/0-38-X | Copper Compression Lug, 1 Hole, Flex, 1/ | Copper Compression Lug, 1 Hole, Flex, 1/0 AWG, Narrow Tongue, 3/8" (9.5mm) Stud | C | 100 | 20 | 1 | 1353.65
61305625768 | LCAXN2/0-14-X | Copper Compression Lug, 1 Hole, Flex, 2/ | Copper Compression Lug, 1 Hole, Flex, 2/0 AWG, Narrow Tongue, 1/4" (6.4mm) Stud | C | 100 | 10 | 1 | 1612.42
61305625770 | LCAXN2/0-38-X | Copper Compression Lug, 1 Hole, Flex, 2/ | Copper Compression Lug, 1 Hole, Flex, 2/0 AWG, Narrow Tongue, 3/8" (9.5mm) Stud | C | 100 | 10 | 1 | 1612.42
61305625769 | LCAXN2/0-56-X | Copper Compression Lug, 1 Hole, Flex, 2/ | Copper Compression Lug, 1 Hole, Flex, 2/0 AWG, Narrow Tongue, 5/16'' (7.9mm) Stud | C | 100 | 10 | 1 | 1612.42
61305625873 | LCAXN250-12-X | Copper Compression Lug, 1 Hole, 250 kcmi | Copper Compression Lug, 1 Hole, 250 kcmil, Narrow Tongue, 1/2" (12.7mm) Stud | C | 100 | 10 | 1 | 3423.98
61305625778 | LCAXN250-38-X | Copper Compression Lug, 1 Hole, Flex, 25 | Copper Compression Lug, 1 Hole, Flex, 250 kcmil, Narrow Tongue, 3/8" (9.5mm) Stud | C | 100 | 10 | 1 | 3027.86
61305625775 | LCAXN3/0-12-X | Copper Compression Lug, 1 Hole, Flex, 3/ | Copper Compression Lug, 1 Hole, Flex, 3/0 AWG, Narrow Tongue, 1/2" (12.7mm) Stud | C | 100 | 10 | 1 | 1756.79
61305625772 | LCAXN3/0-14-X | Copper Compression Lug, 1 Hole, Flex, 3/ | Copper Compression Lug, 1 Hole, Flex, 3/0 AWG, Narrow Tongue, 1/4" (6.4mm) Stud | C | 100 | 10 | 1 | 1686.33
61305625774 | LCAXN3/0-38-X | Copper Compression Lug, 1 Hole, Flex, 3/ | Copper Compression Lug, 1 Hole, Flex, 3/0 AWG, Narrow Tongue, 3/8" (9.5mm) Stud | C | 100 | 10 | 1 | 1686.33
61305625773 | LCAXN3/0-56-X | Copper Compression Lug, 1 Hole, Flex, 3/ | Copper Compression Lug, 1 Hole, Flex, 3/0 AWG, Narrow Tongue, 5/16'' (7.9mm) Stud | C | 100 | 20 | 1 | 1686.33
61305625779 | LCAXN300-12-6 | Copper Compression Lug, 1 Hole, Flex, 30 | Copper Compression Lug, 1 Hole, Flex, 300 kcmil, Narrow Tongue, 1/2" (12.7mm) Stud | C | 100 | 12 | 1 | 2857.95
61305625782 | LCAXN350-12-6 | Copper Compression Lug, 1 Hole, Flex, 35 | Copper Compression Lug, 1 Hole, Flex, 350 kcmil, Narrow Tongue, 1/2" (12.7mm) Stud | C | 100 | 6 | 1 | 3449.52
61305625781 | LCAXN350-38-6 | Copper Compression Lug, 1 Hole, Flex, 35 | Copper Compression Lug, 1 Hole, Flex, 350 kcmil, Narrow Tongue, 3/8" (9.5mm) Stud | C | 100 | 6 | 1 | 3449.52
61305625776 | LCAXN4/0-12-X | Copper Compression Lug, 1 Hole, Flex, 4/ | Copper Compression Lug, 1 Hole, Flex, 4/0 AWG, Narrow Tongue, 1/2" (12.7mm) Stud | C | 100 | 10 | 1 | 2381.14
07498383308 | LCAXN4/0-38-X | CuLug,4/0AWG,Narrow,3/8StudPKG10 | One-hole, flex lug, narrow tongue, 4/0 AWG wire, 3/8 stud hole. | C | 100 | 10 | 1 | 2479.78
07498339839 | LCAXN4/0-56-X | CuLug,4/0AWG,Narrow,5/16StudPKG10 | One-hole, flex lug, narrow tongue, 4/0 AWG wire, 5/16 stud hole. | C | 100 | 10 | 1 | 2479.78
61305625785 | LCAXN500-12-6 | Copper Compression Lug, 1 Hole, Flex, 50 | Copper Compression Lug, 1 Hole, Flex, 500 kcmil, Narrow Tongue, 1/2" (12.7mm) Stud | C | 100 | 6 | 1 | 6475.26
61305625784 | LCAXN500-38-6 | Copper Compression Lug, 1 Hole, Flex, 50 | Copper Compression Lug, 1 Hole, Flex, 500 kcmil, Narrow Tongue, 3/8" (9.5mm) Stud | C | 100 | 6 | 1 | 6475.26
07498310522 | LCAXN750-12-3 | CuLug,750kcmil,Narrow,1/2StudPKG3 | One-hole, flex lug, narrow tongue, 750 kcmil cable, 1/2 stud hole. | C | 100 | 3 | 1 | 7252.31
07498344910 | LCB1-12-E | CuLug,#1AWG,Long,1/2StudPKG20 | One-hole, long barrel lug, #1 AWG wire, 1/2 stud hole, standard package. | C | 100 | 20 | 1 | 1043.83
07498343269 | LCB1-38-E | CuLug,#1AWG,Long,3/8StudPKG20 | One-hole, long barrel lug, #1 AWG wire, 3/8 stud hole, standard package. | C | 100 | 20 | 1 | 1043.83
07498390182 | LCB1-56-E | CuLug,#1AWG,Long,5/16StudPKG20 | One-hole, long barrel lug, #1 AWG wire, 5/16 stud hole. | C | 100 | 20 | 1 | 1043.83
07498338239 | LCB1/0-12-X | LGLug,1/0AWG,.5in stud,NoWDW,PK10 | One-hole, long barrel lug, 1/0 AWG wire, 1/2 stud hole. | C | 100 | 50 | 1 | 1064.42
07498387170 | LCB1/0-12F-X | CuLug,1/0AWG,Long,1/2Stud,90°PKG10 | One-hole, long barrel lug, 1/0 AWG wire, 1/2 stud hole, 90° angle tongue. | C | 100 | 20 | 1 | 1436.98
07498390126 | LCB1/0-38-X | LGLug,1/0AWG,.38in stud,NoWDW,PK10 | One-hole, long barrel lug, 1/0 AWG wire, 3/8 stud hole. | C | 100 | 40 | 1 | 1022.99
07498390125 | LCB1/0-56-X | CuLug,1/0AWG,Long,5/16StudPKG10 | One-hole, long barrel lug, 1/0 AWG wire, 5/16 stud hole. | C | 100 | 40 | 1 | 1064.41
07498397212 | LCB10-14W-L | CuLug,#10AWG,Long,1/4StudPKG50 | One-hole, long barrel lug with inspection window, #10 AWG wire, 1/4 stud hole. | C | 100 | 50 | 1 | 372.26
07498383387 | LCB1000-12W-3 | CuLug,1000kcmil,Long,1/2StudPKG3 | One-hole, long barrel lug with window, 1000 kcmil cable, 1/2 stud hole. | C | 100 | 3 | 1 | 13937.62
07498338234 | LCB2-10-Q | CuLug,#2AWG,Long,#10StudPKG25 | One-hole, long barrel lug, #2 AWG wire, #10 stud hole. | C | 100 | 25 | 1 | 949.75
07498312655 | LCB2-12-Q | CuLug,#2AWG,Long,1/2StudPKG25 | One-hole, long barrel lug, #2 AWG wire, 1/2 stud hole. | C | 100 | 25 | 1 | 949.75
07498344904 | LCB2-14-Q | CuLug,#2AWG,Long,1/4StudPKG25 | The LCB2-14-Q Tin-Plated Copper Compression Lug, one-hole, long barrel, has color-coded barrels marked with Panduit and specified competitor die index numbers for proper crimp die selection. The long barrel maximizes the number of crimps and provides prem | C | 100 | 25 | 1 | 904.51
07498343272 | LCB2-38-Q | CuLug,#2AWG,Long,3/8StudPKG25 | One-hole, long barrel lug, #2 AWG wire, 3/8 stud hole. | C | 100 | 50 | 1 | 904.51
07498390181 | LCB2-56-Q | LGLug,2AWG,.31in stud,NoWDW,PK25 | The LCB2-56-Q Tin-Plated Copper Compression Lug, one-hole, long barrel, has color-coded barrels marked with Panduit and specified competitor die index numbers for proper crimp die selection. The long barrel maximizes the number of crimps and provides prem | C | 100 | 50 | 1 | 904.51
07498338240 | LCB2/0-12-X | CuLug,2/0AWG,Long,1/2StudPKG10 | One-hole, long barrel lug, 2/0 AWG wire, 1/2 stud hole. | C | 100 | 20 | 1 | 1259.56
07498390130 | LCB2/0-38-X | LGLug,2/0AWG,.38in stud,NoWDW,PK10 | The LCB2/0-38-X Tin-Plated Copper Compression Lug, one-hole, long barrel, has color-coded barrels marked with Panduit and specified competitor die index numbers for proper crimp die selection. An inspection window aids to visually assure full conductor in | C | 100 | 50 | 1 | 1199.58
07498390145 | LCB250-12-X | LGLug,250mcm,.5in stud,NoWDW,PK10 | One-hole, long barrel lug, 250 kcmil cable, 1/2 stud hole. | C | 100 | 20 | 1 | 1878.95
07498390135 | LCB3/0-12-X | CuLug,3/0AWG,Long,1/2StudPKG10 | One-hole, long barrel lug, 3/0 AWG wire, 1/2 stud hole. | C | 100 | 20 | 1 | 1461.58
07498390134 | LCB3/0-38-X | LGLug,3/0AWG,.38in stud,NoWDW,PK10 | One-hole, long barrel lug, 3/0 AWG wire, 3/8 stud hole. | C | 100 | 20 | 1 | 1461.58
07498390155 | LCB350-12-X | CuLug,350kcmil,Long,1/2StudPKG10 | One-hole, long barrel lug, 350 kcmil cable, 1/2 stud hole. | C | 100 | 20 | 1 | 2269.75
07498390180 | LCB4-14-L | LGLug,2-4AWG,.25in stud,NoWDW,PK50 | One-hole, long barrel lug, #4 — #3 AWG STR, #2 AWG SOL wire, 1/4 stud hole. | C | 100 | 50 | 1 | 473.46
07498343275 | LCB4-38-L | LGLug,2-4AWG,.38in stud,NoWDW,PK50 | One-hole, long barrel lug, #4 — #3 AWG STR, #2 AWG SOL wire, 3/8 stud hole. | C | 100 | 50 | 1 | 497.13
07498344898 | LCB4-56-L | Cu Lug,#4-#3AWG STR,2SOL,5/16inStud,PK50 | One-hole, long barrel lug, #4 — #3 AWG STR, #2 AWG SOL wire, 5/16 stud hole. | C | 100 | 50 | 1 | 535.7
07498390140 | LCB4/0-12-X | LGLug,4/0AWG,.5in stud,NoWDW,PK10 | The LCB4/0-12-X Tin-Plated Copper Compression Connector Lug, one-hole, long barrel, has color-coded barrels marked with Panduit and specified competitor die index numbers for proper crimp die selection. The long barrel maximizes the number of crimps and p | C | 100 | 20 | 1 | 1622.51
07498390139 | LCB4/0-38-X | LGLug,4/0AWG,.38in stud,NoWDW,PK10 | The LCB4/0-38-X tin-Plated Copper Compression Lug, one-hole, long barrel, has color-coded barrels marked with Panduit and specified competitor die index numbers for proper crimp die selection. The long barrel maximizes the number of crimps and provides pr | C | 100 | 20 | 1 | 1606.29
07498387180 | LCB4/0-38F-X | LGLug,4/0AWG,.38in,90°,NoWDW,PK10 | One-hole, long barrel lug, 4/0 AWG wire, 3/8 stud hole, 90° angle tongue. | C | 100 | 10 | 1 | 2276.79
07498390159 | LCB400-12-6 | CuLug,400kcmil,Long,1/2StudPKG6 | One-hole, long barrel lug, 400 kcmil cable, 1/2 stud hole. | C | 100 | 6 | 1 | 2888.93
07498390157 | LCB400-38-6 | CuLug,400kcmil,Long,3/8StudPKG6 | One-hole, long barrel lug, 400 kcmil cable, 3/8 stud hole. | C | 100 | 6 | 1 | 2888.93
07498390164 | LCB500-12-6 | CuLug,500kcmil,Long,1/2StudPKG6 | One-hole, long barrel lug, 500 kcmil cable, 1/2 stud hole. | C | 100 | 12 | 1 | 3308.79
07498390165 | LCB500-58-6 | CuLug,500kcmil,Long,5/8StudPKG6 | One-hole, long barrel lug, 500 kcmil cable, 5/8 stud hole. | C | 100 | 12 | 1 | 3440.77
07498338236 | LCB6-10-L | CuLug,#6AWG,Long,#10StudPKG50 | One-hole, long barrel lug, #6 AWG wire, #10 stud hole. | C | 100 | 50 | 1 | 395.41
07498390179 | LCB6-14-L | LGLug,6AWG,.25in stud,NoWDW,PK50 | The LCB6-14-L Tin-Plated Copper Compression Lug, one-hole, long barrel, has color-coded barrels marked with Panduit and specified competitor die index numbers for proper crimp die selection. The long barrel maximizes the number of crimps and provides prem | C | 100 | 50 | 1 | 349.5
07498387148 | LCB6-14F-L | CuLugLB,#6AWG,Long,1/4Stud,90°PKG50 | One-hole, long barrel lug, #6 AWG wire, 1/4 stud hole, 90° angle tongue. | C | 100 | 50 | 1 | 495.44
07498390173 | LCB6-38-L | CuLug,1H,#6AWG,Long,3/8StudPKG50 | One-hole, long barrel lug, #6 AWG wire, 3/8 stud hole. | C | 100 | 50 | 1 | 349.5
07498390169 | LCB600-12-6 | CuLug,600kcmil,Long,1/2StudPKG6 | One-hole, long barrel lug, 600 kcmil cable, 1/2 stud hole. | C | 100 | 6 | 1 | 6989.12
07498390170 | LCB600-58-6 | CuLug,600kcmil,Long,5/8StudPKG6 | One-hole, long barrel lug, 600 kcmil cable, 5/8 stud hole. | C | 100 | 6 | 1 | 6295.47
07498390175 | LCB750-58-6 | CuLug,1H,750kcmil,Long,5/8StudPKG6 | One-hole, long barrel lug, 750 kcmil cable, 5/8 stud hole. | C | 100 | 6 | 1 | 6612.18
07498390178 | LCB8-14-L | LGLug,8AWG,.25in stud,NoWDW,PK50 | One-hole, long barrel lug, #8 AWG wire, 1/4 stud hole. | C | 100 | 50 | 1 | 366.26
07498387100 | LCB8-14H-L | CuLug,#8AWG,Long,1/4Stud,45°PKG50 | One-hole, long barrel lug, #8 AWG wire, 1/4 stud hole, 45° angle tongue. | C | 100 | 50 | 1 | 519.14
07498343277 | LCB8-38-L | CuLug,#8AWG,Long,3/8StudPKG50 | One-hole, long barrel lug, #8 AWG wire, 3/8 stud hole, standard package. | C | 100 | 50 | 1 | 384.6
07498343676 | LCBX1-38-X | CuLug,#1AWG,Long,3/8StudPKG10 | One-hole, flex lug, long barrel, #1 AWG, 3/8 stud hole. | C | 100 | 20 | 1 | 1054.34
07498343685 | LCBX1/0-38-X | LGFlexLug,1/0AWG,.38in stud,WDW,PK10 | One-hole, flex lug, long barrel, 1/0 AWG, 3/8 stud hole. | C | 100 | 20 | 1 | 1173.24
07498344308 | LCBX2-12-E | CuLug,#2AWG,Long,1/2StudPKG20 | One-hole, flex lug, long barrel, #2 AWG, 1/2 stud hole. | C | 100 | 20 | 1 | 1027.22
07498344311 | LCBX2-14-E | CuLug,#2AWG,Long,1/4StudPKG20 | One-hole, flex lug, long barrel, #2 AWG, 1/4 stud hole. | C | 100 | 40 | 1 | 949.75
07498344312 | LCBX2-14F-E | CuLug,#2AWG,Long,1/4Stud,90°PKG20 | One-hole, flex lug, long barrel, #2 AWG, 1/4 stud hole, 90° angle tongue. | C | 100 | 20 | 1 | 1282.13
07498344314 | LCBX2-38-E | CuLug,#2AWG,Long,3/8StudPKG20 | One-hole, flex lug, long barrel, #2 AWG, 3/8 stud hole. | C | 100 | 20 | 1 | 997.29
07498343698 | LCBX2/0-38-X | LGFlexLug,2/0AWG,.38in stud,WDW,PK10 | One-hole, flex lug, long barrel, 2/0 AWG, 3/8 stud hole. | C | 100 | 20 | 1 | 1379.75
07498312691 | LCBX250-12-X | LGFlexLug,250mcm,.5in stud,WDW,PK10 | One-hole, flex lug, long barrel, 250 kcmil, 1/2 stud hole. | C | 100 | 10 | 1 | 2757.29
07498343712 | LCBX3/0-38-X | LGFlexLug,3/0AWG,.38in stud,WDW,PK10 | One-hole, flex lug, long barrel, 3/0 AWG, 3/8 stud hole. | C | 100 | 10 | 1 | 1711.98
07498343766 | LCBX350-12-6 | CuLug,350kcmil,Long,1/2StudPKG6 | One-hole, flex lug, long barrel, 350 kcmil, 1/2 stud hole. | C | 100 | 6 | 1 | 3539.43
07498343757 | LCBX350-38-6 | CuLug,350kcmil,Long,3/8StudPKG6 | One-hole, flex lug, long barrel, 350 kcmil, 3/8 stud hole. | C | 100 | 6 | 1 | 3436.13
07498342882 | LCBX4-14-L | CuLug,#4AWG,Long,1/4StudPKG50 | One-hole, flex lug, long barrel, #4 AWG, 1/4 stud hole. | C | 100 | 50 | 1 | 496.36
07498342884 | LCBX4-14F-L | CuLug,#4AWG,Long,1/4Stud,90°PKG50 | One-hole, flex lug, long barrel, #4 AWG, 1/4 stud hole, 90° angle tongue. | C | 100 | 50 | 1 | 670.12
07498343730 | LCBX4/0-12-X | LGFlexLug,4/0AWG,.38in stud,WDW,PK10 | One-hole, flex lug, long barrel, 4/0 AWG, 1/2 stud hole. | C | 100 | 10 | 1 | 1910.81
07498343721 | LCBX4/0-38-X | LGFlexLug,4/0AWG,.38in stud,NoWDW,PK10 | One-hole, flex lug, long barrel, 4/0 AWG, 3/8 stud hole. | C | 100 | 10 | 1 | 1855.37
07498357610 | LCBX450-38-6 | CuLug,450kcmil,Long,3/8StudPKG6 | One-hole, flex lug, long barrel, 450 kcmil, 3/8 stud hole. | C | 100 | 6 | 1 | 5394.32
07498343775 | LCBX500-12-6 | LGFlexLug,500mcm,.5in stud,WDW,PK6 | One-hole, flex lug, long barrel, 500 kcmil, 1/2 stud hole. | C | 100 | 6 | 1 | 5713.32
07498342351 | LCBX6-14-L | LGFlexLug,6AWG,.25in stud,WDW,PK50 | One-hole, flex lug, long barrel, #6 AWG, 1/4 stud hole. | C | 100 | 50 | 1 | 367.27
07498342879 | LCBX6-38-L | CuLug,#6AWG,Long,3/8StudPKG50 | One-hole, flex lug, long barrel, #6 AWG, 3/8 stud hole. | C | 100 | 50 | 1 | 385.7
07498342344 | LCBX8-14-L | LGFlexLug,8AWG,.25in stud,WDW,PK50 | One-hole, flex lug, long barrel, #8 AWG, 1/4 stud hole. | C | 100 | 50 | 1 | 397.29
07498390288 | LCC1-12-E | CuLugLB,2Hole,#1AWG,1/2Stud,1.75PKG20 | Two-hole, long barrel lug, #1 AWG wire, 1/2 stud hole, 1.75 hole spacing. | C | 100 | 20 | 1 | 1534.1
07498379799 | LCC1-12W-E | CuLugLBW,2Hole,#1AWG,1/2Stud,1.75PKG20 | Two-hole, long barrel lug with window, #1 AWG wire, 1/2 stud hole, 1.75 hole spacing. | C | 100 | 20 | 1 | 1616.76
07498379800 | LCC1-14AW-E | CuLug,2Hole,#10AWG,1/4Stud,.63PKG20 | Two-hole, long barrel lug with window, #1 AWG wire, 1/4 stud hole, .63 hole spacing. | C | 100 | 20 | 1 | 1446.55
07498338243 | LCC1-38D-E | CuLugLB,2Hole,#1AWG,3/8,1,1PKG20 | Two-hole, long barrel lug, #1 AWG wire, 3/8 stud hole, 1 hole spacing. | C | 100 | 20 | 1 | 1518.75
07498390200 | LCC1/0-00-X | CuLug,Blank,1/0AWG,Long,PKG10 | Blank tongue, long barrel lug, 1/0 AWG wire. | C | 100 | 10 | 1 | 1691.16
07498390225 | LCC1/0-12-X | LGLug,1/0AWG,1.75in space,NoWDW,PK10 | Two-hole, long barrel lug, 1/0 AWG wire, 1/2 stud hole, 1.75 hole spacing. | C | 100 | 20 | 1 | 1610.78
07498379806 | LCC1/0-12W-X | LGLug,1/0AWG,1.75in space,WDW,PK10 | Two-hole, long barrel lug with window, 1/0 AWG wire, 1/2 stud hole, 1.75 hole spacing. | C | 100 | 20 | 1 | 1776.33
07498338271 | LCC1/0-38D-X | CuLug,2Hole,1/0AWG,3/8Stud,1,PKG10 | Two-hole, long barrel lug, 1/0 AWG wire, 3/8 stud hole, 1 hole spacing. | C | 100 | 20 | 1 | 1674.38
07498379812 | LCC1/0-38DW-X | CuLugLBW,2Hole,1/0AWG,3/8,1PKG10 | Two-hole, long barrel lug with window, 1/0 AWG wire, 3/8 stud hole, 1 hole spacing. | C | 100 | 10 | 1 | 1674.38
07498397383 | LCC10-14AW-L | LGLug,10AWG,2hol,.63in space,WDW,PK50 | The LCC10-14AW-L Tin-Plated Copper Compression Connector Lug, two-hole, long barrel, has color-coded barrels marked with Panduit and specified competitor die index numbers for proper crimp die selection. The long barrel maximizes the number of crimps and | C | 100 | 50 | 1 | 1213.09
07498397386 | LCC10-14BW-L | CuLugLBW,2Hole,#10AWG,1/4Stud,.75PKG50 | Two-hole, long barrel lug with window, #10 AWG wire, 1/4 stud hole, .75 hole spacing. | C | 100 | 50 | 1 | 1165.34
07498364834 | LCC10-14JAW-L | Cu Lug,#10,Long,1/4in Stud,Slotted,PK50 | Two-hole, long barrel lug with window, #10 AWG wire, 1/4 stud hole, .50 — .63 hole spacing. | C | 100 | 50 | 1 | 1350.6
07498363273 | LCC10-14JAWF-L | Cu,CompLug,2H,#10A,1/4S,ST,90°,PK50 | Two-hole, long barrel lug with window, #10 AWG wire, 1/4 stud hole, .50 — .63 hole spacing, 90° angle tongue. | C | 100 | 50 | 1 | 2077.78
07498390290 | LCC1000-12-3 | CuLugLB,2Hole,1000kcmil,1/2,1.75PKG3 | The LCC1000-12-3 Tin-Plated Copper Compression Lug, two-hole, long barrel, has color-coded barrels marked with Panduit and specified competitor die index numbers for proper crimp die selection. The long barrel maximizes the number of crimps and provides p | C | 100 | 3 | 1 | 13979.64
07498379861 | LCC1000-12W-3 | CuLugLBW,2Hole,1000kcmil,1/2,1.75PKG3 | Two-hole, long barrel lug with window, 1000 kcmil, 1/2 stud hole, 1.75 hole spacing. | C | 100 | 3 | 1 | 12035.21
07498390287 | LCC2-12-Q | LGLug,2AWG,2hol,1.75in space,NoWDW,PK25 | Two-hole, long barrel lug, #2 AWG wire, 1/2 stud hole, 1.75 hole spacing. | C | 100 | 25 | 1 | 1290.23
07498379788 | LCC2-12W-Q | LGLug,2AWG,2hol,1.75in space,WDW,PK25 | Two-hole, long barrel lug with window, #2 AWG wire, 1/2 stud hole, 1.75 hole spacing. | C | 100 | 25 | 1 | 1457.18
07498338246 | LCC2-14A-Q | CuLugLB,2Hole,#2AWG,1/4,.63PKG25 | The LCC2-14A-Q Tin-Plated Copper Compression Lug, two-hole, long barrel, has color-coded barrels marked with Panduit and specified competitor die index numbers for proper crimp die selection. The long barrel maximizes the number of crimps and provides pre | C | 100 | 25 | 1 | 1326.53
07498390023 | LCC2-14AF-Q | CuLugLB,2Hole,#2AWG,1/4,5/8,90°PKG25 | Two-hole, long barrel lug, #2 AWG wire, 1/4 stud hole, 5/8 hole spacing, 90° angle tongue. | C | 100 | 25 | 1 | 1741.99
07498390014 | LCC2-14AH-Q | CuLugLB,2Hole,#2AWG,1/4,5/8,45°PKG25 | Two-hole, long barrel lug, #2 AWG wire, 1/4 stud hole, 5/8 hole spacing, 45° angle tongue. | C | 100 | 25 | 1 | 1829.1
07498379789 | LCC2-14AW-Q | CuLugLBW,2Hole,#2AWG,1/4,.63PKG25 | Two-hole, long barrel lug with window, #2 AWG wire, 1/4 stud hole, .63 hole spacing. | C | 100 | 25 | 1 | 1246.02
07498380594 | LCC2-14AWF-Q | CuLugLBW,2Hole,#2AWG,1/4,.63,90°PKG25 | Two-hole, long barrel lug with window, #2 AWG wire, 1/4 stud hole, .63 hole spacing, 90° angle tongue. | C | 100 | 25 | 1 | 1682.06
07498338247 | LCC2-14B-Q | CuLugLB,2Hole,#2AWG,1/4,.75PKG25 | The LCC2-14B-Q Tin-Plated Copper Compression Lug Lug, two-hole, long barrel, has color-coded barrels marked with Panduit and specified competitor die index numbers for proper crimp die selection. The long barrel maximizes the number of crimps and provides | C | 100 | 25 | 1 | 1406.12
07498379791 | LCC2-14DW-Q | CuLugLBW,2Hole,#2AWG,1/4,1PKG25 | Two-hole, long barrel lug with window, #2 AWG wire, 1/4 stud hole, 1 hole spacing. | C | 100 | 25 | 1 | 1348.21
07498338248 | LCC2-38-Q | CuLugLB,2Hole,#2AWG,3/8,1.75PKG25 | Two-hole, long barrel lug, #2 AWG wire, 3/8 stud hole, 1.75 hole spacing. | C | 100 | 25 | 1 | 1354.74
07498379793 | LCC2-38BW-Q | CuLug,2Hole,#2AWG,3/8Stud,.75PKG25 | Two-hole, long barrel lug with window, #2 AWG wire, 3/8 stud hole, .75 hole spacing. | C | 100 | 25 | 1 | 1476.43
07498338249 | LCC2-38D-Q | CuLugLB,2Hole,#2AWG,3/8,1PKG25 | Two-hole, long barrel lug, #2 AWG wire, 3/8 stud hole, 1 hole spacing. | C | 100 | 1 | 1 | 1277.55
07498379795 | LCC2-38DW-Q | CuLugLBW,2Hole,#2AWG,3/8,1PKG25 | Two-hole, long barrel lug with window, #2 AWG wire, 3/8 stud hole, 1 hole spacing. | C | 100 | 25 | 1 | 1309.26
07498390230 | LCC2/0-12-X | LGLug,2/0AWG,1.75in space,NoWDW,PK10 | Two-hole, long barrel lug, 2/0 AWG wire, 1/2 stud hole, 1.75 hole spacing. | C | 100 | 20 | 1 | 1622.42
07498379814 | LCC2/0-12W-X | LGLug,2/0AWG,1.75in space,WDW,PK10 | Two-hole, long barrel lug with window, 2/0 AWG wire, 1/2 stud hole, 1.75 hole spacing. | C | 100 | 20 | 1 | 1786.92
07498338277 | LCC2/0-38D-X | CuLug,2 Hole,2/0AWG,3/8Stud,1PKG10 | Two-hole, long barrel lug, 2/0 AWG wire, 3/8 stud hole, 1 hole spacing. | C | 100 | 20 | 1 | 1686.63
07498379818 | LCC2/0-38DW-X | CuLugLBW,2Hole,2/0AWG,3/8,1PKG10 | Two-hole, long barrel lug with window, 2/0 AWG wire, 3/8 stud hole, 1 hole spacing. | C | 100 | 20 | 1 | 1686.63
61305666881 | LCC2000-12W-1 | Copper Compression Lug, 2 Hole, 2000 kcm | Copper Compression Lug, 2 Hole, 2000 kcmil, 1/2 (12.7mm) Stud, 1.75 (44.4mm) Hole Spacing | C | 100 | 1 | 1 | 31729.45
07498390208 | LCC250-00-X | CuLug,Blank,250kcmil,Long,PKG10 | Blank tongue, long barrel lug, 250 kcmil cable. | C | 100 | 10 | 1 | 2548.17
07498390245 | LCC250-12-X | LGLug,250mcm,1.75in space,NoWDW,PK10 | The LCC250-12-X Tin-Plated Copper Compression Lug Lug, two-hole, long barrel, has color-coded barrels marked with Panduit and specified competitor die index numbers for proper crimp die selection. The long barrel maximizes the number of crimps and provide | C | 100 | 10 | 1 | 2449.57
07498379836 | LCC250-12W-X | LGLug,250mcm,1.75in space,WDW,PK10 | The LCC250-12W-X Tin-Plated Copper Compression Lug, two-hole, long barrel, has color-coded barrels marked with Panduit and specified competitor die index numbers for proper crimp die selection. The long barrel maximizes the number of crimps and provides p | C | 100 | 10 | 1 | 2719.9
07498338290 | LCC250-38D-X | CuLug,2 Hole,250kcmil,3/8Stud,1PKG10 | Two-hole, long barrel lug, 250 kcmil cable, 3/8 stud hole, 1 hole spacing. | C | 100 | 10 | 1 | 2409.18
07498390205 | LCC250-38DH-X | CuLugLB,2Hole,250kcmil,3/8,1,45°PKG10 | Two-hole, long barrel lug, 250 kcmil wire, 3/8 stud hole, 1 hole spacing, 45° angle tongue. | C | 100 | 10 | 1 | 3406.85
07498379838 | LCC250-38DW-X | CuLugLBW,2Hole,250kcmil,3/8,1PKG10 | Two-hole, long barrel lug with window, 250 kcmil, 3/8 stud hole, 1 hole spacing. | C | 100 | 10 | 1 | 2565.4
07498390235 | LCC3/0-12-X | LGLug,3/0AWG,1.75in space,NoWDW,PK10 | Two-hole, long barrel lug, 3/0 AWG wire, 1/2 stud hole, 1.75 hole spacing. | C | 100 | 20 | 1 | 1865.86
07498379822 | LCC3/0-12W-X | LGLug,3/0AWG,1.75in space,WDW,PK10 | Two-hole, long barrel lug with window, 3/0 AWG wire, 1/2 stud hole, 1.75 hole spacing. | C | 100 | 10 | 1 | 2015.61
07498338281 | LCC3/0-38D-X | CuLug,2 Hole,3/0AWG,3/8Stud,1PKG10 | Two-hole, long barrel lug, 3/0 AWG wire, 3/8 stud hole, 1 hole spacing. | C | 100 | 10 | 1 | 1901.73
07498379826 | LCC3/0-38DW-X | CuLugLBW,2Hole,3/0AWG,3/8,1PKG10 | Two-hole, long barrel lug with window, 3/0 AWG wire, 3/8 stud hole, 1 hole spacing. | C | 100 | 10 | 1 | 1901.9
07498390250 | LCC300-12-X | CuLugLB,2Hole,300kcmil,1/2,1.75PKG10 | The LCC300-12-X Tin-Plated Copper Compression Lug Lug, two-hole, long barrel, has color-coded barrels marked with Panduit and specified competitor die index numbers for proper crimp die selection. The long barrel maximizes the number of crimps and provide | C | 100 | 10 | 1 | 3039.98
07498379840 | LCC300-12W-X | CuLugLBW,2Hole,300kcmil,1/2,1.75PKG10 | Two-hole, long barrel lug with window, 300 kcmil, 1/2 stud hole, 1.75 hole spacing. | C | 100 | 10 | 1 | 3636.26
07498379841 | LCC300-38DW-X | CuLugLBW,2Hole,300kcmil,3/8,1PKG10 | Two-hole, long barrel lug with window, 300 kcmil, 3/8 stud hole, 1 hole spacing. | C | 100 | 10 | 1 | 3430.23
07498390255 | LCC350-12-X | CuLug,2Hole,350kcmil,1/2Stud,1.75PKG10 | The LCC350-12-X Tin-Plated Copper Compression Lug, two-hole, long barrel, has color-coded barrels marked with Panduit and specified competitor die index numbers for proper crimp die selection. The long barrel maximizes the number of crimps and provides pr | C | 100 | 10 | 1 | 3103.64
07498379843 | LCC350-12W-X | CuLug,2Hole,350kcmil,1/2Stud,1.75,PKG10 | The LCC350-12W-X Tin-Plated Copper Compression Lug, two-hole, long barrel, has color-coded barrels marked with Panduit and specified competitor die index numbers for proper crimp die selection. The long barrel maximizes the number of crimps and provides p | C | 100 | 10 | 1 | 3469.56
07498371953 | LCC350-38D-X | CuLugLB,2Hole,350kcmil,3/8,1PKG10 | Two-hole, long barrel lug, 350 kcmil cable, 3/8 stud hole, 1 hole spacing. | C | 100 | 10 | 1 | 2983.46
07498379845 | LCC350-38DW-X | CuLugLBW,2Hole,350kcmil,3/8,1PKG10 | Two-hole, long barrel lug with window, 350 kcmil, 3/8 stud hole, 1.00 hole spacing. | C | 100 | 10 | 1 | 3449.85
07498383077 | LCC4-10AW-L | Cu,CompLug,2H,#4-#3A,#2A, #10S,PK50 | Two-hole, long barrel lug with window, #4 — #3 AWG STR, #2 AWG SOL wire, #10 stud hole, .63 hole spacing. | C | 100 | 50 | 1 | 1125.75
07498390423 | LCC4-10AWF-L | CuCompLugLB,2H,4-3A,2A,10S/.63,90°,PK50 | Two-hole, long barrel lug with window, #4 — #3 AWG STR, #2 AWG SOL wire, #10 stud hole, .63 hole spacing, 90° angle tongue. | C | 100 | 50 | 1 | 1519.73
07498390286 | LCC4-12-L | Copper,Comp.Lug,2H,#4-#3A,#2A,1/2S,PK50 | Two-hole, long barrel lug, #4 AWG wire, 1/2 stud hole, 1.75 hole spacing. | C | 100 | 50 | 1 | 1483.56
07498379782 | LCC4-12W-L | Cu,CompLug,2H,#4-#3A,#2A,1/2S,PK50 | Two-hole, long barrel lug with window, #4 AWG wire, 1/2 stud hole, 1.75 hole spacing. | C | 100 | 50 | 1 | 1723.71
07498338252 | LCC4-14A-L | CuLug,#4-#3AWGSTR,#2 SOL,.63spc,PK50 | The LCC4-14A-L Tin-Plated Copper Compression Lug, two-hole, long barrel, has color-coded barrels marked with Panduit and specified competitor die index numbers for proper crimp die selection. The long barrel maximizes the number of crimps and provides pre | C | 100 | 50 | 1 | 1051.73
07498379783 | LCC4-14AW-L | CuLug,#4-#3AWGSTR,#2SOL,Win,.63spc,PK50 | Two-hole, long barrel lug with window, #4 — #3 AWG STR, #2 AWG SOL wire, 1/4 stud hole, .63 hole spacing. | C | 100 | 50 | 1 | 1063.61
07498380589 | LCC4-14AWF-L | Cu,CompLug,2H, #4-#3A,#2A,1/4S,90°,PK50 | Two-hole, long barrel lug with window, #4 — #3 AWG STR, #2 AWG SOL wire, 1/4 stud hole, .63 hole spacing, 90° angle tongue. | C | 100 | 50 | 1 | 1507.73
07498380767 | LCC4-14AWH-L | LGLug,2-4AWG,2hol,.63in space,WDW,PK50 | Two-hole, long barrel lug with window, #4 — #3 AWG STR, #2 AWG SOL wire, 1/4 stud hole, .63 hole spacing, 45° angle tongue. | C | 100 | 50 | 1 | 1435.93
07498338253 | LCC4-14B-L | CuCompLugLB,2H,4-3A,#A,1/4S,.75,PK50 | Two-hole, long barrel lug, #4 — #3 AWG STR, #2 AWG SOL wire, 1/4 stud hole, .75 hole spacing. | C | 100 | 50 | 1 | 1192.95
07498381900 | LCC4-14DW-L | Cu,CompLug,2H, #4-#3A,#2A,1/4S,PK50 | Two-hole, long barrel lug with window, #4 — #3 AWG STR, #2 AWG SOL wire, 1/4 stud hole, 1 hole spacing. | C | 100 | 50 | 1 | 1127.43
07498338254 | LCC4-38D-L | CuCompLugLB,2H,#4-#3A,#2A,3/8S,PK50 | The LCC4-38D-L Tin-Plated Copper Compression Lug, two-hole, long barrel, has color-coded barrels marked with Panduit and specified competitor die index numbers for proper crimp die selection. The long barrel maximizes the number of crimps and provides pre | C | 100 | 50 | 1 | 1085.35
07498379785 | LCC4-38DW-L | Cu Lug,#4-#3AWG STR,#2 SOL,1.0spc,PK50 | Two-hole, long barrel lug with window, #4 — #3 AWG STR, #2 AWG SOL wire, 3/8 stud hole, 1 hole spacing. | C | 100 | 50 | 1 | 1172.67
07498390206 | LCC4/0-00-X | CuLug,Blank,4/0AWG,Long,PKG10 | Blank tongue, long barrel lug, 4/0 AWG wire. | C | 100 | 20 | 1 | 2241.79
61305611151 | LCC4/0-12-B-X | Cu Lug,DB,4/0AWG,2H,1/2Stud,1.75HS,PK10 | Direct Burial Grounding Lug for 4/0 AWG wire. | C | 100 | 10 | 1 | 2507.3
07498390240 | LCC4/0-12-X | LGLug,4/0AWG,1.75in space,NoWDW,PK10 | The LCC4/0-12-X Tin-Plated Copper Compression Lug, two-hole, long barrel, has color-coded barrels marked with Panduit and specified competitor die index numbers for proper crimp die selection. The long barrel maximizes the number of crimps and provides pr | C | 100 | 20 | 1 | 2134.84
07498381902 | LCC4/0-12W-X | LGLug,4/0AWG,1.75in space,WDW,PK10 | The LCC4/0-12W-X Tin-Plated Copper Compression Lug, two-hole, long barrel, has color-coded barrels marked with Panduit and specified competitor die index numbers for proper crimp die selection. The long barrel maximizes the number of crimps and provides p | C | 100 | 20 | 1 | 2135.04
07498382439 | LCC4/0-14AW-X | LGLug,4/0AWG,.25in,.63in,WDW,PK10 | Two-hole, long barrel lug with window, 4/0 AWG wire, 1/4 stud hole, .63 hole spacing. | C | 100 | 10 | 1 | 2031.61
07498338286 | LCC4/0-38-X | LGLug,4/0AWG,.38in,1.75in,NoWDW,PK10 | Two-hole, long barrel lug, 4/0 AWG wire, 3/8 stud hole, 1.75 hole spacing. | C | 100 | 10 | 1 | 2262.78
07498338287 | LCC4/0-38D-X | CuLug,2 Hole,4/0AWG,3/8Stud,1PKG10 | Two-hole, long barrel lug, 4/0 AWG wire, 3/8 stud hole, 1 hole spacing. | C | 100 | 10 | 1 | 2262.78
07498379833 | LCC4/0-38DW-X | LGLug,4/0AWG,.38in,1in,WDW,PK10 | Two-hole, long barrel lug with window, 4/0 AWG wire, 3/8 stud hole, 1 hole spacing. | C | 100 | 20 | 1 | 2013.3
07498379832 | LCC4/0-38W-X | LGLug,4/0AWG,.38in,1.75in,WDW,PK10 | Two-hole, long barrel lug with window, 4/0 AWG wire, 3/8 stud hole, 1.75 hole spacing. | C | 100 | 10 | 1 | 2262.95
07498390260 | LCC400-12-6 | LGLug,400mcm,.5in,1.75in,NoWDW,PK10 | The LCC400-12-6 Tin-Plated Copper Compression Lug, two-hole, long barrel, has color-coded barrels marked with Panduit and specified competitor die index numbers for proper crimp die selection. The long barrel maximizes the number of crimps and provides pr | C | 100 | 6 | 1 | 3382.94
07498379847 | LCC400-12W-6 | LGLug,400mcm,.5in,1.75in,WDW,PK10 | The LCC400-12W-6 Tin-Plated Copper Compression Lug, two-hole, long barrel, has color-coded barrels marked with Panduit and specified competitor die index numbers for proper crimp die selection. The long barrel maximizes the number of crimps and provides p | C | 100 | 6 | 1 | 3687.29
07498371955 | LCC400-38D-6 | LGLug,400mcm,.38in,1in,NoWDW,PK6 | Two-hole, long barrel lug, 400 kcmil cable, 3/8 stud hole, 1 hole spacing. | C | 100 | 6 | 1 | 3168.44
07498390216 | LCC500-00-6 | CuLug,Blank,500kcmil,Long,PKG6 | Blank tongue, long barrel lug, 500 kcmil cable. | C | 100 | 6 | 1 | 4707.26
07498390265 | LCC500-12-6 | CuLug,2 Hole,500kcmil,1/2Stud,1.75PKG6 | The LCC500-12-6 Tin-Plated Copper Compression Connector Lug, two-hole, long barrel, has color-coded barrels marked with Panduit and specified competitor die index numbers for proper crimp die selection. The long barrel maximizes the number of crimps and p | C | 100 | 6 | 1 | 4483.1
07498390252 | LCC500-12H-6 | LGLug,500mcm,.5in,1.75in,45°,NoWDW,PK6 | Two-hole, long barrel lug, 500 kcmil wire, 1/2 stud hole, 1 3/4 hole spacing, 45° angle tongue. | C | 100 | 6 | 1 | 6630.48
07498379851 | LCC500-12W-6 | LGLug,500mcm,2hol,1.75in space,WDW,PK6 | The LCC500-12W-6 Tin-Plated Copper Compression Lug, two-hole, long barrel, has color-coded barrels marked with Panduit and specified competitor die index numbers for proper crimp die selection. The long barrel maximizes the number of crimps and provides p | C | 100 | 6 | 1 | 4497.71
07498379853 | LCC500-38DW-6 | LGLug,500mcm,.38in,1in,WDW,PK6 | Two-hole, long barrel lug with window, 500 kcmil, 3/8 stud hole, 1 hole spacing. | C | 100 | 6 | 1 | 4456.73
07498338255 | LCC6-10A-L | CuLugLB,2Hole,#6AWG,#10,.63PKG50 | Two-hole, long barrel lug, #6 AWG wire, #10 stud hole, .63 hole spacing. | C | 100 | 50 | 1 | 1043.83
07498336144 | LCC6-10ABW-L | Cu,CompLug,2H,#6A,#10S,ST,PK50 | Two-hole, long barrel lug with window, #6 AWG wire, #10 stud hole (one slotted), .63 — .75 hole spacing. | C | 100 | 50 | 1 | 1106.19
07498389989 | LCC6-10AF-L | CuLugLB,2Hole,#6AWG,#10,5/8,90°PKG50 | Two-hole, long barrel lug, #6 AWG wire, #10 stud hole, 5/8 hole spacing, 90° angle tongue. | C | 100 | 50 | 1 | 1409.16
07498389988 | LCC6-10AH-L | CuLug,2Hole,#6AWG,#10,5/8,45°PKG50 | Two-hole, long barrel lug, #6 AWG wire, #10 stud hole, 5/8 hole spacing, 45° angle tongue. | C | 100 | 50 | 1 | 1409.16
07498379771 | LCC6-10AW-L | CuLugLBW,2Hole,#6AWG,#10,.63PKG50 | Two-hole, long barrel lug with window, #6 AWG wire, #10 stud hole, .63 hole spacing. | C | 100 | 50 | 1 | 1106.19
07498380578 | LCC6-10AWF-L | CuLugLBW,2Hole,#6AWG,#10,.63,90°PKG50 | Two-hole, long barrel lug with window, #6 AWG wire, #10 stud hole, .63 hole spacing, 90° angle tongue. | C | 100 | 50 | 1 | 1493.43
07498379772 | LCC6-10BW-L | CuLugLBW,2Hole,#6AWG,#10,.75PKG50 | Two-hole, long barrel lug with window, #6 AWG wire, #10 stud holes, .75 hole spacing. | C | 100 | 50 | 1 | 1106.19
07498390285 | LCC6-12-L | CuLugLB,2Hole,#6AWG,1/2,1.75PKG50 | Two-hole, long barrel lug, #6 AWG wire, 1/2 stud hole, 1.75 hole spacing. | C | 100 | 50 | 1 | 1559.96
07498379773 | LCC6-12W-L | CuLugLBW,2Hole,#6AWG,1/2,1.75PKG50 | Two-hole, long barrel lug with window, #6 AWG wire, 1/2 stud hole, 1.75 hole spacing. | C | 100 | 50 | 1 | 1809.71
07498338256 | LCC6-14A-L | LGLug,6AWG,2hol,.63in space,NoWDW,PK50 | The LCC6-14A-L Tin-Plated Copper Compression Lug, two-hole, long barrel, has color-coded barrels marked with Panduit and specified competitor die index numbers for proper crimp die selection. The long barrel maximizes the number of crimps and provides pre | C | 100 | 50 | 1 | 994.13
07498389991 | LCC6-14AF-L | LGLug,6AWG,.63in space,90°,NoWDW,PK50 | Two-hole, long barrel lug, #6 AWG wire, 1/4 stud hole, 5/8 hole spacing, 90° angle tongue. | C | 100 | 50 | 1 | 1342.03
07498379774 | LCC6-14AW-L | LGLug,6AWG,2hol,.63in space,WDW,PK50 | The LCC6-14AW-L Copper Compression Connector Lug, two-hole, long barrel, has color-coded barrels marked with Panduit and specified competitor die index numbers for proper crimp die selection. The long barrel maximizes the number of crimps and provides pre | C | 100 | 50 | 1 | 1023.14
07498380581 | LCC6-14AWF-L | LGLug,6AWG,.63in space,90°,WDW,PK50 | Two-hole, long barrel lug with window, #6 AWG wire, 1/4 stud hole, .63 hole spacing, 90° angle tongue. | C | 100 | 50 | 1 | 1381.24
07498338257 | LCC6-14B-L | CuLugLB,2Hole,#6AWG,1/4,.75PKG50 | Two-hole, long barrel lug, #6 AWG wire, 1/4 stud hole, .75 hole spacing. | C | 100 | 50 | 1 | 1100.08
07498334509 | LCC6-14BDW-L | CuLug,#6AWG,Lng,1/4Std,Slt,.75-1,PK50 | Two-hole, long barrel lug with window, #6 AWG wire, 1/4 stud hole (one slotted), .75 — 1 hole spacing. | C | 100 | 50 | 1 | 1127.43
07498379776 | LCC6-14BW-L | CuLugLBW,2Hole,#6AWG,1/4,.75PKG50 | Two-hole, long barrel lug with window, #6 AWG wire, 1/4 stud hole, 75 hole spacing. | C | 100 | 50 | 1 | 1106.19
07498338258 | LCC6-14D-L | CuLugLB,2Hole,#6AWG,1/4,1PKG50 | Two-hole, long barrel lug, #6 AWG wire, 1/4 stud hole, 1 hole spacing. | C | 100 | 50 | 1 | 737.81
07498379775 | LCC6-14DW-L | CuLugLBW,2Hole,#6AWG,1/4,1PKG50 | Two-hole, long barrel lug with window, #6 AWG wire, 1/4 stud hole, 1 hole spacing. | C | 100 | 50 | 1 | 1127.43
07498390292 | LCC6-14EW-L | CuLug,2Hole,#6AWG,1/4Stud,1.25PKG50 | Two-hole, long barrel lug with window, #6 AWG wire, 1/4 stud hole, 1.25 hole spacing. | C | 100 | 50 | 1 | 1005.44
07498364833 | LCC6-14JAW-L | CuLug,#6AWG,Lng,1/4Std,Slt,.50-.63,PK50 | The LCC6-14JAW-L Copper Compression Lug, two-hole, long barrel, has color-coded barrels marked with Panduit and specified competitor die index numbers for proper crimp die selection. The long barrel maximizes the number of crimps and provides premium wire | C | 100 | 50 | 1 | 1473.07
07498363272 | LCC6-14JAWF-L | Cu,CompLug,2H,#6A,1/4S,ST,90°,PK50 | Two-hole, long barrel lug with window, #6 AWG wire, 1/4 stud hole, .50 — .63 hole spacing, 90° angle tongue. | C | 100 | 50 | 1 | 2266.21
07498363271 | LCC6-14JAWH-L | Cu,CompLug,2H,#6A,1/4S,ST,45°,PK50 | Two-hole, long barrel lug with window, #6 AWG wire, 1/4 stud hole, .50 — .63 hole spacing, 45° angle tongue. | C | 100 | 50 | 1 | 2266.21
07498344365 | LCC6-14JW-L | CuLugLBW,2Hole,#6AWG,1/4,.50PKG50 | Two-hole, long barrel lug with window, #6 AWG wire, 1/4 stud hole, .50 hole spacing. | C | 100 | 50 | 1 | 1005.44
07498334510 | LCC6-38BDW-L | Cu Lug,#6AWG,Long,3/8inStud,Slotted,PK50 | The LCC6-38BDW-L Tin-Plated Copper Compression Lug, two-hole, long barrel, has color-coded barrels marked with Panduit and specified competitor die index numbers for proper crimp die selection. The long barrel maximizes the number of crimps and provides p | C | 100 | 50 | 1 | 1073.74
07498379778 | LCC6-38BW-L | CuLug,2Hole,#6AWG,3/8Stud,.75PKG50 | Two-hole, long barrel lug with window, #6 AWG wire, 3/8 stud hole, 75 hole spacing. | C | 100 | 50 | 1 | 1095.55
07498338259 | LCC6-38D-L | LGLug,6AWG,2hol,1in space,NoWDW,PK50 | The LCC6-38D-L Tin-Plated Copper Compression Connector Lug, two-hole, long barrel, has color-coded barrels marked with Panduit and specified competitor die index numbers for proper crimp die selection. The long barrel maximizes the number of crimps and pr | C | 100 | 50 | 1 | 1053.54
07498379777 | LCC6-38DW-L | LGLug,6AWG,2hol,1in space,WDW,PK50 | Two-hole, long barrel lug with window, #6 AWG wire, 3/8 stud hole, 1 hole spacing. | C | 100 | 50 | 1 | 1073.74
07498381096 | LCC6-56BW-L | CuLug,2Hole,#6AWG,5/16Stud,.75PKG50 | Two-hole, long barrel lug with window, #6 AWG wire, 5/16 stud hole, .75 hole spacing. | C | 100 | 50 | 1 | 1095.55
07498390218 | LCC600-00-6 | CuLug,Blank,600kcmil,Long,PKG6 | Blank tongue, long barrel lug, 600 kcmil cable. | C | 100 | 6 | 1 | 6693.31
07498390276 | LCC600-12-6 | LGLug,600mcm,2hol,1.75in space,NoWDW,PK6 | The LCC600-12-6 Tin-Plated Copper Compression Lug, two-hole, long barrel, has color-coded barrels marked with Panduit and specified competitor die index numbers for proper crimp die selection. The long barrel maximizes the number of crimps and provides pr | C | 100 | 6 | 1 | 6374.51
07498383327 | LCC600-12W-6 | LGLug,600mcm,2hol,1.75in space,WDW,PK6 | The LCC600-12W-6 Tin-Plated Copper Compression Lug, two-hole, long barrel, has color-coded barrels marked with Panduit and specified competitor die index numbers for proper crimp die selection. The long barrel maximizes the number of crimps and provides p | C | 100 | 6 | 1 | 6374.16
07498390220 | LCC750-00-6 | CuLug,Blank,750kcmil,LongPKG6 | Blank tongue, long barrel lug, 750 kcmil cable. | C | 100 | 6 | 1 | 7676.07
07498390275 | LCC750-12-6 | LGLug,750mcm,2hol,1.75in space,NoWDW,PK6 | The LCC750-12-6 Tin-Plated Copper Compression Connector Lug, two-hole, long barrel, has color-coded barrels marked with Panduit and specified competitor die index numbers for proper crimp die selection. The long barrel maximizes the number of crimps and p | C | 100 | 6 | 1 | 7310.59
07498379858 | LCC750-12W-6 | LGLug,750mcm,2hol,1.75in space,WDW,PK6 | Two-hole, long barrel lug with window, 750 kcmil, 1/2 stud hole, 1.75 hole spacing. | C | 100 | 6 | 1 | 7310.54
07498344369 | LCC750-38D-6 | LGLug,750mcm,.38in,1in,NoWDW,PK6 | Two-hole, long barrel lug, 750 kcmil cable, 3/8 stud hole, 1 hole spacing. | C | 100 | 6 | 1 | 7145.61
07498379859 | LCC750-38DW-6 | LGLug,750mcm,.38in,1in,WDW,PK6 | Two-hole, long barrel lug with window, 750 kcmil, 3/8 stud hole, 1 hole spacing. | C | 100 | 6 | 1 | 7240.82
07498379764 | LCC8-10AW-L | CuLugLBW,2Hole,#8AWG,#10,.63PKG50 | The LCC8-10AW-L Tin-Plated Copper Compression Lug, two-hole, long barrel, has color-coded barrels marked with Panduit and specified competitor die index numbers for proper crimp die selection. The long barrel maximizes the number of crimps and provides pr | C | 100 | 50 | 1 | 785.05
07498380750 | LCC8-10AWH-L | CuLugLBW,2Hole,#8AWG,#10,.63,45°PKG50 | Two-hole, long barrel lug with window, #8 AWG wire, #10 stud hole, .63 hole spacing, 45° angle tongue. | C | 100 | 50 | 1 | 1165.78
07498338262 | LCC8-14A-L | LGLug,8AWG,2hol,.63in space,NoWDW,PK50 | The LCC8-14A-L Tin-Plated Copper Compression Lug, two-hole, long barrel, has color-coded barrels marked with Panduit and specified competitor die index numbers for proper crimp die selection. The long barrel maximizes the number of crimps and provides pre | C | 100 | 50 | 1 | 739.04
07498389981 | LCC8-14AF-L | CuLugLB,2Hole,#8AWG,1/4,5/8,90°PKG50 | Two-hole, long barrel lug, #8 AWG wire, 1/4 stud hole, 5/8 hole spacing, 90° angle tongue. | C | 100 | 50 | 1 | 1047.61
07498379766 | LCC8-14AW-L | LGLug,8AWG,2hol,.63in space,WDW,PK50 | Two-hole, long barrel lug with window, #8 AWG wire, 1/4 stud hole, .63 hole spacing. | C | 100 | 50 | 1 | 792.67
07498380574 | LCC8-14AWF-L | CuLugLBW,2Hole,#8AWG,1/4,.63,90°PKG50 | Two-hole, long barrel lug with window, #8 AWG wire, 1/4 stud hole, .63 hole spacing, 90° angle tongue. | C | 100 | 50 | 1 | 1123.61
07498338263 | LCC8-14B-L | CuLugLB,2Hole,#8AWG,1/4,.75PKG50 | Two-hole, long barrel lug, #8 AWG wire, 1/4 stud hole, .75 hole spacing. | C | 100 | 50 | 1 | 844.64
07498338267 | LCC8-38D-L | CuLugLB,2Hole,#8AWG,3/8,1PKG50 | Two-hole, long barrel lug, #8 AWG wire, 3/8 stud hole, 1 hole spacing. | C | 100 | 50 | 1 | 783.86
07498379769 | LCC8-38DW-L | CuLugLBW,2Hole,#8AWG,3/8,1PKG50 | Two-hole, long barrel lug with window, #8 AWG wire, 3/8 stud hole, 1 hole spacing. | C | 100 | 50 | 1 | 784.45
07498375302 | LCCF1-14B-X | CuLugLFB,2Hole,#1AWG,1/4,3/4PKG10 | Two-hole, long flared barrel, #1 AWG wire, 1/4 stud hole, 3/4 hole spacing. | C | 100 | 10 | 1 | 1557.29
07498375300 | LCCF2-12-E | CuLug,2Hole,#2AWG,Flared,1/2StudPKG20 | Two-hole, long flared barrel, #2 AWG wire, 1/2 stud hole, 1 3/4 hole spacing. | C | 100 | 20 | 1 | 1418.82
07498375296 | LCCF2-14A-E | CuLugLFB,2Hole,#2AWG,,1/4,5/8PKG20 | Two-hole, long flared barrel, #2 AWG wire, 1/4 stud hole, 5/8 hole spacing. | C | 100 | 20 | 1 | 1418.82
07498375297 | LCCF2-14B-E | CuLugLFB,2Hole,#2AWG,,1/4,3/4PKG20 | Two-hole, long flared barrel, #2 AWG wire, 1/4 stud hole, 3/4 hole spacing. | C | 100 | 20 | 1 | 1351.25
07498375299 | LCCF2-38D-E | CuLug,2Hole,#2AWG,Flared,3/8StudPKG20 | Two-hole, long flared barrel, #2 AWG wire, 3/8 stud hole, 1 hole spacing, standard package. | C | 100 | 20 | 1 | 1531.51
07498375313 | LCCF2/0-12-X | CuLug,2Hole,2/0AWG,Flared,1/2StudPKG10 | Two-hole, long flared barrel, 2/0 AWG wire, 1/2 stud hole, 1 3/4 hole spacing, NEMA hole sizes and spacing. | C | 100 | 10 | 1 | 2063.79
07498375311 | LCCF2/0-14B-X | CuLugLFB,2Hole,2/0AWG,1/4,3/4PKG10 | Two-hole, long flared barrel, 2/0 AWG wire, 1/4 stud hole, 3/4 hole spacing. | C | 100 | 10 | 1 | 1911.9
07498371971 | LCCF250-12-X | Cu Lug,250,Flared,1/2inStud,1.75spc,PK10 | Two-hole, long flared barrel, 250 kcmil cable, 1/2 bolt holes, 1.75 hole spacing, NEMA hole sizes and spacing. | C | 100 | 10 | 1 | 3040.92
07498371969 | LCCF250-38D-X | Cu,CompLug,2H,250K,FB,3/8S,PK10 | Two-hole, long flared barrel, 250 kcmil cable, 3/8 bolt holes, 1 hole spacing. | C | 100 | 10 | 1 | 2846.48
07498375315 | LCCF3/0-12-X | CuLug,2Hole,3/0AWG,Flared,1/2StudPKG10 | Two-hole, long flared barrel, 3/0 AWG wire, 1/2 stud hole, 1 3/4 hole spacing, NEMA hole sizes and spacing. | C | 100 | 10 | 1 | 2432.09
07498371978 | LCCF350-12-6 | LGLugFL,350mcm,.5in,1.8in,NoWDW,PK6 | The LCCF350-12-6 Tin-Plated Copper Compression Lug, two-hole, long barrel, has color-coded barrels marked with Panduit and specified competitor die index numbers for proper crimp die selection. The long barrel maximizes the number of crimps and provides p | C | 100 | 6 | 1 | 4725.32
07498388987 | LCCF4-14AF-L | CuCompLug,2H,#4A,FB,1/4S,5/8,90°,PK50 | Two-hole, long flared barrel, #4 AWG wire, 1/4 stud hole, 5/8 hole spacing, NEMA hole sizes and spacing, 90° angle tongue. | C | 100 | 50 | 1 | 936.7
07498375319 | LCCF4/0-12-X | CuLug,2Hole,4/0AWG,Flared,1/2StudPKG10 | Two-hole, long flared barrel, 4/0 AWG wire, 1/2 stud hole, 1 3/4 hole spacing, NEMA hole sizes and spacing. | C | 100 | 10 | 1 | 2469.2
07498375317 | LCCF4/0-38D-X | LGLugFL,4/0AWG,.3in,1in,NoWDW,PK10 | Two-hole, long flared barrel, 4/0 AWG wire, 3/8 stud hole, 1 hole spacing. | C | 100 | 10 | 1 | 2430.69
07498389111 | LCCF4/0-38DH-X | CuCompLug,2H,4/0A,FB,3/8S,1.25,45°,PK10 | Two-hole, long flared barrel, 4/0 AWG wire, 3/8 stud hole, 1 hole spacing, 45° angle tongue. | C | 100 | 10 | 1 | 3281.4
07498371980 | LCCF400-12-6 | CuLug,2Hole,400kcmil,Flared,1/2StudPKG6 | Two-hole, long flared barrel, 400 kcmil cable, 1/2 bolt holes, 1.75 hole spacing, NEMA hole sizes and spacing. | C | 100 | 6 | 1 | 9019.75
07498375320 | LCCF500-12-6 | CuLug,2Hole,500kcmil,Flared,1/2StudPKG6 | Two-hole, long flared barrel, 500 kcmil cable, 1/2 bolt holes, 1.75 hole spacing, NEMA hole sizes and spacing. | C | 100 | 6 | 1 | 9383.13
07498375290 | LCCF6-14A-L | CuLugLFB,2Hole,#6AWG,1/4,5/8PKG50 | Two-hole, long flared barrel, #6 AWG wire, 1/4 stud hole, 5/8 hole spacing, NEMA hole sizes and spacing. | C | 100 | 50 | 1 | 530.31
07498388043 | LCCF6-14AF-L | CuCompLug,2H,#6A,FB,1/4S,5/8,90°,PK50 | Two-hole, long flared barrel, #6 AWG wire, 1/4 stud hole, 5/8 hole spacing, NEMA hole sizes and spacing, 90° angle tongue. | C | 100 | 50 | 1 | 716.3
07498388040 | LCCF6-14AH-L | CuCompLug,2H,#6A,FB,1/4S,5/8,45°,PK50 | Two-hole, long flared barrel, #6 AWG wire, 1/4 stud hole, 5/8 hole spacing, NEMA hole sizes and spacing, 45° angle tongue. | C | 100 | 50 | 1 | 716.3
07498375292 | LCCF6-38D-L | CuLug,2Hole,#6AWG,Flared,3/8StudPKG50 | Two-hole, long flared barrel, #6 AWG wire, 3/8 stud hole, 1 hole spacing. | C | 100 | 50 | 1 | 572.46
07498375321 | LCCF600-12-6 | CuLug,2Hole,600kcmil,Flared,1/2StudPKG6 | Two-hole, long flared barrel, 600 kcmil cable, 1/2 bolt holes, 1.75 hole spacing, NEMA hole sizes and spacing. | C | 100 | 6 | 1 | 11886.11
07498375322 | LCCF750-12-3 | CuLug,2Hole,750kcmil,Flared,1/2StudPKG3 | Two-hole, long flared barrel, 750 kcmil cable, 1/2 bolt holes, 1.75 hole spacing, NEMA hole sizes and spacing. | C | 100 | 3 | 1 | 18660.45
07498344995 | LCCN750-12W-6 | CuLug,2Hole,750kcmil,Narrow,1/2StudPKG6 | Two-hole, long barrel lug with window, narrow tongue lug, 750 kcmil cable, 1/2 stud hole, 1.75 hole spacing. | C | 100 | 6 | 1 | 9509.68
07498342577 | LCCX1/0-12-X | LGFlexLug,1/0AWG,1.75in space,WDW,PK10 | Two-hole, flex lug, long barrel, 1/0 AWG wire, 1/2 stud hole, 1.75 hole spacing. | C | 100 | 10 | 1 | 1745.95
07498342570 | LCCX1/0-14A-X | LGFlexLug,1/0AWG,.63in space,WDW,PK10 | Two-hole, flex lug, long barrel, 1/0 AWG wire, 1/4 stud hole, .63 hole spacing. | C | 100 | 20 | 1 | 1630.07
07498342622 | LCCX1/0-14BF-X | CuLugFLB,2Hole,1/0AWG,1/4,.75,90°PKG10 | Two-hole, flex lug, long barrel, 1/0 AWG wire, 1/4 stud hole, .75 hole spacing, 90° angle tongue. | C | 100 | 10 | 1 | 2222.27
07498342574 | LCCX1/0-38D-X | CuLugFLB,2Hole,1/0AWG,3/8,1PKG10 | Two-hole, flex lug, long barrel, 1/0 AWG wire, 3/8 stud hole, 1 hole spacing. | C | 100 | 20 | 1 | 1630.96
07498342558 | LCCX2-12-E | CuLugFLB,2Hole,#2AWG,1/2,1.75PKG20 | Two-hole, flex lug, long barrel, #2 AWG wire, 1/2 stud hole, 1.75 hole spacing. | C | 100 | 20 | 1 | 1458.9
07498342553 | LCCX2-14A-E | CuLugFLB,2Hole,#2AWG,1/4,.63PKG20 | The LCCX2-14A-E Tin-Plated Copper Compression Lug, two-hole, long barrel, has color-coded barrels marked with Panduit and specified competitor die index numbers for proper crimp die selection. The long barrel maximizes the number of crimps and provides pr | C | 100 | 20 | 1 | 1360
07498342555 | LCCX2-14AF-E | CuLugFLB,2Hole,#2AWG,1/4,.63,90°PKG20 | Two-hole, flex lug, long barrel, #2 AWG wire, 1/4 stud hole, .63 hole spacing, 90° angle tongue. | C | 100 | 20 | 1 | 1927.63
07498342554 | LCCX2-14AH-E | CuLugFLB,2Hole,#2AWG,1/4,.63,45°PKG20 | Two-hole, flex lug, long barrel, #2 AWG wire, 1/4 stud hole, .63 hole spacing, 45° angle tongue. | C | 100 | 20 | 1 | 1927.63
07498342556 | LCCX2-14B-E | CuLugFLB,2Hole,#2AWG,1/4,.75PKG20 | Two-hole, flex lug, long barrel, #2 AWG wire, 1/4 stud hole, .75 hole spacing. | C | 100 | 20 | 1 | 1441.26
07498342639 | LCCX2-14BF-E | CuLugFLB,2Hole,#2AWG,1/4,.75,90°PKG20 | Two-hole, flex lug, long barrel, #2 AWG wire, 1/4 stud hole, .75 hole spacing, 90° angle tongue. | C | 100 | 20 | 1 | 2038.13
07498342557 | LCCX2-38D-E | CuLugFLB,2Hole,#2AWG,3/8,1PKG20 | The LCCX2-38D-E Tin-Plated Copper Compression Lug, two-hole, long barrel, has color-coded barrels marked with Panduit and specified competitor die index numbers for proper crimp die selection. The long barrel maximizes the number of crimps and provides pr | C | 100 | 20 | 1 | 1428.42
07498342587 | LCCX2/0-12-X | LGFlexLug,2/0AWG,1.75in space,WDW,PK10 | Two-hole, flex lug, long barrel, 2/0 AWG wire, 1/2 stud hole, 1.75 hole spacing. | C | 100 | 10 | 1 | 1802.92
07498342580 | LCCX2/0-14A-X | CuLugFLB,2Hole,2/0AWG,1/4,.63PKG10 | The LCCX2/0-14A-X Tin-Plated Copper Compression Lug, two-hole, long barrel, has color-coded barrels marked with Panduit and specified competitor die index numbers for proper crimp die selection. The long barrel maximizes the number of crimps and provides | C | 100 | 20 | 1 | 1567.6
07498342620 | LCCX2/0-14BF-X | CuLugFLB,2Hole,2/0AWG,1/4,.75,90°PKG10 | Two-hole, flex lug, long barrel, 2/0 AWG wire, 1/4 stud hole, .75 hole spacing, 90° angle tongue. | C | 100 | 10 | 1 | 2350.31
07498342584 | LCCX2/0-38D-X | CuLugFLB,2Hole,2/0AWG,3/8,1PKG10 | The LCCX2/0-38D-X Tin-Plated Copper Compression Lug, two-hole, long barrel, has color-coded barrels marked with Panduit and specified competitor die index numbers for proper crimp die selection. The long barrel maximizes the number of crimps and provides | C | 100 | 20 | 1 | 1646.1
07498342586 | LCCX2/0-38DF-X | CuLugFLB,2Hole,2/0AWG,3/8,1,90°PKG10 | Two-hole, flex lug, long barrel, 2/0 AWG wire, 3/8 stud hole, 1 hole spacing, 90° angle tongue. | C | 100 | 20 | 1 | 2333.37
07498319825 | LCCX250-12-X | LGFlexLug,250mcm,1.75in space,WDW,PK10 | The LCCX250-12-X Tin-Plated Copper Compression Lug, two-hole, long barrel, has color-coded barrels marked with Panduit and specified competitor die index numbers for proper crimp die selection. The long barrel maximizes the number of crimps and provides p | C | 100 | 10 | 1 | 3056
07498342609 | LCCX250-38D-X | Cu,CompLug,2H,250KFlex,3/8S,1H,PK10 | Two-hole, flex lug, long barrel, 250 kcmil cable, 3/8 stud hole, 1 hole spacing. | C | 100 | 10 | 1 | 3041.52
07498342590 | LCCX3/0-14B-X | CuLugFLB,2Hole,3/0AWG,1/4,.75PKG10 | Two-hole, flex lug, long barrel, 3/0 AWG wire, 1/4 stud hole, .75 hole spacing. | C | 100 | 1 | 1 | 2147.04
07498342591 | LCCX3/0-38D-X | CuLugFLB,2Hole,3/0AWG,3/8,1PKG10 | Two-hole, flex lug, long barrel, 3/0 AWG wire, 3/8 stud hole, 1 hole spacing. | C | 100 | 10 | 1 | 2172.49
07498344562 | LCCX300-12-6 | Cu,CompLug,2H,300KFlex,1/2S,1.75H,PK6 | The LCCX300-12-6 Tin Plated Copper Compression Lug, two-hole, long barrel, has color-coded barrels marked with Panduit and specified competitor die index numbers for proper crimp die selection. The long barrel maximizes the number of crimps and provides p | C | 100 | 6 | 1 | 3981
07498342625 | LCCX350-12-6 | Cu Lug,350,Flex,1/2inStud,1.75spc,PK6 | The LCCX350-12-6 Tin-Plated Copper Compression Lug, two-hole, long barrel, has color-coded barrels marked with Panduit and specified competitor die index numbers for proper crimp die selection. The long barrel maximizes the number of crimps and provides p | C | 100 | 6 | 1 | 4500.32
07498342616 | LCCX350-38D-6 | Cu,CompLug,2H,350KFlex,3/8S,1H,PK6 | Two-hole, flex lug, long barrel, 350 kcmil cable, 3/8 stud hole, 1 hole spacing. | C | 100 | 6 | 1 | 4509.92
07498342545 | LCCX4-14A-L | CuLugFLB,2Hole,#4AWG,1/4,.63PKG50 | The LCCX4-14A-L Tin-Plated Copper Compression Lug, two-hole, long barrel, has color-coded barrels marked with Panduit and specified competitor die index numbers for proper crimp die selection. The long barrel maximizes the number of crimps and provides pr | C | 100 | 50 | 1 | 1144.67
07498342547 | LCCX4-14AF-L | CuLugFLB,2Hole,#4AWG,1/4,.63,90°PKG50 | Two-hole, flex lug, long barrel, #4 AWG wire, 1/4 stud hole, .63 hole spacing, 90° angle tongue. | C | 100 | 50 | 1 | 1622.59
07498342548 | LCCX4-14B-L | CuLugFLB,2Hole,#4AWG,1/4,.75PKG50 | Two-hole, flex lug, long barrel, #4 AWG wire, 1/4 stud hole, .75 hole spacing. | C | 100 | 50 | 1 | 1215.21
07498328570 | LCCX4-14CE-L | Cu,CompLug,2H,#4AFlex,1/4S,ST, PK50 | Two-hole, flex lug, long barrel, #4 AWG wire, slotted 1/4 stud hole, 0.88 — 1.25 hole spacing. | C | 100 | 50 | 1 | 1557.09
07498342550 | LCCX4-38D-L | CuLugFLB,2Hole,#4AWG,3/8,1PKG50 | Two-hole, flex lug, long barrel, #4 AWG wire, 3/8 stud hole, 1 hole spacing. | C | 100 | 50 | 1 | 1263.04
07498343778 | LCCX4/0-12-X | LGFlexLug,4/0AWG,1.75in space,WDW,PK10 | The LCCX4/0-12-X Tin-Plated Copper Compression Lug, two-hole, long barrel, has color-coded barrels marked with Panduit and specified competitor die index numbers for proper crimp die selection. The long barrel maximizes the number of crimps and provides p | C | 100 | 10 | 1 | 2469.2
07498343784 | LCCX4/0-12F-X | LGFlexLug,4/0AWG,.5in,1.8in,90°,WDW,P10 | Two-hole, flex lug, long barrel, 4/0 AWG wire, 1/2 stud hole, 1.75 hole spacing, 90° angle tongue. | C | 100 | 10 | 1 | 3499.85
07498357944 | LCCX4/0-14B-X | LGFlexLug,4/0AWG,.25in,.75in,WDW,PK10 | Two-hole, flex lug, long barrel, 4/0 AWG wire, 1/4 stud hole, .75 hole spacing. | C | 100 | 10 | 1 | 2317.09
07498342595 | LCCX4/0-38D-X | LGFlexLug,4/0AWG,.38in,1in,WDW,PK10 | The LCCX4/0-38D-X Tin-Plated Copper Compression Lug, two-hole, long barrel, has color-coded barrels marked with Panduit and specified competitor die index numbers for proper crimp die selection. The long barrel maximizes the number of crimps and provides | C | 100 | 10 | 1 | 2325.24
07498342596 | LCCX4/0-38DH-X | LGFlexLug,4/0AWG,.38in,1in,45°,WDW,PK10 | Two-hole, flex lug, long barrel, 4/0 AWG wire, 3/8 stud hole, 1 hole spacing, 45° angle tongue. | C | 100 | 10 | 1 | 3452.98
07498319820 | LCCX450-12-6 | LGFlexLug,450mcm,.5in,1.75in,WDW,PK6 | The LCCX450-12-6 Tin-Plated Copper Compression Lug, two-hole, long barrel, has color-coded barrels marked with Panduit and specified competitor die index numbers for proper crimp die selection. The long barrel maximizes the number of crimps and provides p | C | 100 | 6 | 1 | 6692.86
07498343793 | LCCX500-12-6 | LGFlexLug,500mcm,2hol,1.75in space,PK6 | The LCCX500-12-6 Tin-Plated Copper Compression Connector Lug, two-hole, long barrel, has color-coded barrels marked with Panduit and specified competitor die index numbers for proper crimp die selection. The long barrel maximizes the number of crimps and | C | 100 | 6 | 1 | 7346.81
07498357961 | LCCX500-38D-6 | Cu,CompLug,2H,500KFlex,3/8S,1H,PK6 | Two-hole, flex lug, long barrel, 500 kcmil cable, 3/8 stud hole, 1 hole spacing. | C | 100 | 6 | 1 | 7286.69
07498342535 | LCCX6-14A-L | LGFlexLug,6AWG,2hol,.63in space,WDW,PK50 | The LCCX6-14A-L Tin-Plated Copper Compression Connector Lug, two-hole, long barrel, has color-coded barrels marked with Panduit and specified competitor die index numbers for proper crimp die selection. The long barrel maximizes the number of crimps and p | C | 100 | 50 | 1 | 990.21
07498334502 | LCCX6-14AB-L | Cu Lug,#6,Flex,1/4in Stud,.63,Slot,PK50 | Two-hole, flex lug, long barrel, #6 AWG wire, slotted 1/4 stud hole, .63 — .75 hole spacing. | C | 100 | 50 | 1 | 990.21
07498342537 | LCCX6-14AF-L | LGFlexLug,6AWG,.63in space,90°,WDW,PK50 | Two-hole, flex lug, long barrel, #6 AWG wire, 1/4 stud hole, .63 hole spacing, 90° angle tongue. | C | 100 | 50 | 1 | 1336.87
07498342538 | LCCX6-14B-L | CuLugFLB,2Hole,#6AWG,1/4,.75PKG50 | Two-hole, flex lug, long barrel, #6 AWG wire, 1/4 stud hole, .75 hole spacing. | C | 100 | 50 | 1 | 1050.36
07498342539 | LCCX6-14D-L | CuLugFLB,2Hole,#6AWG,1/4,1PKG50 | Two-hole, flex lug, long barrel, #6 AWG wire, 1/4 stud hole, 1 hole spacing. | C | 100 | 50 | 1 | 1020.57
07498342540 | LCCX6-38A-L | CuLug,2Hole,#6AWG,3/8Stud,.63PKG50 | Two-hole, flex lug, long barrel, #6 AWG wire, 3/8 stud hole, .63 hole spacing. | C | 100 | 50 | 1 | 1130.91
07498334503 | LCCX6-38AC-L | Cu,CompLug,2H,#6AFlex,3/8S,ST,PK50 | Two-hole, flex lug, long barrel, #6 AWG wire, slotted 3/8 stud hole, .63 — .88 hole spacing. | C | 100 | 50 | 1 | 1130.91
07498342542 | LCCX6-38D-L | LGFlexLug,6AWG,2hol,1in space,WDW,PK50 | Two-hole, flex lug, long barrel, #6 AWG wire, 3/8 stud hole, 1 hole spacing. | C | 100 | 50 | 1 | 1040.83
07498319824 | LCCX650-12-6 | Cu,CompLug,2H,650KFlex,1/2S,1.75H,PK6 | The LCCX650-12-6 Tin-Plated Copper Compression Lug, two-hole, long barrel, has color-coded barrels marked with Panduit and specified competitor die index numbers for proper crimp die selection. The long barrel maximizes the number of crimps and provides p | C | 100 | 6 | 1 | 10472.77
07498342522 | LCCX8-10A-L | CuLugFLB,2Hole,#8AWG,#10,.63PKG50 | Two-hole, flex lug, long barrel, #8 AWG wire, #10 stud hole, .63 hole spacing. | C | 100 | 50 | 1 | 926.77
07498342526 | LCCX8-14A-L | LGFlexLug,8AWG,2hol,.63in space,WDW,PK50 | The LCCX8-14A-L Tin-Plated Copper Compression Lug, two-hole, long barrel, has color-coded barrels marked with Panduit and specified competitor die index numbers for proper crimp die selection. The long barrel maximizes the number of crimps and provides pr | C | 100 | 50 | 1 | 882.65
07498342528 | LCCX8-14AF-L | CuLugFLB,2Hole,#8AWG,1/4,.63,90°PKG50 | Two-hole, flex lug, long barrel, #8 AWG wire, 1/4 stud hole, .63 hole spacing, 90° angle tongue. | C | 100 | 50 | 1 | 1251.03
07498342529 | LCCX8-14B-L | CuLugFLB,2Hole,#8AWG,1/4,.75PKG50 | Two-hole, flex lug, long barrel, #8 AWG wire, 1/4 stud hole, .75 hole spacing. | C | 100 | 50 | 1 | 926.77
07498369817 | LCCXF2-14A-E | CuLug,2Hole,#2AWG,1/4Stud,.63,PKG20 | Two-hole, flex lug, long flared barrel, #2 AWG wire, 1/4 stud hole, .63 hole spacing. | C | 100 | 40 | 1 | 2567.19
07498369818 | LCCXF2-14B-E | CuLug,2Hole,#2AWG,1/4Stud,.75,PKG20 | Two-hole, flex lug, long flared barrel, #2 AWG wire, 1/4 stud hole, .75 hole spacing. | C | 100 | 40 | 1 | 2567.19
07498369821 | LCCXF2-38D-E | CuLug,2Hole,#2 AWG,3/8Stud,1,PKG20 | Two-hole, flex lug, long flared barrel, #2 AWG wire, 3/8 stud hole, 1 hole spacing. | C | 100 | 40 | 1 | 2621.7
07498369841 | LCCXF350-12-6 | CuLug,2Hole,350kcmil,1/4Stud,1.75PKG6 | Two-hole, flex lug, long flared barrel, 350 kcmil cable, 1/2 stud hole, 1.75 hole spacing. | C | 100 | 6 | 1 | 6977.63
07498369959 | LCCXF6-14A-L | CuLug,2 Hole,#6AWG,1/4Stud,.63,PKG50 | Two-hole, flex lug, long flared barrel, #6 AWG wire, 1/4 stud hole, .63 hole spacing. | C | 100 | 50 | 1 | 1184.16
07498369977 | LCCXF6-14B-L | CuLug,2 Holes,#6AWG,1/4Stud,.75,PKG50 | Two-hole, flex lug, long flared barrel, #6 AWG wire, 1/4 stud hole, .75 hole spacing. | C | 100 | 50 | 1 | 1144.1
07498369807 | LCCXF6-14D-L | CuLug,2-Hole,#6AWG,1/4Stud,1,PKG50 | Two-hole, flex lug, long flared barrel, #6 AWG wire, 1/4 stud hole, 1 hole spacing. | C | 100 | 50 | 1 | 1245.15
07498369813 | LCCXF6-38D-L | CuLug,2Hole,#6AWG,3/8Stud,1,PKG50 | Two-hole, flex lug, long flared barrel, #6 AWG wire, 3/8 stud hole, 1 hole spacing. | C | 100 | 50 | 1 | 1264.97
07498369935 | LCCXF8-14A-L | CuLug,2-Hole,#8AWG,1/4Stud,.63PKG50 | Two-hole, flex lug, long flared barrel, #8 AWG wire, 1/4 stud hole, .63 hole spacing. | C | 100 | 50 | 1 | 866.71
07498366240 | LCCXN2-14A-E | Copper Compression Lug, 2 Hole, #2 AWG, | Copper Compression Lug, 2 Hole, #2 AWG, Narrow Tongue, 1/4" (6.4mm) Stud, .63 (16mm) Hole Spacing | C | 100 | 20 | 1 | 1810.28
07498312696 | LCCXN650-12-6 | CuLug,2Hole,650kcmil,Narrow1/2StudPKG6 | Two-hole, flex lug, long barrel, narrow tongue, 650 kcmil cable, 1/2 stud hole, 1.75 hole spacing. | C | 100 | 6 | 1 | 11869.79
61305600928 | LCCXN750-12-3 | Copper Compression Lug, 2 Hole, Long Bar | Two-hole, Flex lug, Long Barrel, Narrow Tongue, 777 kcmil cable, 1/2 stud hole, 1.75 hole spacing, with window | C | 100 | 3 | 1 | 16861.37
07498338293 | LCD1-14A-E | CuLugSBW,2Hole,#1AWG,1/4Stud,.63PKG20 | Two-hole, standard barrel lug with window, #1 AWG wire, 1/4 stud hole, .63 hole spacing. | C | 100 | 20 | 1 | 1266.83
07498356813 | LCD1-14AF-E | CuLugSBW,2Hole,#1AWG,1/4,.63,90°PKG20 | Two-hole, standard barrel lug with window, #1 AWG wire, 1/4 stud hole, .63 hole spacing, 90° angle tongue. | C | 100 | 20 | 1 | 1795.73
07498338294 | LCD1-14B-E | CuLugSBW,2Hole,#1AWG,1/4Stud,.75PKG20 | Two-hole, standard barrel lug with window, #1 AWG wire, 1/4 stud hole, .75 hole spacing. | C | 100 | 20 | 1 | 1447.81
07498338295 | LCD1-38D-E | CuLugSBW,2Hole,#1AWG,3/8,1,1PKG20 | Two-hole, standard barrel lug with window, #1 AWG wire, 3/8 stud hole, 1 hole spacing. | C | 100 | 20 | 1 | 1330.22
07498356847 | LCD1-56CF-E | CuLugSBW,2Hole,#1AWG,5/16,.88,90°PKG20 | Two-hole, standard barrel lug with window, #1 AWG wire, 5/16 stud hole, .88 hole spacing, 90° angle tongue. | C | 100 | 20 | 1 | 1727.33
07498390090 | LCD1/0-12-X | STDLug,1/0AWG,1.75in space,WDW,PK10 | Two-hole, standard barrel lug with window, 1/0 AWG wire, 1/2 stud hole, 1.75 hole spacing. | C | 100 | 20 | 1 | 1370.02
07498338320 | LCD1/0-14A-X | STDLug,1/0AWG,.63in space,WDW,PK10 | Two-hole, standard barrel lug with window, 1/0 AWG wire, 1/4 stud hole, .63 hole spacing. | C | 100 | 20 | 1 | 1278.99
07498356850 | LCD1/0-14AF-X | CuLugSBW,2Hole,1/0AWG,1/4,.63,90°PKG10 | Two-hole, standard barrel lug with window, 1/0 AWG wire, 1/4 stud hole, .63 hole spacing, 90° angle tongue. | C | 100 | 10 | 1 | 1794.13
07498356719 | LCD1/0-14AH-X | CuLugSBW,2Hole,1/0AWG,1/4,.63,45°PKG10 | Two-hole, standard barrel lug with window, 1/0 AWG wire, 1/4 stud hole, .63 hole spacing, 45° angle tongue. | C | 100 | 20 | 1 | 1794.13
07498338322 | LCD1/0-38D-X | CuLugSBW,2Hole,1/0AWG,3/8,1PKG10 | Two-hole, standard barrel lug with window, 1/0 AWG wire, 3/8 stud hole, 1 hole spacing. | C | 100 | 40 | 1 | 1278.99
07498356870 | LCD1/0-38DF-X | CuLuSBWF,2Hole,1/0AWG,3/8,1,90°PKG10 | Two-hole, standard barrel lug with window, 1/0 AWG wire, 3/8 stud hole, 1 hole spacing, 90° angle tongue. | C | 100 | 10 | 1 | 1812.99
07498397215 | LCD10-10A-L | CuLug,2Hole,#10AWG,#10(M5)Stud,.63PKG50 | The LCD10-10A-L Tin-Plated Copper Compression Lug, two-hole, standard barrel, has color-coded barrels marked with Panduit and specified competitor die index numbers for proper crimp die selection. An inspection window aids to visually assure full conducto | C | 100 | 50 | 1 | 1166.31
07498397216 | LCD10-10AF-L | CuLug,2Hole,#10AWG,#10(M5)Stud,90°PKG50 | Two-hole, standard barrel lug with window, #10 AWG wire, #10 stud hole, .63 hole spacing, 90° angle tongue. | C | 100 | 50 | 1 | 1574.48
07498397217 | LCD10-10AH-L | CuLug,2Hole,#10AWG,#10(M5)Stud,45°PKG50 | Two-hole, standard barrel lug with window, #10 AWG wire, #10 stud hole, .63 hole spacing, 45° angle tongue. | C | 100 | 50 | 1 | 1574.48
07498397234 | LCD10-14A-L | STDLug,10AWG,2hol,.63in space,WDW,PK50 | The LCD10-14A-L Tin-Plated Copper Compression Connector Lug, two-hole, standard barrel, has color-coded barrels marked with Panduit and specified competitor die index numbers for proper crimp die selection. The long barrel maximizes the number of crimps a | C | 100 | 50 | 1 | 1166.31
07498397376 | LCD10-14AF-L | CuLugSBW,2Hole,#10AWG,1/4,.63,90°PKG50 | Two-hole, standard barrel lug with window, #10 AWG wire, 1/4 stud hole, .63 hole spacing, 90° angle tongue. | C | 100 | 50 | 1 | 1574.48
07498397378 | LCD10-14B-L | CuLugSBW,2Hole,#10AWG,1/4Stud,.75PKG50 | The LCD10-14B-L Tin-Plated Copper Compression Lug, two-hole, standard barrel, has color-coded barrels marked with Panduit and specified competitor die index numbers for proper crimp die selection. An inspection window aids to visually assure full conducto | C | 100 | 50 | 1 | 1166.31
07498397379 | LCD10-14D-L | CuLug,2Hole,#10AWG,1/4Stud,1PKG50 | Two-hole, standard barrel lug with window, #10 AWG wire, 1/4 stud hole, 1 hole spacing. | C | 100 | 50 | 1 | 1166.31
07498397380 | LCD10-38D-L | CuLug,2Hole,#10AWG,3/8Stud,1PKG50 | The LCD10-38D-L Tin-Plated Copper Compression Lug, two-hole, standard barrel, has color-coded barrels marked with Panduit and specified competitor die index numbers for proper crimp die selection. An inspection window aids to visually assure full conducto | C | 100 | 50 | 1 | 1224.64
07498390113 | LCD1000-00-3 | CuLug,LongBlank,1000KcmilPKG3 | The LCD1000-00-3 Copper Compression Connector Lug, two-hole, standard barrel, has color-coded barrels marked with Panduit and specified competitor die index numbers for proper crimp die selection. An inspection window aids to visually assure full conducto | C | 100 | 3 | 1 | 13130.19
07498338297 | LCD2-12-Q | STDLug,2AWG,2hol,1.75in space,WDW,PK25 | Two-hole, standard barrel lug with window, #2 AWG wire, 1/2 stud hole, 1 .75 hole spacing. | C | 100 | 25 | 1 | 1068.05
07498338298 | LCD2-14A-Q | CuLugSBW,2Hole,#2AWG,1/4,.63PKG25 | The LCD2-14A-Q Tin-Plated Copper Compression Connector Lug, two-hole, standard barrel, has color-coded barrels marked with Panduit and specified competitor die index numbers for proper crimp die selection. An inspection window aids to visually assure full | C | 100 | 25 | 1 | 1000.75
07498356779 | LCD2-14AF-Q | CuLugSBW,2Hole,#2AWG,1/4,.63,90°PKG25 | Two-hole, standard barrel lug with window, #2 AWG wire, 1/4 stud hole, .63 hole spacing, 90° angle tongue. | C | 100 | 25 | 1 | 1350.98
07498356675 | LCD2-14AH-Q | CuLugSB,2Hole,#2AWG,1/4,.63,45°PKG25 | Two-hole, standard barrel lug with window, #2 AWG wire, 1/4 stud hole, .63 hole spacing, 45° angle tongue. | C | 100 | 25 | 1 | 1418.53
07498338299 | LCD2-14B-Q | CuLugSBW,2Hole,#2AWG,1/4,.75PKG25 | Two-hole, standard barrel lug with window, #2 AWG wire, 1/4 stud hole, .75 hole spacing. | C | 100 | 25 | 1 | 1000.75
07498338300 | LCD2-14D-Q | CuLugSBW,2Hole,#2AWG,1/4,1PKG25 | Two-hole, standard barrel lug with window, #2 AWG wire, 1/4 stud hole, 1 hole spacing. | C | 100 | 25 | 1 | 1050.8
07498338301 | LCD2-38D-Q | CuLugSBW,2Hole,#2AWG,3/8,1PKG25 | The LCD2-38D-Q Tin-Plated Copper Compression Lug, two-hole, standard barrel, has color-coded barrels marked with Panduit and specified competitor die index numbers for proper crimp die selection. An inspection window aids to visually assure full conductor | C | 100 | 25 | 1 | 1000.75
07498390093 | LCD2/0-00-X | CuLug,LongBlank,2/0AWGPKG10 | Long blank tongue, standard barrel lug, #2/0 AWG wire. | C | 100 | 10 | 1 | 1533.24
07498390092 | LCD2/0-12-X | STDLug,2/0AWG,1.75in space,WDW,PK10 | Two-hole, standard barrel lug with window, 2/0 AWG wire, 1/2 stud hole, 1.75 hole spacing. | C | 100 | 20 | 1 | 1629.39
07498338324 | LCD2/0-14A-X | CuLugSBW,2Hole,2/0AWG,1/4,.63PKG10 | The LCD2/0-14A-X Tin-Plated Copper Compression Lug, two-hole, standard barrel, has color-coded barrels marked with Panduit and specified competitor die index numbers for proper crimp die selection. An inspection window aids to visually assure full conduct | C | 100 | 20 | 1 | 1460.23
07498356872 | LCD2/0-14AF-X | CuLugSBW,2Hole,2/0AWG,1/4,.63,90°PKG10 | Two-hole, standard barrel lug with window, 2/0 AWG wire, 1/4 stud hole, .63 hole spacing, 90° angle tongue. | C | 100 | 10 | 1 | 1971.32
07498338325 | LCD2/0-14B-X | CuLugSBW,2Hole,2/0AWG,1/4,.75PKG10 | The LCD2/0-14B-X Tin-Plated Copper Compression Lug, two-hole, standard barrel, has color-coded barrels marked with Panduit and specified competitor die index numbers for proper crimp die selection. An inspection window aids to visually assure full conduct | C | 100 | 20 | 1 | 1460.23
07498356873 | LCD2/0-14BF-X | CuLugSBW,2Hole,2/0AWG,1/4,.75,90°PKG10 | Two-hole, standard barrel lug with window, 2/0 AWG wire, 1/4 stud hole, .75 hole spacing, 90° angle tongue. | C | 100 | 10 | 1 | 1971.32
07498338326 | LCD2/0-38D-X | CuLugSBW,2Hole,2/0AWG,3/8,1PKG10 | Two-hole, standard barrel lug with window, 2/0 AWG wire, 3/8 stud hole, 1 hole spacing. | C | 100 | 20 | 1 | 1460.23
07498338327 | LCD2/0-56C-X | CuLug,2Hole,2/0AWG,5/16Stud,.88PKG10 | Two-hole, standard barrel lug with window, 2/0 AWG wire, 5/16 stud hole, .88 hole spacing. | C | 100 | 20 | 1 | 1602.67
07498390098 | LCD250-12-X | STDLug,250mcm,1.75in space,WDW,PK10 | Two-hole, standard barrel lug with window, 250 kcmil cable, 1/2 stud hole, 1.75 hole spacing, NEMA hole sizes and spacing. | C | 100 | 10 | 1 | 2308.37
07498338332 | LCD250-38D-X | CuLugSBW,2Hole,250kcmil,3/8,1PKG10 | The LCD250-38D-X Tin-Plated Copper Compression Lug, two-hole, standard barrel, has color-coded barrels marked with Panduit and specified competitor die index numbers for proper crimp die selection. An inspection window aids to visually assure full conduct | C | 100 | 10 | 1 | 2405.92
07498390094 | LCD3/0-12-X | STDLug,3/0AWG,1.75in space,WDW,PK10 | Two-hole, standard barrel lug with window, 3/0 AWG wire, 1/2 stud hole, 1.75 hole spacing. | C | 100 | 20 | 1 | 1952.88
07498338329 | LCD3/0-38D-X | CuLugSBW,2Hole,3/0AWG,3/8,1PKG10 | Two-hole, standard barrel lug with window, 3/0 AWG wire, 3/8 stud hole, 1 hole spacing. | C | 100 | 10 | 1 | 1734.16
07498390101 | LCD300-00-X | CuLug,LongBlank,300KcmilPKG10 | Long blank tongue, standard barrel lug, 300 kcmil Cable. | C | 100 | 10 | 1 | 2935.66
07498390100 | LCD300-12-X | CuLugSBW,2Hole,300kcmil,1/2,1.75PKG10 | Two-hole, standard barrel lug with window, 300 kcmil cable, 1/2 stud hole, 1.75 hole spacing, NEMA hole sizes and spacing. | C | 100 | 10 | 1 | 2935.66
07498371959 | LCD300-38D-X | CuLugSBW,2Hole,300kcmil,3/8,1PKG10 | Two-hole, standard barrel lug with window, 300 kcmil cable, 3/8 stud hole, 1 hole spacing. | C | 100 | 10 | 1 | 3084.76
07498390102 | LCD350-12-X | STDLug,350mcm,1.75in space,WDW,PK10 | Two-hole, standard barrel lug with window, 350 kcmil cable, 1/2 stud hole, 1.75 hole spacing, NEMA hole sizes and spacing. | C | 100 | 10 | 1 | 3150.86
07498371961 | LCD350-38D-X | CuLugSBW,2Hole,350kcmil,3/8,1PKG10 | Two-hole, standard barrel lug with window, 350 kcmil cable, 3/8 stud hole, 1 hole spacing. | C | 100 | 10 | 1 | 2908.89
07498383385 | LCD4-10A-L | Cu,CompLug,2H, #4-#3A,#2A,#10S,PK50 | Two-hole, standard barrel lug with window, #4 — #3 AWG STR, #2 AWG SOL wire, #10 stud hole, .63 hole spacing. | C | 100 | 50 | 1 | 963.64
07498399198 | LCD4-10B-L | Cu,CompLug,2H,#4-#3A,#2A,#10S, PK50 | Two-hole, standard barrel lug with window, #4 — #3 AWG STR, #2 AWG SOL wire, #10 stud hole, .75 hole spacing. | C | 100 | 50 | 1 | 963.64
07498338304 | LCD4-14A-L | Cu Lug,#4-#3AWGSTR,2SOL,1/4inStud,PK50 | The LCD4-14A-L Copper Compression Connector Lug, two-hole, standard barrel, has color-coded barrels marked with Panduit and specified competitor die index numbers for proper crimp die selection. An inspection window aids to visually assure full conductor | C | 100 | 50 | 1 | 882.36
07498356772 | LCD4-14AF-L | Cu Lug,#4-#3STR,2SOL,1/4in Stud,90°,PK5 | The LCD4-14AF-L Tin-Plated Compression Connector Lug, two-hole, standard barrel, has color-coded barrels marked with Panduit and specified competitor die index numbers for proper crimp die selection. An inspection window aids to visually assure full condu | C | 100 | 50 | 1 | 1191.24
07498356670 | LCD4-14AH-L | STDLug,2-4AWG,2hol,.63in space,WDW,PK50 | Two-hole, standard barrel lug with window, #4 — #3 AWG STR, #2 AWG SOL wire, 1/4 stud hole, .63 hole spacing, 45° angle tongue. | C | 100 | 50 | 1 | 1191.24
07498338305 | LCD4-14B-L | CuCompLugSBW,2H,4-3A,#A,1/4S,.75,PK50 | Two-hole, standard barrel lug with window, #4 — #3 AWG STR, #2 AWG SOL wire, 1/4 stud hole, .75 hole spacing. | C | 100 | 50 | 1 | 882.36
07498356773 | LCD4-14BF-L | Cu,CompLug,2H,#4-#3A,#2A,1/4S, 90°,PK50 | Two-hole, standard barrel lug with window, #4 — #3 AWG STR, #2 AWG SOL wire, 1/4 stud hole, .75 hole spacing, 90° angle tongue. | C | 100 | 50 | 1 | 1250.81
07498338306 | LCD4-14D-L | Cu Lug,#4-#3AWG STR,2 SOL,1/4inStud,PK50 | Two-hole, standard barrel lug with window, #4 — #3 AWG STR, #2 AWG SOL wire, 1/4 stud hole, 1 hole spacing. | C | 100 | 50 | 1 | 926.43
07498338307 | LCD4-38D-L | Cu,CompLug,2H,#4-#3A,#2A,3/8S, PK50 | Two-hole, standard barrel lug with window, #4 — #3 AWG STR, #2 AWG SOL wire, 3/8 stud hole, 1 hole spacing. | C | 100 | 50 | 1 | 926.43
07498390097 | LCD4/0-00-X | CuLug,LongBlank,4/0AWGPKG10 | Long blank tongue, standard barrel lug, #4/0 AWG wire. | C | 100 | 10 | 1 | 2174.96
07498390096 | LCD4/0-12-X | STDLug,4/0AWG,1.75in space,WDW,PK10 | Two-hole, standard barrel lug with window, 4/0 AWG wire, 1/2 stud hole, 1.75 hole spacing, NEMA hole sizes and spacing. | C | 100 | 10 | 1 | 2071.38
07498356882 | LCD4/0-14BF-X | STDLug,4/0AWG,.25in,.75in,90°,WDW,PK10 | Two-hole, standard barrel lug with window, 4/0 AWG wire, 1/4 stud hole, .75 hole spacing, 90° angle tongue. | C | 100 | 10 | 1 | 2645.65
07498338331 | LCD4/0-38D-X | STDLug,4/0AWG,.38in,1in,WDW,PK10 | Two-hole, standard barrel lug with window, 4/0 AWG wire, 3/8 stud hole, 1 hole spacing. | C | 100 | 10 | 1 | 1866.44
07498356754 | LCD4/0-38DH-X | STDLug,4/0AWG,.38in,1in,45°,WDW,PK10 | Two-hole, standard barrel lug with window, 4/0 AWG wire, 3/8 stud hole, 1 hole spacing, 45° angle tongue. | C | 100 | 10 | 1 | 2645.65
07498390106 | LCD500-12-6 | STDLug,500mcm,2hol,1.75in space,WDW,PK6 | Two-hole, standard barrel lug with window, 500 kcmil cable, 1/2 stud hole, 1.75 hole spacing, NEMA hole sizes and spacing. | C | 100 | 6 | 1 | 4252.09
07498338308 | LCD6-10A-L | CuLugSBW,2Hole,#6AWG,#10,.63PKG50 | The LCD6-10A-L Tin-Plated Copper Compression Lug, two-hole, standard barrel, has color-coded barrels marked with Panduit and specified competitor die index numbers for proper crimp die selection. An inspection window aids to visually assure full conductor | C | 100 | 50 | 1 | 798.26
07498356765 | LCD6-10AF-L | CuLugSBW,2Hole,#6AWG,#10,.63,90°PKG50 | Two-hole, standard barrel lug with window, #6 AWG wire, #10 stud hole, .63 hole spacing, 90° angle tongue, standard package. | C | 100 | 50 | 1 | 1077.65
07498356662 | LCD6-10AH-L | CuLugSBW,2Hole,#6AWG,#10,.63,45°PKG50 | Two-hole, standard barrel lug with window, #6 AWG wire, #10 stud hole, .63 hole spacing, 45° angle tongue. | C | 100 | 50 | 1 | 1077.65
07498343934 | LCD6-10B-L | CuLug,2Hole,#6AWG,#10(M5)Stud,.75PKG50 | Two-hole, standard barrel lug with window, #6 AWG wire, #10 stud hole, .75 hole spacing. | C | 100 | 50 | 1 | 838.17
07498368923 | LCD6-14A-D | CuLug,2Hole,#6AWG,1/4Stud,.63PKG500 | Two-hole, standard barrel lug with window, #6 AWG wire, 1/4 stud hole, .63 hole spacing, bulk package. | C | 100 | 500 | 500 | 798.26
07498338310 | LCD6-14A-L | CuLug,2Hole,#6AWG,1/4Stud,.63 PKG50 | The LCD6-14A-L Tin-Plated Copper Compression Connector Lug, two-hole, standard barrel, has color-coded barrels marked with Panduit and specified competitor die index numbers for proper crimp die selection. An inspection window aids to visually assure full | C | 100 | 50 | 1 | 798.26
07498356766 | LCD6-14AF-L | STDLug,6AWG,.63in space,90°,WDW,PK50 | The LCD6-14AF-L Tin-Plated Copper Compression Lug, two-hole, standard barrel, has color-coded barrels marked with Panduit and specified competitor die index numbers for proper crimp die selection. An inspection window aids to visually assure full conducto | C | 100 | 50 | 1 | 1077.65
07498356664 | LCD6-14AH-L | CuLugSBW,2Hole,#6AWG,1/4,.63,45°PKG50 | The LCD6-14AH-L Tin-Plated Copper Compression Lug, two-hole, standard barrel, has color-coded barrels marked with Panduit and specified competitor die index numbers for proper crimp die selection. An inspection window aids to visually assure full conducto | C | 100 | 50 | 1 | 1077.65
07498338311 | LCD6-14B-L | CuLugSBW,2Hole,#6AWG,1/4,.75PKG50 | Two-hole, standard barrel lug with window, #6 AWG wire, 1/4 stud hole, .75 hole spacing. | C | 100 | 50 | 1 | 798.26
07498356767 | LCD6-14BF-L | STDLug,6AWG,.75in space,90°,WDW,PK50 | Two-hole, standard barrel lug with window, #6 AWG wire, 1/4 stud hole, .75 hole spacing, 90° angle tongue. | C | 100 | 50 | 1 | 1131.54
07498356665 | LCD6-14BH-L | CuLugSBW,2Hole,#6AWG,1/4,.75,45°PKG50 | Two-hole, standard barrel lug with window, #6 AWG wire, 1/4 stud hole, .75 hole spacing, 45° angle tongue. | C | 100 | 50 | 1 | 1131.54
07498338312 | LCD6-14D-L | CuLugSBW,2Hole,#6AWG,1/4,1PKG50 | The LCD6-14D-L Tin-Plated Copper Compression Lug, two-hole, standard barrel, has color-coded barrels marked with Panduit and specified competitor die index numbers for proper crimp die selection. An inspection window aids to visually assure full conductor | C | 100 | 50 | 1 | 798.26
07498399139 | LCD6-38AD-L | Cu,CompLug,2H,#6A,3/8S,ST,PK50 | Two-hole, standard barrel lug with window, #6 AWG wire, two 3/8 stud holes (1 slotted), .63 — 1.00 hole spacing. | C | 100 | 50 | 1 | 851.58
07498338313 | LCD6-38D-L | STDLug,6AWG,2hol,1in space,WDW,PK50 | Two-hole, standard barrel lug with window, #6 AWG wire, 3/8 stud hole, 1 hole spacing. | C | 100 | 50 | 1 | 1109.4
07498338314 | LCD6-56D-L | CuLugSBW,2Hole,#6AWG,5/16,1PKG50 | Two-hole, standard barrel lug with window, #6 AWG wire, 5/16 stud hole, 1 hole spacing. | C | 100 | 50 | 1 | 838.17
07498390109 | LCD600-00-6 | CuLug,LongBlank,600KcmilPKG6 | Long blank tongue, standard barrel lug, 600 kcmil Cable. | C | 100 | 6 | 1 | 6490.64
07498390108 | LCD600-12-6 | STDLug,600mcm,2hol,1.75in space,WDW,PK6 | Two-hole, standard barrel lug with window, 600 kcmil cable, 1/2 stud hole, 1.75 hole spacing, NEMA hole sizes and spacing. | C | 100 | 6 | 1 | 6490.64
07498338315 | LCD8-10A-L | CuLugSBW,2Hole,#8AWG,#10(M5),.63PKG50 | The LCD8-10A-L Tin-Plated Copper Compression Connector Lug, two-hole, standard barrel, has color-coded barrels marked with Panduit and specified competitor die index numbers for proper crimp die selection. An inspection window aids to visually assure full | C | 100 | 50 | 1 | 587.61
07498356760 | LCD8-10AF-L | CuLug,2Hole,#8AWG,#10(M5)Stud,90°PKG50 | Two-hole, standard barrel lug with window, #8 AWG wire, #10 stud hole, .63 hole spacing, 90° angle tongue. | C | 100 | 50 | 1 | 832.9
07498338316 | LCD8-14A-L | STDLug,8AWG,2hol,.63in space,WDW,PK50 | The LCD8-14A-L Tin-Plated Copper Compression Connector Lug, two-hole, standard barrel, has color-coded barrels marked with Panduit and specified competitor die index numbers for proper crimp die selection. An inspection window aids to visually assure full | C | 100 | 50 | 1 | 622.91
07498356761 | LCD8-14AF-L | CuLugSBW,2Hole,#8AWG,1/4,.63,90°PKG50 | Two-hole, standard barrel lug with window, #8 AWG wire, 1/4 stud hole, .63 hole spacing, 90° angle tongue. | C | 100 | 50 | 1 | 840.93
07498356762 | LCD8-14BF-L | CuLugSBW,2Hole,#8AWG,1/4,.75,90°PKG50 | Two-hole, standard barrel lug with window, #8 AWG wire, 1/4 stud hole, .75 hole spacing, 90° angle tongue. | C | 100 | 50 | 1 | 1140.23
07498338318 | LCD8-14D-L | CuLugSBW,2Hole,#8AWG,1/4,1PKG50 | Two-hole, standard barrel lug with window, #8 AWG wire, 1/4 stud hole, 1 hole spacing. | C | 100 | 50 | 1 | 654.07
07498338319 | LCD8-38D-L | CuLugSBW,2HoleS#8AWG,3/8,1PKG50 | Two-hole, standard barrel lug with window, #8 AWG wire, 3/8 stud hole, 1 hole spacing. | C | 100 | 50 | 1 | 673.88
07498302111 | LCDN1/0-14A-X | CuLugSBW,2Hole,1/0AWG,Nar,1/4,.63PKG10 | Two-hole, standard barrel with window, narrow tongue lug, 1/0 AWG wire, 1/4 stud hole, .63 hole spacing. | C | 100 | 10 | 1 | 1637.42
61305664399 | LCDN1/0-14AH-X | Copper Compression Lug, 2 Hole, #1/0 AWG | Copper Compression Lug, 2 Hole, #1/0 AWG, Narrow Tongue, 1/4" Stud, 0.625" Hole Spacing, 45° Angle Tongue | C | 100 | 10 | 1 | 2105.27
07498344469 | LCDN1/0-56D-X | CuLug,2Hole,1/0AWG,Narrow,5/16StudPKG10 | Two-hole, standard barrel with window, narrow tongue lug, 1/0 AWG wire, 5/16 stud hole, 1 hole spacing. | C | 100 | 10 | 1 | 1637.42
07498344459 | LCDN2-14A-Q | CuLugSBW,2Hole,#2AWG,NTL,1/4,.63PKG25 | Two-hole, standard barrel with window, narrow tongue lug, #2 AWG wire, 1/4 stud hole, .63 hole spacing. | C | 100 | 25 | 1 | 1233.88
07498344461 | LCDN2-14AF-Q | CuCompLug,2H,#2A,NT,1/4S,.63HS,90°,PK25 | Two-hole, standard barrel with window, narrow tongue lug, #2 AWG wire, 1/4 stud hole, .63 hole spacing, 90° angle tongue. | C | 100 | 25 | 1 | 1586.43
07498344460 | LCDN2-14AH-Q | CuCompLug,2H,#2A,NT,1/4S,.63HS,45°,PK25 | Two-hole, standard barrel with window, narrow tongue lug, #2 AWG wire, 1/4 stud hole, .63 hole spacing, 45° angle tongue. | C | 100 | 25 | 1 | 1665.76
07498344472 | LCDN2/0-14A-X | CuLugSBW,2Hole,2/0AWG,Nar,1/4,.63PKG10 | Two-hole, standard barrel with window, narrow tongue lug, 2/0 AWG wire, 1/4 stud hole, .63 hole spacing. | C | 100 | 20 | 1 | 1618.06
07498344493 | LCDN350-38D-X | Cu,CompLug,2H,350K,NT,3/8S,PK10 | Two-hole, standard barrel with window, narrow tongue lug, 350 kcmil cable, 3/8 stud hole, 1 hole spacing. | C | 100 | 10 | 1 | 3642.14
07498344271 | LCDN750-38D-6 | STDLugN,750mcm,.38in,1in,WDW,PK6 | Two-hole, standard barrel with window, narrow tongue lug, 750 kcmil cable, 3/8 stud hole, 1 hole spacing. | C | 100 | 6 | 1 | 8032.5
07498342720 | LCDX1-14AF-X | CuLugF,2Hole,#1AWG,1/4,.63,90°PKG10 | Two-hole, flex lug, #1 AWG wire, 1/4 stud hole, .63 hole spacing, 90° angle tongue. | C | 100 | 20 | 1 | 1478.43
07498342734 | LCDX1-14BF-X | CuLugF,2Hole,#1AWG,1/4,.75,90°PKG10 | Two-hole, flex lug, #1 AWG wire, 1/4 stud hole, .75 hole spacing, 90° angle tongue. | C | 100 | 20 | 1 | 1478.43
07498342375 | LCDX1-38D-X | CuLugF,2Hole,#1AWG,3/8,1,1PKG10 | Two-hole, flex lug, #1 AWG wire, 3/8 stud hole, 1 hole spacing. | C | 100 | 20 | 1 | 1802.46
07498342380 | LCDX1/0-12-X | STDFlexLug,1/0AWG,1.75in space,WDW,PK10 | Two-hole, flex lug, 1/0 AWG wire, 1/2 stud hole, 1.75 hole spacing. | C | 100 | 20 | 1 | 1485.1
07498342377 | LCDX1/0-14A-X | STDFlexLug,1/0AWG,.63in space,WDW,PK10 | The LCDX1/0-14A-X Tin-Plated Copper Compression Connector Lug, two-hole, standard barrel, has color-coded barrels marked with Panduit and specified competitor die index numbers for proper crimp die selection. The generously beveled wire entry prevents ben | C | 100 | 20 | 1 | 1230.42
07498342748 | LCDX1/0-14AF-X | CuLugF,2Hole,1/0AWG,1/4,.63,90°PKG10 | Two-hole, flex lug, 1/0 AWG wire, 1/4 stud hole, .63 hole spacing, 90° angle tongue. | C | 100 | 20 | 1 | 1744.03
07498342749 | LCDX1/0-14B-X | CuLugF,2Hole,1/0AWG,1/4,.75PKG10 | Two-hole, flex lug, 1/0 AWG wire, 1/4 stud hole, .75 hole spacing. | C | 100 | 20 | 1 | 1369.43
07498342379 | LCDX1/0-38D-X | CuLugF,2Hole,1/0AWG,3/8,1PKG10 | Two-hole, flex lug, 1/0 AWG wire, 3/8 stud hole, 1 hole spacing. | C | 100 | 20 | 1 | 1286.42
07498342759 | LCDX1/0-38DF-X | CuLugF,2Hole,1/0AWG,3/8,1,90°PKG10 | Two-hole, flex lug, 1/0 AWG wire, 3/8 stud hole, 1 hole spacing, 90° angle tongue. | C | 100 | 20 | 1 | 1840.06
07498342757 | LCDX1/0-56DF-X | CuLugF,2Hole,1/0AWG,5/16,1,90°PKG10 | Two-hole, flex lug, 1/0 AWG wire, 5/16 stud hole, 1 hole spacing, 90° angle tongue. | C | 100 | 10 | 1 | 2058.36
07498342373 | LCDX2-12-E | CuLugF,2Hole,#2AWG,1/2,1.75,PKG20 | Two-hole, flex lug, #2 AWG wire, 1/2 stud hole, 1.75 hole spacing. | C | 100 | 20 | 1 | 1823.86
07498342684 | LCDX2-14A-E | CuLugF,2Hole,#2AWG,1/4,.63PKG20 | The LCDX2-14A-E Tin-Plated Copper Compression Connector Lug, two-hole, standard barrel, has color-coded barrels marked with Panduit and specified competitor die index numbers for proper crimp die selection. The generously beveled wire entry prevents bent | C | 100 | 20 | 1 | 1302.02
07498342686 | LCDX2-14AF-E | CuLugF,2Hole,#2AWG,1/4,.63,90°PKG20 | Two-hole, flex lug, #2 AWG wire, 1/4 stud hole, .63 hole spacing, 90° angle tongue. | C | 100 | 20 | 1 | 1845.7
07498342687 | LCDX2-14B-E | CuLugF,2Hole,#2AWG,1/4,.75PKG20 | Two-hole, flex lug, #2 AWG wire, 1/4 stud hole, .75 hole spacing. | C | 100 | 20 | 1 | 1405.59
07498342690 | LCDX2-14D-E | CuLug,2Hole,#2AWG,1/4Stud,1PKG20 | Two-hole, flex lug, #2 AWG wire, 1/4 stud hole, 1 hole spacing. | C | 100 | 20 | 1 | 1663.6
07498342372 | LCDX2-38D-E | CuLugF,2Hole,#2AWG,3/8,1PKG20 | Two-hole, flex lug, #2 AWG wire, 3/8 stud hole, 1 hole spacing. | C | 100 | 20 | 1 | 1359.26
07498342696 | LCDX2-38DF-E | CuLugF,2Hole,#2AWG,3/8,1,90°PKG20 | Two-hole, flex lug, #2 AWG wire, 3/8 stud hole, 1 hole spacing, 90° angle tongue. | C | 100 | 20 | 1 | 2018.41
07498342371 | LCDX2-56D-E | CuLug,2Hole,#2AWG,5/16Stud,1PKG20 | Two-hole, flex lug, #2 AWG wire, 5/16 stud hole, 1 hole spacing. | C | 100 | 20 | 1 | 1584.36
07498342383 | LCDX2/0-12-X | STDFlexLug,2/0AWG,1.75in space,WDW,PK10 | Two-hole, flex lug, 2/0 AWG wire, 1/2 stud hole, 1.75 hole spacing. | C | 100 | 20 | 1 | 1635.35
07498342381 | LCDX2/0-14A-X | CuLugF,2Hole,2/0AWG,1/4,.63PKG10 | Two-hole, flex lug, 2/0 AWG wire, 1/4 stud hole, .63 hole spacing. | C | 100 | 20 | 1 | 1692.95
07498342775 | LCDX2/0-14BF-X | CuLugF,2Hole,2/0AWG,1/4,.75,90°PKG10 | Two-hole, flex lug, 2/0 AWG wire, 1/4 stud hole, .75 hole spacing, 90° angle tongue. | C | 100 | 10 | 1 | 2399.76
07498342382 | LCDX2/0-38D-X | CuLugF,2Hole,2/0AWG,3/8,1PKG10 | Two-hole, flex lug, 2/0 AWG wire, 3/8 stud hole, 1 hole spacing. | C | 100 | 20 | 1 | 1618.98
07498342399 | LCDX250-12-X | STDFlexLug,250mcm,1.75in space,WDW,PK10 | Two-hole, flex lug, 250 kcmil cable, 1/2 stud hole, 1.75 hole spacing. | C | 100 | 10 | 1 | 3526.66
07498342401 | LCDX250-38-X | CuLug,2Hole,250kcmil,3/8Stud,1.75PKG10 | Two-hole, flex lug, 250 kcmil cable, 3/8 stud hole, 1.75 hole spacing. | C | 100 | 10 | 1 | 3334.05
07498342398 | LCDX250-38D-X | CuLugF,2Hole,250kcmil,3/8,1PKG10 | Two-hole, flex lug, 250 kcmil cable, 3/8 stud hole, 1 hole spacing. | C | 100 | 10 | 1 | 2957.05
07498342386 | LCDX3/0-12-X | STDFlexLug,3/0AWG,1.75in space,WDW,PK10 | Two-hole, flex lug, 3/0 AWG wire, 1/2 stud hole, 1.75 hole spacing. | C | 100 | 10 | 1 | 2422.82
07498342385 | LCDX3/0-38D-X | CuLugF,2Hole,3/0AWG,3/8,1PKG10 | Two-hole, flex lug, 3/0 AWG wire, 3/8 stud hole, 1 hole spacing. | C | 100 | 10 | 1 | 2007.94
07498342405 | LCDX300-12-6 | CuLug,2Hole,300kcmil,1/2Stud,1.75PKG6 | Two-hole, flex lug, 300 kcmil cable, 1/2 stud hole, 1.75 hole spacing. | C | 100 | 6 | 1 | 4362.16
07498342411 | LCDX350-12-6 | CuLug,2Hole,350kcmil,1/2Stud,1.75PKG6 | The LCDX350-12-6 Tin-Plated Copper Compression Lug, two-hole, standard barrel, has color-coded barrels marked with Panduit and specified competitor die index numbers for proper crimp die selection. An inspection window aids to visually assure full conduct | C | 100 | 6 | 1 | 4222.53
07498342410 | LCDX350-12E-6 | CuLug,2Hole,350kcmil,1/2Stud,1.25PKG6 | Two-hole, flex lug, 350 kcmil cable, 1/2 stud hole, 1.25 hole spacing. | C | 100 | 6 | 1 | 4502.54
07498342407 | LCDX350-38D-6 | CuLug,2Hole,350kcmil,3/8Stud,1PKG6 | Two-hole, flex lug, 350 kcmil cable, 3/8 stud hole, 1 hole spacing. | C | 100 | 6 | 1 | 3965.06
07498342368 | LCDX4-14A-L | CuLugF,2Hole,#4AWG,1/4,.63PKG50 | The LCDX4-14A-L Tin-Plated Copper Compression Connector Lug, two-hole, standard barrel, has color-coded barrels marked with Panduit and specified competitor die index numbers for proper crimp die selection. The generously beveled wire entry prevents bent | C | 100 | 50 | 1 | 905.27
07498342672 | LCDX4-14AF-L | CuLugF,2Hole,#4AWG,1/4,.63,90°PKG50 | Two-hole, flex lug, #4 AWG wire, 1/4 stud hole, .63 hole spacing, 90° angle tongue. | C | 100 | 50 | 1 | 1283.19
07498342367 | LCDX4-14AH-L | CuLugF,2Hole,#4AWG,1/4,.63,45°PKG50 | Two-hole, flex lug, #4 AWG wire, 1/4 stud hole, .63 hole spacing, 45° angle tongue. | C | 100 | 50 | 1 | 1222.09
07498342673 | LCDX4-14B-L | CuLugF,2Hole,#4AWG,1/4,.75PKG50 | Two-hole, flex lug, #4 AWG wire, 1/4 stud hole, .75 hole spacing. | C | 100 | 50 | 1 | 1045.57
07498342675 | LCDX4-14BF-L | CuLugF,2Hole,#4AWG,1/4,.75,90°PKG50 | Two-hole, flex lug, #4 AWG wire, 1/4 stud hole, .75 hole spacing, 90° angle tongue. | C | 100 | 1 | 1 | 1478.73
07498342369 | LCDX4-38D-L | CuLugF,2Hole,#4AWG,3/8,1PKG50 | Two-hole, flex lug, #4 AWG wire, 3/8 stud hole, 1 hole spacing. | C | 100 | 50 | 1 | 960.65
07498342391 | LCDX4/0-12-X | CuLug,2Hole,4/0AWG,1/2Stud,1.75PKG10 | Two-hole, flex lug, 4/0 AWG wire, 1/2 stud hole, 1.75 hole spacing. | C | 100 | 10 | 1 | 2230.29
07498344985 | LCDX4/0-14A-X | STDFlexLug,4/0AWG,.25in,.63in,WDW,PK10 | The LCDX4/0-14A-X Tin-Plated Copper Compression Lug, two-hole, standard barrel, has color-coded barrels marked with Panduit and specified competitor die index numbers for proper crimp die selection. An inspection window aids to visually assure full conduc | C | 100 | 20 | 1 | 2031.02
07498345352 | LCDX4/0-14B-X | CuLug,2Hole,4/0AWG,1/4Stud,.75PKG10 | Two-hole, flex lug, 4/0 AWG wire, 1/4 stud hole, .75 hole spacing. | C | 100 | 20 | 1 | 2031.02
07498342388 | LCDX4/0-38D-X | STDFlexLug,4/0AWG,.38in,1in,WDW,PK10 | The LCDX4/0-38D-X Tin-Plated Copper Compression Lug, two-hole, standard barrel, has color-coded barrels marked with Panduit and specified competitor die index numbers for proper crimp die selection. An inspection window aids to visually assure full conduc | C | 100 | 10 | 1 | 1882.72
07498342413 | LCDX450-12-6 | STDFlexLug,450mcm,.5in,1.75in,WDW,PK6 | Two-hole, flex lug, 450 kcmil cable, 1/2 stud hole, 1.75 hole spacing. | C | 100 | 6 | 1 | 6361.43
07498345361 | LCDX450-38D-6 | CuLug,2Hole,450kcmil,3/8Stud,1PKG6 | Two-hole, flex lug, 450 kcmil cable, 3/8 stud hole, 1 hole spacing. | C | 100 | 6 | 1 | 5428.5
07498343647 | LCDX500-12-6 | STDFlexLug,500mcm,2hol,1.75in space,PK6 | Two-hole, flex lug, 500 kcmil cable, 1/2 stud hole, 1.75 hole spacing. | C | 100 | 6 | 1 | 6136.21
07498345367 | LCDX500-38D-6 | STDFlexLug,500mcm,.38in,1in,WDW,PK6 | Two-hole, flex lug, 500 kcmil cable, 3/8 stud hole, 1 hole spacing. | C | 100 | 6 | 1 | 5924.58
07498342363 | LCDX6-10A-L | CuLugF,2Hole,#6AWG,#10,.63PKG50 | Two-hole, flex lug, #6 AWG wire, #10 stud hole, .63 hole spacing. | C | 100 | 50 | 1 | 822.02
07498342364 | LCDX6-14A-L | CuLug,2Hole,#6AWG,1/4Stud,.63PKG50 | The LCDX6-14A-L Tin-Plated Copper Compression Connector Lug, two-hole, standard barrel, has color-coded barrels marked with Panduit and specified competitor die index numbers for proper crimp die selection. The generously beveled wire entry prevents bent | C | 100 | 50 | 1 | 753.12
07498342658 | LCDX6-14AF-L | STDFlexLug,6AWG,.63in space,90°,WDW,PK5 | Two-hole, flex lug, #6 AWG wire, 1/4 stud hole, .63 hole spacing, 90° angle tongue. | C | 100 | 50 | 1 | 1224.36
07498342657 | LCDX6-14AH-L | CuLugF,2Hole,#6AWG,1/4,.63,45°PKG50 | Two-hole, flex lug, #6 AWG wire, 1/4 stud hole, .63 hole spacing, 45° angle tongue. | C | 100 | 50 | 1 | 1116.56
07498342659 | LCDX6-14B-L | CuLugF,2Hole,#6AWG,1/4,.75PKG50 | Two-hole, flex lug, #6 AWG wire, 1/4 stud hole, .75 hole spacing. | C | 100 | 50 | 1 | 828.44
07498342661 | LCDX6-14BF-L | STDFlexLug,6AWG,.75in space,90°,WDW,PK5 | Two-hole, flex lug, #6 AWG wire, 1/4 stud hole, .75 hole spacing, 90° angle tongue. | C | 100 | 50 | 1 | 1118.45
07498342662 | LCDX6-14D-L | CuLugF,2Hole,#6AWG,1/4,1PKG50 | Two-hole, flex lug, #6 AWG wire, 1/4 stud hole, 1 hole spacing. | C | 100 | 50 | 1 | 869.85
07498342668 | LCDX6-38DH-L | CuLugF,2Hole,#6AWG,3/8,1,45°PKG50 | Two-hole, flex lug, #6 AWG wire, 3/8 stud hole, 1 hole spacing, 45° angle tongue. | C | 100 | 50 | 1 | 1137.64
07498342667 | LCDX6-56DF-L | CuLugF,2Hole,#6AWG,5/16,1,90°PKG50 | Two-hole, flex lug, #6 AWG wire, 5/16 stud hole, 1 hole spacing, 90° angle tongue. | C | 100 | 50 | 1 | 1810.61
07498342424 | LCDX650-12-6 | Cu,CompLug,2H,646.4KFlex,1/2S,1.75H,PK6 | Two-hole, flex lug, 650 kcmil cable, 1/2 stud hole, 1.75 hole spacing. | C | 100 | 6 | 1 | 8771.61
07498342349 | LCDX750-12-3 | Cu Lug,777.7kcmil,Flex,1/2in Stud,PK3 | Two-hole, flex lug, 750 kcmil cable, 1/2 stud hole, 1.75 hole spacing. | C | 100 | 3 | 1 | 11083.27
07498342345 | LCDX750-38D-3 | STDFlexLug,750mcm,.38in,1in,WDW,PK3 | Two-hole, flex lug, 750 kcmil cable, 3/8 stud hole, 1 hole spacing. | C | 100 | 3 | 1 | 10605.23
07498343641 | LCDX8-10A-L | CuLugF,2Hole,#8AWG,#10,.63PKG50 | Two-hole, flex lug, #8 AWG wire, #10 stud hole, .63 hole spacing. | C | 100 | 50 | 1 | 616.98
07498342355 | LCDX8-10AF-L | CuLugF,2Hole,#8AWG,#10,.63,90°PKG50 | Two-hole, flex lug, #8 AWG wire, #10 stud hole, .63 hole spacing, 90° angle tongue. | C | 100 | 50 | 1 | 832.96
07498342353 | LCDX8-14A-L | CuLug,2Hole,#8AWG,1/4Stud,.63PKG50 | The LCDX8-14A-L Tin-Plated Copper Compression Lug, two-hole, standard barrel, has color-coded barrels marked with Panduit and specified competitor die index numbers for proper crimp die selection. An inspection window aids to visually assure full conducto | C | 100 | 50 | 1 | 622.91
07498342358 | LCDX8-14B-L | CuLugF,2Hole,#8AWG,1/4,.75PKG50 | Two-hole, flex lug, #8 AWG wire, 1/4 stud hole, .75 hole spacing. | C | 100 | 1 | 1 | 654.07
07498344589 | LCDXN2-14A-E | CuLug,2Hole,#2AWG,Narrow,1/4StudPKG20 | Two-hole, flex lug, standard barrel with window, narrow tongue, #2 AWG wire, 1/4 stud hole, .63 hole spacing. | C | 100 | 20 | 1 | 1292.6
07498302881 | LCDXN2-14AF-E | Cu,CompLug,2H,#2A,NT,1/4S,90°,PK20 | Two-hole, flex lug, standard barrel with window, narrow tongue, #2 AWG wire, 1/4 stud hole, .63 hole spacing, 90° angle tongue. | C | 100 | 20 | 1 | 1646.29
07498302895 | LCDXN2-14AH-E | Cu,CompLug,2H,#2A,NT,1/4S,45°,PK20 | Two-hole, flex lug, standard barrel with window, narrow tongue, #2 AWG wire, 1/4 stud hole, .63 hole spacing, 45° angle tongue. | C | 100 | 20 | 1 | 1728.6
07498344991 | LCDXN350-38D-6 | CuLug,2Hole,350kcmil,Narrow,3/8StudPKG6 | Two-hole, flex lug, standard barrel with window, narrow tongue, 350 kcmil cable, 3/8 stud hole, 1 hole spacing. | C | 100 | 6 | 1 | 5204.34
07498344990 | LCDXN4/0-38D-X | CuLug,2Hole,4/0AWG,Narrow,3/8StudPKG10 | Two-hole, flex lug, standard barrel with window, narrow tongue, 4/0 AWG wire, 3/8 stud hole, 1 hole spacing. | C | 100 | 10 | 1 | 3129.65
07498382504 | LCDXN500-12-6 | Copper Compression Lug, 2 Hole, Narrow T | Copper Compression Lug, 2 Hole, Narrow Tongue | C | 100 | 6 | 1 | 10445.98
07498344273 | LCDXN500-38D-6 | STDFlexLugN,500mcm,.38in,1in,WDW,PK6 | Two-hole, flex lug, standard barrel with window, narrow tongue, 500 kcmil cable, 3/8 stud hole, 1 hole spacing. | C | 100 | 6 | 1 | 6708.07
07498344485 | LCDXN750-12-3 | Cu Lug,777.7kcmil,Narrow,1/2in Stud,PK3 | The two-hole standard barrel copper compression flex lug with inspection window and narrow tongue has a diesel locomotive flex conductor size of 777.7 kcmil. The stud hole is 1/2 (12.7mm) with a 1.75 (44.45mm) hole spacing. | C | 100 | 3 | 1 | 14200.19
07498344274 | LCDXN750-38D-3 | Cu Lug,777.7kcmil,Narrow,3/8in Stud,PK3 | Two-hole, flex lug, standard barrel with window, narrow tongue, 750 kcmil cable, 3/8 stud hole, 1 hole spacing. | C | 100 | 3 | 1 | 11360.16
61305666977 | LCG4-C | 14 AWG (SOL) - 4 AWG (STR) w/ Stainless | The LCG4-C copper grounding mechancial lug is used with Stranded and Solid Copper Conductors. Made from heavy wall, extruded, high conductivity copper provides high strength and premium electrical properties. Inspection window to fisually assure full cond | C | 100 | 100 | 1 | 805.62
61305666976 | LCG8-C | 14 AWG (SOL) - 8 AWG (STR) w/ Stainless | The LCG8-C copper grounding mechancial lug is used with Stranded and Solid Copper Conductors. Made from heavy wall, extruded, high conductivity copper provides high strength and premium electrical properties. Inspection window to fisually assure full cond | C | 100 | 100 | 1 | 576.6
07498376931 | LCMA10-10-C | CuMetricLug,10mm²,M10StudPKG100 | One-hole, metric conductor, standard barrel with window lug, 10mm² wire, M10 stud hole. | C | 100 | 100 | 1 | 186.67
07498376789 | LCMA10-5-C | CuMetricLug,10mm²,M5StudPKG100 | One-hole, metric conductor, standard barrel with window lug, 10mm² wire, M5 stud hole. | C | 100 | 100 | 1 | 364.14
07498376790 | LCMA10-6-C | CuMetricLug,10mm²,M6StudPKG100 | One-hole, metric conductor, standard barrel with window lug, 10mm² wire, M6 stud hole. | C | 100 | 100 | 1 | 150.28
07498376791 | LCMA10-8-C | CuMetricLug,10mm²,M8StudPKG100 | One-hole, metric conductor, standard barrel with window lug, 10mm² wire, M8 stud hole. | C | 100 | 100 | 1 | 150.28
07498376956 | LCMA120-10-L | CuMetricLug,120mm²,M10StudPKG50 | One-hole, metric conductor, standard barrel with window lug, 120mm² wire, M10 stud hole. | C | 100 | 50 | 1 | 2041.66
07498379977 | LCMA120-10F-L | CuMetricLug,90°,120mm²,95mm²,M10,PKG5 | One-hole, metric conductor, standard barrel with window lug, 120mm² 2r, 95mm² class 5f/6f, M10 stud hole, 90° angle tongue. | C | 100 | 50 | 1 | 2894.06
07498376957 | LCMA120-12-L | CuMetricLug,120mm²,M12StudPKG50 | The LCMA120-12-L Tin-Plated Copper Compression Metric Lug, one-hole, standard barrel, has a rounded tongue convenient for use in tight spaces and a beveled wire entry for fast and easy installation. The inspection window aids to visually assure full condu | C | 100 | 50 | 1 | 2041.66
07498376958 | LCMA120-16-L | CuMetricLug,120mm²,M16StudPKG50 | One-hole, metric conductor, standard barrel with window lug, 120mm² wire, M16 stud hole. | C | 100 | 50 | 1 | 2041.66
07498376955 | LCMA120-8-L | CuMetricLug,120mm²,M8StudPKG50 | One-hole, metric conductor, standard barrel with window lug, 120mm² wire, M8 stud hole. | C | 100 | 50 | 1 | 2041.66
07498376960 | LCMA150-10-X | CuMetricLug,150mm²,M10StudPKG10 | One-hole, metric conductor, standard barrel with window lug, 150mm² wire, M10 stud hole. | C | 100 | 20 | 1 | 2549.42
07498376961 | LCMA150-12-X | CuMetricLug,150mm²,M12StudPKG10 | The LCMA150-12-X Tin-Plated Copper Compression Metric Lug, one-hole, standard barrel, has color-coded barrels marked with Panduit and specified competitor die index numbers for proper crimp die selection. An inspection window aids to visually assure full | C | 100 | 20 | 1 | 2549.42
07498376962 | LCMA150-16-X | CuMetricLug,150mm²,M16StudPKG10 | One-hole, metric conductor, standard barrel with window lug, 150mm² wire, M16 stud hole. | C | 100 | 20 | 1 | 2549.39
07498376959 | LCMA150-8-X | CuMetricLug,150mm²,M8StudPKG10 | One-hole, metric conductor, standard barrel with window lug, 150mm² wire, M8 stud hole. | C | 100 | 20 | 1 | 2549.39
07498376935 | LCMA16-10-C | CuMetricLug,16mm²,M10StudPKG100 | The LCMA16-10-C Tin-Plated Copper Compression Metric Lug, one-hole, standard barrel, has a rounded tongue convenient for use in tight spaces and a beveled wire entry for fast and easy installation. The inspection window aids to visually assure full conduc | C | 100 | 1 | 1 | 211.99
07498376933 | LCMA16-6-C | CuMetricLug,16mm²,M6StudPKG100 | The LCMA16-6-C Tin-Plated Copper Compression Metric Lug, one-hole, standard barrel, has a rounded tongue convenient for use in tight spaces and a beveled wire entry for fast and easy installation. The inspection window aids to visually assure full conduct | C | 100 | 100 | 1 | 186.77
07498376934 | LCMA16-8-C | CuMetricLug,16mm²,M8StudPKG100 | The LCMA16-8-CT Tin-Plated Copper Compression Metric Lug, one-hole, standard barrel, has color-coded barrels marked with Panduit and specified competitor die index numbers for proper crimp die selection. An inspection window aids to visually assure full c | C | 100 | 100 | 1 | 192.55
07498376964 | LCMA185-10-X | CuMetricLug,185mm²,M10StudPKG10 | One-hole, metric conductor, standard barrel with window lug, 185mm² wire, M10 stud hole. | C | 100 | 10 | 1 | 2873.94
07498376965 | LCMA185-12-X | CuMetricLug,185mm²,M12StudPKG10 | One-hole, metric conductor, standard barrel with window lug, 185mm² wire, M12 stud hole. | C | 100 | 10 | 1 | 3487.43
07498376966 | LCMA185-16-X | CuMetricLug,185mm²,M16StudPKG10 | One-hole, metric conductor, standard barrel with window lug, 185mm² wire, M16 stud hole. | C | 100 | 10 | 1 | 3720.43
07498376968 | LCMA240-10-X | CuMetricLug,240mm²,M10StudPKG10 | One-hole, metric conductor, standard barrel with window lug, 240mm² wire, M10 stud hole. | C | 100 | 10 | 10 | 3398.23
07498376969 | LCMA240-12-X | CuMetricLug,240mm²,M12StudPKG10 | The LCMA240-12-X Tin-Plated Copper Compression Metric Lug, one-hole, standard barrel, has color-coded barrels marked with Panduit and specified competitor die index numbers for proper crimp die selection. An inspection window aids to visually assure full | C | 100 | 10 | 1 | 4658.85
07498376970 | LCMA240-16-X | CuMetricLug,240mm²,M16StudPKG10 | One-hole, metric conductor, standard barrel with window lug, 240mm² wire, M16 stud hole. | C | 100 | 10 | 1 | 3398.23
07498380404 | LCMA240-16F-X | CuMetricLug,90°,240mm²,185mm²,M16,PKG | One-hole, metric conductor, standard barrel with window lug, 240mm² 2r, 185mm² class 5f/6f, M16 stud hole, 90° angle tongue. | C | 100 | 1 | 1 | 4587.64
07498376938 | LCMA25-10-C | CuMetricLug,25mm²,M10StudPKG100 | The LCMA25-10-C Tin-Plated Copper Compression Metric Lug, one-hole, standard barrel, has color-coded barrels marked with Panduit and specified competitor die index numbers for proper crimp die selection. An inspection window aids to visually assure full c | C | 100 | 100 | 1 | 286.59
07498376936 | LCMA25-6-C | CuMetricLug,25mm²,M6StudPKG100 | One-hole, metric conductor, standard barrel with window lug, 25mm² wire, M6 stud hole. | C | 100 | 100 | 1 | 254.22
07498376937 | LCMA25-8-C | CuMetricLug,25mm²,M8StudPKG100 | One-hole, metric conductor, standard barrel with window lug, 25mm² wire, M8 stud hole. | C | 100 | 100 | 1 | 252.62
07498376974 | LCMA300-16-5 | CuMetricLug,300mm²,M16StudPKG5 | The LCMA300-16-5 Tin-Plated Copper Metric Lug, one-hole, standard barrel, has color-coded barrels marked with Panduit and specified competitor die index numbers for proper crimp die selection. An inspection window aids to visually assure full conductor in | C | 100 | 10 | 1 | 7506.62
07498376941 | LCMA35-10-C | CuMetricLug,35mm²,M10StudPKG100 | The LCMA35-10-C Tin-Plated Copper Compression Metric Lug, one-hole, standard barrel, has color-coded barrels marked with Panduit and specified competitor die index numbers for proper crimp die selection. An inspection window aids to visually assure full c | C | 100 | 100 | 1 | 450.53
07498376942 | LCMA35-12-C | CuMetricLug,35mm²,M12StudPKG100 | One-hole, metric conductor, standard barrel with window lug, 35mm² wire, M12 stud hole. | C | 100 | 100 | 1 | 512.66
07498376939 | LCMA35-6-C | CuMetricLug,35mm²,M6StudPKG100 | One-hole, metric conductor, standard barrel with window lug, 35mm² wire, M6 stud hole. | C | 100 | 100 | 1 | 406.08
07498376940 | LCMA35-8-C | CuMetricLug,35mm²,M8StudPKG100 | One-hole, metric conductor, standard barrel with window lug, 35mm² wire, M8 stud hole. | C | 100 | 100 | 1 | 656.71
07498381595 | LCMA400-12-5 | CuMetricLug,400mm²,M12StudPKG5 | One-hole, metric conductor, standard barrel with window lug, 400mm² wire, M12 stud hole. | C | 100 | 5 | 1 | 11716.02
07498376945 | LCMA50-10-L | CuMetricLug,50mm²,M10StudPKG50 | The LCMA50-10-L Tin-Plated Copper Compression Metric Lug, one-hole, standard barrel, has color-coded barrels marked with Panduit and specified competitor die index numbers for proper crimp die selection. An inspection window aids to visually assure full c | C | 100 | 50 | 1 | 589.28
07498376946 | LCMA50-12-L | CuMetricLug,50mm²,M12StudPKG50 | One-hole, metric conductor, standard barrel with window lug, 50mm² wire, M12 stud hole. | C | 100 | 50 | 1 | 659.4
07498376943 | LCMA50-6-L | CuMetricLug,50mm²,M6StudPKG50 | One-hole, metric conductor, standard barrel with window lug, 50mm² wire, M6 stud hole. | C | 100 | 50 | 1 | 1128.44
07498376944 | LCMA50-8-L | CuMetricLug,50mm²,M8StudPKG50 | The LCMA50-8-L Tin-Plated Copper Compression Metric Lug, one-hole, standard barrel, has color-coded barrels marked with Panduit and specified competitor die index numbers for proper crimp die selection. An inspection window aids to visually assure full co | C | 100 | 50 | 1 | 551.13
07498376978 | LCMA500-16-1 | CuMetricLug,500mm²,M16StudPKG1 | One-hole, metric conductor, standard barrel with window lug, 500mm² wire, M16 stud hole. | C | 100 | 1 | 1 | 16117.27
61305623514 | LCMA6-10-C | Copper Compression Metric Lug, 1 Hole, 4 |  | C | 100 | 100 | 1 | 168.64
07498376786 | LCMA6-5-C | CuMetricLug,4-6mm²,M5StudPKG100 | One-hole, metric conductor, standard barrel with window lug, 4-6mm² wire, M5 stud hole. | C | 100 | 100 | 1 | 108.53
07498376787 | LCMA6-6-C | CuMetricLug,4-6mm²,M6StudPKG100 | One-hole, metric conductor, standard barrel with window lug, 4-6mm² wire, M6 stud hole. | C | 100 | 200 | 1 | 105.88
07498376981 | LCMA630-16-1 | CuMetricLug,630mm²,M16StudPKG1 | One-hole, metric conductor, standard barrel with window lug, 630mm² wire, M16 stud hole. | C | 100 | 5 | 1 | 20518.51
07498376949 | LCMA70-10-L | CuMetricLug,70mm²,M10StudPKG50 | One-hole, metric conductor, standard barrel with window lug, 70mm² wire, M10 stud hole. | C | 100 | 50 | 1 | 797.53
07498380471 | LCMA70-10F-L | CuMetricLug,90°,70mm²,50mm²,M10StudPK | One-hole, metric conductor, standard barrel with window lug, 70mm² 2r, 50mm² class 5f/6f, M10 stud hole, 90° angle tongue. | C | 100 | 50 | 1 | 1130.49
07498376950 | LCMA70-12-L | CuMetricLug,70mm²,M12StudPKG50 | One-hole, metric conductor, standard barrel with window lug, 70mm² wire, M12 stud hole. | C | 100 | 50 | 1 | 884.8
07498376947 | LCMA70-6-L | CuMetricLug,70mm²,M6StudPKG50 | One-hole, metric conductor, standard barrel with window lug, 70mm² wire, M6 stud hole. | C | 100 | 50 | 1 | 792.06
07498376948 | LCMA70-8-L | CuMetricLug,70mm²,M8StudPKG50 | One-hole, metric conductor, standard barrel with window lug, 70mm² wire, M8 stud hole. | C | 100 | 50 | 1 | 787.19
07498380389 | LCMA70-8H-L | CuMetricLug,45°,70mm²,50mm²,M8StudPKG | One-hole, metric conductor, standard barrel with window lug, 70mm² 2r, 50mm² class 5f/6f, M8 stud hole, 45° angle tongue. | C | 100 | 1 | 1 | 1062.72
07498376952 | LCMA95-10-L | CuMetricLug,95mm²,M10StudPKG50 | One-hole, metric conductor, standard barrel with window lug, 95mm² wire, M10 stud hole. | C | 100 | 50 | 1 | 1547.41
07498380390 | LCMA95-10H-L | CuMetricLug,45°,95mm²,70mm²,M10StudPK | One-hole, metric conductor, standard barrel with window lug, 95mm² 2r, 70mm² class 5f/6f, M10 stud hole, 45° angle tongue. | C | 100 | 1 | 1 | 2193.46
07498376953 | LCMA95-12-L | CuMetricLug,95mm²,M12StudPKG50 | One-hole, metric conductor, standard barrel with window lug, 95mm² wire, M12 stud hole. | C | 100 | 50 | 1 | 1473.71
07498376954 | LCMA95-16-L | CuMetricLug,95mm²,M16StudPKG50 | One-hole, metric conductor, standard barrel with window lug, 95mm² wire, M16 stud hole. | C | 100 | 50 | 1 | 1583.89
61305625557 | LCMA95-6-L | Copper Compression Metric Lug, 1 Hole, S |  | C | 100 | 50 | 1 | 1616.99
07498376951 | LCMA95-8-L | CuMetricLug,95mm²,M8StudPKG50 | One-hole, metric conductor, standard barrel with window lug, 95mm² wire, M8 stud hole. | C | 100 | 50 | 1 | 1624.78
07498361805 | LCMB120-10-X | CuMetricLug,Long,120mm²,95mm²,M10,PKG1 | One-hole, metric conductor, long barrel, 120mm² 2r, 95mm² class 5f/6f, M10 stud hole. | C | 100 | 1 | 1 | 3034.59
07498361794 | LCMB25-10-L | CuMetricLug,Long,25mm²,16mm²,M10,PKG50 | One-hole, metric conductor, long barrel, 25mm² 2r, 16mm² class 5f/6f, M10 stud hole. | C | 100 | 1 | 1 | 480.68
07498362288 | LCMB300-16-6 | CuMetricLug,Long,300mm²,240mm²,M16,PKG | One-hole, metric conductor, long barrel, 300mm² 2r, 240mm² class 5f/6f, M16 stud hole. | C | 100 | 1 | 1 | 10077.26
07498362292 | LCMB35-10-Q | CuMetricLug,Long,35mm²,25mm²,M10,PKG25 | One-hole, metric conductor, long barrel, 35mm² 2r, 25mm² class 5f/6f, M10 stud hole. | C | 100 | 1 | 1 | 779.56
07498362160 | LCMB70-12-X | CuMetricLug,Long,70mm²,50mm²,M12,PKG10 | One-hole, metric conductor, long barrel, 70mm² 2r, 50mm² class 5f/6f, M12 stud hole. | C | 100 | 20 | 1 | 1361.5
07498362243 | LCMB95-12-X | CuMetricLug,Long,95mm²,70mm²,M12,PKG10 | One-hole, metric conductor, long barrel, 95mm² 2r, 70mm² class 5f/6f, M12 stud hole. | C | 100 | 20 | 1 | 2277.26
07498361760 | LCMC16-8-L | CuMetricLug,2Hole,Long,16/10mm²,M8,PKG5 | Two-hole, metric conductor, long barrel, 16mm² 2r, 10mm² class 5f/6f, M8 stud hole. | C | 100 | 50 | 1 | 587.37
07498364064 | LCMC240-00-6 | CuMetricLug,2Hol,Blnk,Lng,240/185mm,PKG6 | Two-hole, metric conductor, long barrel, 240mm² 2r, 185mm² class 5f/6f, blank tongue. | C | 100 | 6 | 1 | 11248.37
07498364065 | LCMC240-12-6 | CuMetricLug,2Hole,Lng,240/185mm,M12,PKG6 | Two-hole, metric conductor, long barrel, 240mm² 2r, 185mm² class 5f/6f, M12 stud hole. | C | 100 | 6 | 1 | 9293.67
07498364073 | LCMC300-00-6 | Cu,CompMetLug,2H,BT,L-B,300mm²2r,PK6 | Two-hole, metric conductor, long barrel, 300mm² 2r, 240mm² class 5f/6f, blank tongue. | C | 100 | 6 | 1 | 15622.67
07498364079 | LCMC300-12-6 | CuMetricLug,2Hole,Lng,300/240mm,M12,PKG6 | The LCMC300-12-6 Tin-Plated Copper Compression Metric Lug, two-hole, long barrel, has color-coded barrels marked with Panduit and specified competitor die index numbers for proper crimp die selection. An inspection window aids to visually assure full cond | C | 100 | 6 | 1 | 10798.7
07498364080 | LCMC300-14-6 | CuMetricLug,2Hole,Lng,300/240mm,M14,PKG6 | Two-hole, metric conductor, long barrel, 300mm² 2r, 240mm² class 5f/6f, M14 stud hole. | C | 100 | 6 | 1 | 13420.09
07498364081 | LCMC400-00-6 | Cu,CompMetLug,2H,BT,L-B,400mm²CL2r,PK6 | Two-hole, metric conductor, long barrel, 400mm² 2r, blank tongue. | C | 100 | 6 | 1 | 21520.22
07498364097 | LCMC630-00-3 | CuMetricLug,2Hole,Blank,Long,630mm²PKG3 | Two-hole, metric conductor, long barrel, 630mm² 2r, blank tongue. | C | 100 | 3 | 1 | 34169.87
07498362796 | LCMC70-12-X | CuMetricLug,2Hole,Long,70/50mm,M12,PKG10 | Two-hole, metric conductor, long barrel, 70mm² 2r, 50mm² class 5f/6f, M12. | C | 100 | 10 | 1 | 1965.71
07498362825 | LCMC95-00-X | CuMetricLug,2Hol,Blnk,Long,95/70mm,PKG10 | Two-hole, metric conductor, long barrel, 95mm² 2r, 70mm² class 5f/6f, blank tongue. | C | 100 | 10 | 1 | 4182.48
07498300394 | LCMD120-10CD-X | Cu,CompMetLug,2H,120mm²,ST,M10S,PK10 | Two-hole, metric conductor, standard barrel with window lug, 120mm² wire, M10 stud hole, slotted tongue. | C | 100 | 10 | 1 | 3332.1
07498399764 | LCMD120-12-X | CuMetricLug,2Hole,120mm²,M12StudPKG10 | Two-hole, metric conductor, standard barrel with window lug, 120mm² wire, M12 stud hole. | C | 100 | 10 | 1 | 4042.3
07498399770 | LCMD150-12-X | CuMetricLug,2Hole,150mm²,M12StudPKG10 | Two-hole, metric conductor, standard barrel with window lug, 150mm² wire, M12 stud hole. | C | 100 | 10 | 1 | 4890.9
07498399783 | LCMD240-12-5 | CuMetricLug,2Hole,240mm²,M12StudPKG5 | Two-hole, metric conductor, standard barrel with window lug, 240mm² wire, M12 stud hole. | C | 100 | 5 | 1 | 8339.91
07498399784 | LCMD240-14-5 | CuMetricLug,2Hole,240mm²,M14StudPKG5 | The LCMD240-14-5 Tin-Plated Copper Compression Metric Lug, two-hole, standard barrel, has color-coded barrels marked with Panduit and specified competitor die index numbers for proper crimp die selection. An inspection window aids to visually assure full | C | 100 | 5 | 1 | 5846.25
07498399793 | LCMD400-12-5 | CuMetricLug,2Hole,400mm²,M12StudPKG5 | Two-hole, metric conductor, standard barrel with window lug, 400mm² wire, M12 stud hole. | C | 100 | 5 | 1 | 18948.12
07498399759 | LCMD70-12-X | CuMetricLug,2Hole,70mm²,M12StudPKG10 | Two-hole, metric conductor, standard barrel with window lug, 70mm² wire, M12 stud hole. | C | 100 | 10 | 1 | 1832.52
07498319539 | LCYX3/0-38G-X | Copper Comp. Lug, 2 Hole, 3/0 AWG Flex, | Copper Comp. Lug, 2 Hole, 3/0 AWG Flex, 3/8" (9.5mm) Stud, 1.5 Hole Spacing, No Window | C | 100 | 20 | 1 | 2087.57
07498341741 | LHMS-S10-C | CableTieMnt,LtningHole#10Screw,PK100 | The lightening hole cable tie mount with a 0.2" (5.1 mm) diameter hole is mounted using a #10 (M5) screw. It is designed for indoor use, made of Nylon 6.6, and comes in packages of 100. | C | 100 | 100 | 100 | 273.5
07498358422 | LHMS-S10-D | CableTieMnt,LtningHole#10Screw,PK500 | Panduit LHMS-S10-D Lightening Hole Cable Tie Mounts secure cable bundles that run through bulkhead lightening holes and protect them from sharp edges. For use in indoor environments and with #10 (M5) screws or 3/16 (4.7) rivets. Made of Nylon 6.6, are nat | M | 1000 | 500 | 500 | 1583.94
07498341739 | LHMS-S5-C | CableTieMnt,LtningHole#5Screw,PK100 | The lightening hole cable tie mount with a 0.13" (3.81 mm) diameter hole is mounted using a #5 (M3) screw. It is designed for indoor use, made of Nylon 6.6, and comes in packages of 100. | C | 100 | 100 | 100 | 286.91
07498358420 | LHMS-S5-D | CableTieMnt,LtningHole#5Screw,PK500 | The lightening hole cable tie mount with a 0.13" (3.81 mm) diameter hole is mounted using a #5 (M3) screw. It is designed for indoor use, made of Nylon 6.6, and comes in packages of 500. | M | 1000 | 500 | 500 | 1583.94
07498341740 | LHMS-S6-C | CableTieMnt,LtningHole#6Screw,PK100 | The lightening hole cable tie mount with a 0.15" (3.81 mm) diameter hole is mounted using a #6 (M3) screw. It is designed for indoor use, made of Nylon 6.6, and comes in packages of 100. | C | 100 | 100 | 100 | 287.17
07498358421 | LHMS-S6-D | CableTieMnt,LtningHole#6Screw,PK500 | Panduit LHMS-S6-D Lightening Hole Cable Tie Mounts secure cable bundles that run through bulkhead lightening holes and protect them from sharp edges. These mounts are military grade and for use in indoor environments. Apply mounts with #6 (M3) screws or 9 | M | 1000 | 500 | 500 | 1537.8
07498339064 | LIAC4-22-C | Lay In Lug,Aluminum,#14sol-#4awg,100PK | One-hole lay-In lug, tin-plated aluminum, #10 Stud size. | C | 100 | 100 | 1 | 285
07498339066 | LIAS250-56-Q | Lay In Lug,Aluminum,#6awg-250kcmil,25PK | The LIAS250-56-Q Tin-Plated Aluminum Lay-In-Lug, one-hole, is designed for quick installation of a continuous grounding conductors. The wide wire range-taking capability minimizes inventory requirements. UL Listed and temperature rated to 90°C. | C | 100 | 25 | 1 | 898.93
07498339063 | LICC4-22-C | Lay In lug,Copper,#14-4awg,100PK | One-hole lay-in lug, copper | C | 100 | 100 | 1 | 635.57
07498339067 | LICC4-22TP-C | Lay In Lug,Tin Plated Copper,100PK | One-hole, lay-in lug, tin-plated copper | C | 100 | 100 | 1 | 763.92
61305679438 | LIECA120-10-L | Copper Compression Metric Lug, 1 Hole, 1 | The LIECA120-10-L Tin-Plated Copper Compression Metric Lug, one-hole standard barrel, has beveled wire entry for fast and easy installation. The inspection window aids to visually assure full conductor insertion and the tin-plated material helps to inhibi | C | 100 | 50 | 50 | 6334.84
61305679439 | LIECA120-12-L | Copper Compression Metric Lug, 1 Hole, 1 | The LIECA120-12-L Tin-Plated Copper Compression Metric Lug, one-hole standard barrel, has beveled wire entry for fast and easy installation. The inspection window aids to visually assure full conductor insertion and the tin-plated material helps to inhibi | C | 100 | 50 | 50 | 6553.65
61305679443 | LIECA120-8-L | Copper Compression Metric Lug, 1 Hole, 1 | The LIECA120-8-L Tin-Plated Copper Compression Metric Lug, one-hole standard barrel, has beveled wire entry for fast and easy installation. The inspection window aids to visually assure full conductor insertion and the tin-plated material helps to inhibit | C | 100 | 50 | 50 | 6199.56
61305679444 | LIECA150-10-X | Copper Compression Metric Lug, 1 Hole, 1 | The LIECA150-10-X Tin-Plated Copper Compression Metric Lug, one-hole standard barrel, has beveled wire entry for fast and easy installation. The inspection window aids to visually assure full conductor insertion and the tin-plated material helps to inhibi | C | 100 | 10 | 10 | 7048.02
61305679446 | LIECA150-12-X | Copper Compression Metric Lug, 1 Hole, 1 | The LIECA150-12-X Tin-Plated Copper Compression Metric Lug, one-hole standard barrel, has beveled wire entry for fast and easy installation. The inspection window aids to visually assure full conductor insertion and the tin-plated material helps to inhibi | C | 100 | 10 | 10 | 8923.78
61305679447 | LIECA185-10-X | Copper Compression Metric Lug, 1 Hole, 1 | The LIECA185-10-X Tin-Plated Copper Compression Metric Lug, one-hole standard barrel, has beveled wire entry for fast and easy installation. The inspection window aids to visually assure full conductor insertion and the tin-plated material helps to inhibi | C | 100 | 10 | 10 | 8536.17
61305679448 | LIECA185-12-X | Copper Compression Metric Lug, 1 Hole, 1 | The LIECA185-12-X Tin-Plated Copper Compression Metric Lug, one-hole standard barrel, has beveled wire entry for fast and easy installation. The inspection window aids to visually assure full conductor insertion and the tin-plated material helps to inhibi | C | 100 | 10 | 10 | 11622.18
61305679449 | LIECA240-10-X | Copper Compression Metric Lug, 1 Hole, 2 | The LIECA240-10-X Tin-Plated Copper Compression Metric Lug, one-hole standard barrel, has beveled wire entry for fast and easy installation. The inspection window aids to visually assure full conductor insertion and the tin-plated material helps to inhibi | C | 100 | 10 | 10 | 15742.26
61305679445 | LIECA240-12-X | Copper Compression Metric Lug, 1 Hole, 2 | The LIECA240-12-X Tin-Plated Copper Metric Compression Lug, one-hole standard barrel, has beveled wire entry for fast and easy installation. The inspection window aids to visually assure full conductor insertion and the tin-plated material helps to inhibi | C | 100 | 10 | 10 | 13911.68
61305680048 | LIECA25-10-C | Copper Compression Metric Lug, 1 Hole, 2 | The LIECA25-10-C Tin-Plated Copper Compression Metric Lug, one-hole standard barrel, has beveled wire entry for fast and easy installation. The inspection window aids to visually assure full conductor insertion and the tin-plated material helps to inhibit | C | 100 | 100 | 100 | 1107.83
61305679422 | LIECA25-6-C | Copper Compression Metric Lug, 1 Hole, 2 | The LIECA25-6-C Tin-Plated Copper Compression Metric Lug, one-hole standard barrel, has beveled wire entry for fast and easy installation. The inspection window aids to visually assure full conductor insertion and the tin-plated material helps to inhibit | C | 100 | 100 | 100 | 1017.25
61305679423 | LIECA25-8-C | Copper Compression Metric Lug, 1 Hole, 2 | The LIECA25-8-C Tin-Plated Copper Compression Metric Lug, one-hole standard barrel, has beveled wire entry for fast and easy installation. The inspection window aids to visually assure full conductor insertion and the tin-plated material helps to inhibit | C | 100 | 100 | 100 | 1676.31
61305679424 | LIECA35-10-C | Copper Compression Metric Lug, 1 Hole, 3 | The LIECA35-10-C Tin-Plated Copper Metric Compression Lug, one-hole standard barrel, has beveled wire entry for fast and easy installation. The inspection window aids to visually assure full conductor insertion and the tin-plated material helps to inhibit | C | 100 | 100 | 100 | 1487.35
61305679425 | LIECA35-12-C | Copper Compression Metric Lug, 1 Hole, 3 | The LIECA35-12-C Tin-Plated Copper Compression Metric Lug, one-hole standard barrel, has beveled wire entry for fast and easy installation. The inspection window aids to visually assure full conductor insertion and the tin-plated material helps to inhibit | C | 100 | 100 | 100 | 1683.84
61305679426 | LIECA35-6-C | Copper Compression Metric Lug, 1 Hole, 3 | The LIECA35-6-C Tin-Plated Copper Compression Metric Lug, one-hole standard barrel, has beveled wire entry for fast and easy installation. The inspection window aids to visually assure full conductor insertion and the tin-plated material helps to inhibit | C | 100 | 100 | 100 | 2824.99
61305679427 | LIECA35-8-C | Copper Compression Metric Lug, 1 Hole, 3 | The LIECA35-8-C Tin-Plated Copper Compression Metric Lug, one-hole standard barrel, has beveled wire entry for fast and easy installation. The inspection window aids to visually assure full conductor insertion and the tin-plated material helps to inhibit | C | 100 | 100 | 100 | 1391.21
61305679428 | LIECA50-10-L | Copper Compression Metric Lug, 1 Hole, 5 | The LIECA50-10-L Tin-Plated Copper Compression Metric Lug, one-hole standard barrel, has beveled wire entry for fast and easy installation. The inspection window aids to visually assure full conductor insertion and the tin-plated material helps to inhibit | C | 100 | 50 | 50 | 2099.16
61305679429 | LIECA50-12-L | Copper Compression Metric Lug, 1 Hole, 5 | The LIECA50-12-L Tin-Plated Copper Compression Metric Lug, one-hole standard barrel, has beveled wire entry for fast and easy installation. The inspection window aids to visually assure full conductor insertion and the tin-plated material helps to inhibit | C | 100 | 50 | 50 | 2216.66
61305679430 | LIECA50-6-L | Copper Compression Metric Lug, 1 Hole, 5 | The LIECA50-6-L Tin-Plated Copper Compression Metric Lug, one-hole standard barrel, has beveled wire entry for fast and easy installation. The inspection window aids to visually assure full conductor insertion and the tin-plated material helps to inhibit | C | 100 | 50 | 50 | 2089.34
61305679431 | LIECA50-8-L | Copper Compression Metric Lug, 1 Hole, 5 | The LIECA50-8-L Tin-Plated Copper Compression Metric Lug, one-hole standard barrel, has beveled wire entry for fast and easy installation. The inspection window aids to visually assure full conductor insertion and the tin-plated material helps to inhibit | C | 100 | 50 | 50 | 2063.37
61305679432 | LIECA70-10-L | Copper Compression Metric Lug, 1 Hole, 7 | The LIECA70-10-L Tin-Plated Copper Compression Metric Lug, one-hole standard barrel, has beveled wire entry for fast and easy installation. The inspection window aids to visually assure full conductor insertion and the tin-plated material helps to inhibit | C | 100 | 50 | 50 | 3873.03
61305679433 | LIECA70-12-L | Copper Compression Metric Lug, 1 Hole, 7 | The LIECA70-12-L Tin-Plated Copper Metric Compression Lug, one-hole standard barrel, has beveled wire entry for fast and easy installation. The inspection window aids to visually assure full conductor insertion and the tin-plated material helps to inhibit | C | 100 | 50 | 50 | 3738.03
61305679434 | LIECA70-8-L | Copper Compression Metric Lug, 1 Hole, 7 | The LIECA70-8-L Tin-Plated Copper Compression Metric Lug, one-hole standard barrel, has beveled wire entry for fast and easy installation. The inspection window aids to visually assure full conductor insertion and the tin-plated material helps to inhibit | C | 100 | 50 | 50 | 4061.06
61305679435 | LIECA95-10-L | Copper Compression Metric Lug, 1 Hole, 9 | The LIECA95-10-L Tin-Plated Copper Compression Metric Lug, one-hole standard barrel, has beveled wire entry for fast and easy installation. The inspection window aids to visually assure full conductor insertion and the tin-plated material helps to inhibit | C | 100 | 50 | 50 | 4993.62
61305679436 | LIECA95-12-L | Copper Compression Metric Lug, 1 Hole, 9 | The LIECA95-12-L Tin-Plated Copper Compression Metric Lug, one-hole standard barrel, has beveled wire entry for fast and easy installation. The inspection window aids to visually assure full conductor insertion and the tin-plated material helps to inhibit | C | 100 | 50 | 50 | 5278.6
61305679437 | LIECA95-8-L | Copper Compression Metric Lug, 1 Hole, 9 | The LIECA95-8-L Tin-Plated Copper Compression Metric Lug, one-hole standard barrel, has beveled wire entry for fast and easy installation. The inspection window aids to visually assure full conductor insertion and the tin-plated material helps to inhibit | C | 100 | 50 | 50 | 5259.51
07498382449 | LJSL1-Y3-5 | Laser/InkJet,Self-LamLbl,PK5000 | Laser/Ink Jet Self-Laminating Label, 8.5" x 11" sheet, 0.50" x 0.75", Polyester, White | M | 1000 | 10000 | 5000 | 62.83
07498382458 | LJSL10-Y3-1 | Laser/InkJet,Self-LamLbl,PK1000 | Laser/Ink Jet Self-Laminating Label, A4 sheet, 0.90" x 2.17", Polyester, White | M | 1000 | 1000 | 1000 | 303.81
07498382626 | LJSL11-Y3-1 | Laser/InkJet,Self-LamLbl,PK1000 | Laser/Ink Jet Self-Laminating Label, A4 sheet, 1.00" x 2.67", Polyester, White | M | 1000 | 1000 | 1000 | 324.73
07498382723 | LJSL12-Y3-1 | Laser/InkJet,Self-LamLbl,PK1000 | Laser/Ink Jet Self-Laminating Label, A4 sheet, 1.20" x 2.67", Polyester, White | M | 1000 | 1000 | 1000 | 387.17
07498384092 | LJSL14-Y3-0.5 | Laser/InkJet,Self-LamLbl,PK500 | Laser/Ink Jet Self-Laminating Label, A4 sheet, 1.40" x 5.50", Polyester, White | M | 1000 | 1000 | 500 | 1158.13
07498384093 | LJSL15-Y3-0.5 | Laser/InkJet,Self-LamLbl,PK500 | Laser/Ink Jet Self-Laminating Label, A4 sheet, 1.80" x 5.50", Polyester, White | M | 1000 | 500 | 500 | 2264.95
07498384094 | LJSL17-Y3-0.5 | Laser/InkJet,Self-LamLbl,PK500 | Laser/Ink Jet Self-Laminating Label, A4 sheet, 1.40" x 3.67", Polyester, White | M | 1000 | 1000 | 500 | 786.87
07498384096 | LJSL19-Y3-1 | Laser/InkJet,Self-LamLbl,PK1000 | Laser/Ink Jet Self-Laminating Label, 8.5" x 11" sheet, 1.00" x 5.45" x 1.00" write-on area | M | 1000 | 2000 | 1000 | 524.73
07498382450 | LJSL2-Y3-5 | Laser/InkJet,Self-LamLbl,PK5000 | Laser/Ink Jet Self-Laminating Label, 8.5" x 11" sheet, 0.50" x 1.50", Polyester, White | M | 1000 | 5000 | 5000 | 94.3
07498384097 | LJSL20-Y3-1 | Laser/InkJet,Self-LamLbl,PK1000 | Laser/Ink Jet Vinyl Free Self-Laminating Label, 8.5" x 11" sheet, 1.00" x 1.33", Polyolefin, White | M | 1000 | 2000 | 1000 | 208.82
07498384098 | LJSL21-Y3-1 | Laser/InkJet,Self-LamLbl,PK1000 | Laser/Ink Jet Self-Laminating Label, A4 sheet, 0.90" x 2.17", Polyester, White | M | 1000 | 2000 | 1000 | 351.02
07498384872 | LJSL22-Y3-1 | Laser/InkJet,Self-LamLbl,PK1000 | Laser/Ink Jet self-laminating label for use with desktop printers, 8.5" x 11" sheet, 1.00" wide x 1.60" height x .80" print-on area, white polyester | M | 1000 | 1000 | 1000 | 272.91
07498382451 | LJSL3-Y3-2.5 | Laser/InkJet,Self-LamLbl,PK2500 | Laser/Ink Jet Self-Laminating Label, 8.5" x 11" sheet, 1.00" x 0.75", Polyester, White | M | 1000 | 5000 | 2500 | 107.06
07498383443 | LJSL3-Y3-5 | Laser/InkJet,Self-LamLbl,PK5000 | Laser/Ink Jet Self-Laminating Label, 8.5" x 11" sheet, 1.00" x 0.75", Polyester, White | M | 1000 | 10000 | 5000 | 103.22
07498382452 | LJSL4-Y3-2.5 | Laser/InkJet,Self-LamLbl,PK2500 | Laser/Ink Jet Self-Laminating Label, 8.5" x 11" sheet, 1.00" x 1.00" x .34" write-on area. | M | 1000 | 5000 | 2500 | 158.27
07498383357 | LJSL5-Y3-1 | Laser/InkJet,Self-LamLbl,PK1000 | The LJSL5-Y3-1 Laser/Inkjet Self-Laminating Label includes a white print-on area and clear overlaminate to protect the legend for easy identification. It is sized specifically for wire and cable applications. Upgrade your cable coding system with improve | M | 1000 | 2000 | 1000 | 208.82
07498382453 | LJSL5-Y3-2.5 | Laser/InkJet,Self-LamLbl,PK2500 | The LJSL5-Y3-2.5 Laser/Inkjet Self-Laminating Label includes a white print-on area and clear overlaminate to protect the legend for easy identification. It is sized specifically for wire and cable applications. Upgrade your cable coding system with impro | M | 1000 | 5000 | 2500 | 188.59
07498382454 | LJSL6-Y3-1 | Laser/InkJet,Self-LamLbl,PK1000 | Laser/Ink Jet Self-Laminating Label, 8.5" x 11" sheet, 1.00" x 3.17" x .97" write-on area. | M | 1000 | 1000 | 1000 | 387.17
07498382455 | LJSL7-Y3-1 | Laser/InkJet,Self-LamLbl,PK1000 | Laser/Ink Jet Self-Laminating Label, 8.5" x 11" sheet, 2.00" x 1.50" x .50" write-on area | M | 1000 | 2000 | 1000 | 459.12
07498382456 | LJSL8-Y3-1 | Laser/InkJet,Self-LamLbl,PK1000 | Laser/Ink Jet Self-Laminating Label, 8.5" x 11" sheet, 2.00" x 3.17" x 1.00" write-on area | M | 1000 | 1000 | 1000 | 488.84
07498382457 | LJSL9-Y3-2.5 | Laser/InkJet,Self-LamLbl,PK2500 | Laser/Ink Jet Self-Laminating Label, A4 sheet, 0.70" x 1.33", Polyester, White | M | 1000 | 5000 | 2500 | 94.3
07498359411 | LPFCM14-A-C14 | LowProfFlatCbleMnt,Adh,1.4"W,GRY,PK100 | The low profile flat cable tie mount in gray is applied with rubber adhesive tape. It is 0.13" (3.4 mm) high and can support a maximum flat cable width of 1.44" (35.6 mm). It is made of nylon 6.6, which increases mechanical strength, heat and wear resista | C | 100 | 500 | 100 | 93.84
07498359412 | LPFCM14-A-D14 | LowProfFlatCbleMnt,Adh,1.4"W,GRY,PK500 | The low profile flat cable tie mount in gray is applied with rubber adhesive tape. It is 0.13" (3.4 mm) high and can support a maximum flat cable width of 1.44" (35.6 mm). It is made of nylon 6.6, which increases mechanical strength, heat and wear resista | M | 1000 | 1000 | 500 | 749.08
07498359413 | LPFCM22-A-C14 | LowProfFlatCbleMnt,Adh,2.2"W,GRY,PK100 | The low profile flat cable tie mount in gray is applied with rubber adhesive tape. It is 0.13" (3.4 mm) high and can support a maximum flat cable width of 2.19" (55.6 mm). It is made of nylon 6.6, which increases mechanical strength, heat and wear resista | C | 100 | 500 | 100 | 96.54
07498359415 | LPFCM34-A-C14 | LowProfFlatCbleMnt,Adh,3.4"W,GRY,PK100 | The low profile flat cable tie mount in gray is applied with rubber adhesive tape. It is 0.13" (3.4 mm) high and can support a maximum flat cable width of 3.44" (87.4 mm). It is made of nylon 6.6, which increases mechanical strength, heat and wear resista | C | 100 | 500 | 100 | 100.03
07498358050 | LPMM-S2-C | CbleTieMnt,LowProf,#2Screw,NAT,PK100 | The low profile cable tie mount in natural color is applied with a #2 (M2) screw. It is made of nylon 6.6, which increases mechanical strength, heat and wear resistance, and stiffness. It is used with miniature cable ties. It is designed for indoor enviro | C | 100 | 1000 | 100 | 30.79
07498358051 | LPMM-S2-M | CbleTieMnt,LowProf,#2Screw,NATPK1000 | The low profile cable tie mount in natural color is applied with a #2 (M2) screw. It is made of nylon 6.6, which increases mechanical strength, heat and wear resistance, and stiffness. It is used with miniature cable ties. It is designed for indoor envir | M | 1000 | 5000 | 1000 | 210.64
07498358052 | LPMM-S5-C | CbleTieMnt,LowProf,#5Screw,PK100 | The low profile cable tie mount in natural color is applied with a #5 (M3) screw. It is made of nylon 6.6, which increases mechanical strength, heat and wear resistance, and stiffness. It is used with miniature cable ties. It is designed for indoor enviro | C | 100 | 1000 | 100 | 30.79
07498358053 | LPMM-S5-M | CbleTieMnt,LowProf,#5Screw,NAT,PK1000 | Panduit LPMM-S5-M Screw Applied Cable Tie Mounts have a low profile design that keeps the cable bundles secure and close to the surface. Installs with a #5 (M3) screw and with miniature cable ties. Made of Nylon 6.6, are natural in color and come in packa | M | 1000 | 5000 | 1000 | 200.6
07498339112 | LPMM-S5-M20 | CbleTieMnt,LowProf,#5Screw,BL,PK1000 | The low profile cable tie mount in black is applied with a #5 (M3) screw. It is made of nylon 6.6, which increases mechanical strength, heat and wear resistance, and stiffness. It is used with cable ties M, is designed for indoor environments, and comes | M | 1000 | 5000 | 1000 | 221.07
07498358054 | LPMS-S8-C | CbleTieMnt,LowProf,#8Screw,NAT,PK100 | Panduit LPMS-S8-C Screw Applied Cable Tie Mounts have a low profile design that keeps the cable bundles secure and close to the surface. Installs with a #8 (M4) screw and with miniature cable ties. Made of Nylon 6.6, are natural in color and come in packa | C | 100 | 1000 | 100 | 33.93
07498358055 | LPMS-S8-M | CbleTieMnt,LowProf,#8Screw,NAT,PK1000 | Panduit LPMS-S8-M Screw Applied Cable Tie Mounts have a low profile design that keeps the cable bundles secure and close to the surface. Installs with a #8 (M4) screw and with miniature cable ties. Made of Nylon 6.6, are natural in color and come in packa | M | 1000 | 5000 | 1000 | 219.67
07498339113 | LPMS-S8-M20 | CbleTieMnt,LowProf,#8Screw,BL,PK1000 | The low profile cable tie mount in black is applied with an #8 (M4) screw. It is made of nylon 6.6, which increases mechanical strength, heat and wear resistance, and stiffness. It is used with miniature, intermediate, and standard cable ties. It is desig | M | 1000 | 5000 | 1000 | 244.49
07498334916 | LS8-CASE | LS8E,Hard Side Carrying Case | The rigid, hard-sided carrying case for Panduit's PanTher LS8E and LS8EQ Hand-Held Thermal Transfer Printers is part of the complete line of identification solutions from Panduit. It is available individually or as part of the printer kit. | PC | 1 | 1 | 1 | 76.38
07498334917 | LS8-CLN | LS8E, Cleaning Kit | The cleaning kit for Panduit's PanTher LS8E and LS8EQ Hand-Held Thermal Transfer Printers is part of the complete line of identification solutions from Panduit. It is available individually or as part of the printer kit. | PC | 1 | 1 | 1 | 62.68
07498375612 | LS8E | Printer, Hand-Held, EA | The PanTher Hand-Held Thermal Transfer Printer prints on continuous tapes, continuous heat-shrink tubing, die-cut heat-shrink tubing, die-cut component labels, and self-laminating labels. Eliminating label waste and time associated with trimming labels, i | PC | 1 | 1 | 1 | 366.81
07498377015 | LS8E-ACA | LS8E,AC Adapter,240 VAC,Australia | The 100–24-Her LS8E and LS8EQ Hand-Held Thermal Transfer Printers is part of the complete line of identification solutions from Panduit. It is available individually or as part of the printer kit. | PC | 1 | 1 | 1 | 73.3
07498377016 | LS8E-ACE | LS8E,AC Adapter,230 VAC,Euro | The 100–24-Her LS8E and LS8EQ Hand-Held Thermal Transfer Printers is part of the complete line of identification solutions from Panduit. It is available individually or as part of the printer kit. | PC | 1 | 1 | 1 | 73.3
07498377017 | LS8E-ACS | LS8E,AC Adapter,120 VAC,North America | The 100–24-H America for Panduit's PanTher LS8E and LS8EQ Hand-Held Thermal Transfer Printers is part of the complete line of identification solutions from Panduit. It is available individually or as part of the printer kit. | PC | 1 | 1 | 1 | 69.8
07498377018 | LS8E-ACU | LS8E,AC Adapter,240 VAC,U.K. | The 100–24-He UK for Panduit's PanTher LS8E and LS8EQ Hand-Held Thermal Transfer Printers is part of the complete line of identification solutions from Panduit. It is available individually or as part of the printer kit. | PC | 1 | 1 | 1 | 73.3
07498375613 | LS8E-KIT | LS8E,Printer Kit | The PanTher LS8E Hand-Held Thermal Transfer Printer kit contains the hand-held printer, one cassette of S100X150VAC self-laminating labels, six AA alkaline batteries, the LS8-CASE rigid carrying case, the LS8-PCKIT USB cable and PC interface software, the | KT | 1 | 1 | 1 | 420.76
07498301702 | LS8E-KIT-ACS | LS8E Printer Kit with AC Adapter | The PanTher LS8E Hand-Held Thermal Transfer Printer kit contains the LS8E-ACS 120 VAC power adapter for North America along with the hand-held printer, one cassette of S100X150VAC self-laminating labels, six AA alkaline batteries, the LS8-CASE rigid carry | KT | 1 | 1 | 1 | 469.44
07498308900 | LS8EQ | QWERTY LS8EQ, Printer | The PanTher Hand-Held Thermal Transfer Printer with QWERTY keypad prints on continuous tapes, continuous heat-shrink tubing, die-cut heat-shrink tubing, general component labels, network component labels, self-laminating wire/cable labels, and nonlaminate | PC | 1 | 1 | 1 | 366.81
07498308901 | LS8EQ-KIT | QWERTY LS8EQ, Printer Kit | The PanTher LS8EQ Hand-Held Thermal Transfer Printer with QWERTY keypad kit contains the hand-held printer, PANTHERLINK software, one cassette of S100X150VAC self-laminating labels, six AA alkaline batteries, the LS8-CASE rigid carrying case, the LS8-PCKI | KT | 1 | 1 | 1 | 420.76
07498308902 | LS8EQ-KIT-ACS | QWERTY LS8EQ,Prtr Kit with AC Adapter | The PanTher LS8EQ Hand-Held Thermal Transfer Printer with QWERTY keypad kit contains the LS8E-ACS 120 VAC power adapter for North America along with the hand-held printer, PANTHERLINK software, one cassette of S100X150VAC self-laminating labels, six AA al | KT | 1 | 1 | 1 | 469.44
07498334199 | LTYK | RACK GROUNDING KIT,YL,PK10 | Label kit includes ten printed tags (2.75" X 1.38") and ten flame retardant cable ties. | KT | 1 | 10 | 1 | 15.05
07498339187 | LV-S-1G | LOW VOLTAGE MTG BKT,1-Gang,PK25 | Low voltage integral mounting bracket, single gang stud bracket. | C | 100 | 100 | 25 | 166.57
07498308878 | LV-W-1G | LOW VOLTAGE RETRO MTG BKT,1-Gang,PK100 | Low voltage retrofit mounting plate bracket, single gang box with screws. | C | 100 | 100 | 100 | 213.93
07498308899 | LV-W-2G | LOW VOLTAGE RETRO MTG BKT,2-Gang,PK50 | Low voltage retrofit mounting plate bracket, double gang box with screws. | C | 100 | 50 | 50 | 288.74
07498327197 | LWC100-A-C | LtchingWireClip,Adh.,1"Bdle,Nat,PK100 | Adhesive backed latching wire clip, 1" (25.4mm) bundle, natural, bulk package. | M | 1000 | 500 | 100 | 2233.68
07498327233 | LWC100-A-C14 | LtchingWireClip,Adh.,1"Bdle,Gry,PK100 | Adhesive backed latching wire clip, 1" (25.4mm) bundle, gray, bulk package. | M | 1000 | 500 | 100 | 2428.85
07498327203 | LWC100-A-L | LtchingWireClip,Adh.,1"Bdle,Nat,PK50 | Adhesive backed latching wire clip, 1" (25.4mm) bundle, natural, standard package. | C | 100 | 250 | 50 | 299.25
07498327209 | LWC100-H25-C | LtchingWireClip,PshMnt,1"Bdle,Nat,PK100 | Panduit LWC100-H25-C Latching Wire Clips with push barb style mounts, route and secure cords and cables. The convenient releasable latch allows you to reconfigure and reuse multiple times. They have a bundle maximum of 1.0” (25.4mm) in diameter and a pan | M | 1000 | 500 | 100 | 1217.71
07498327221 | LWC100-H25-C14 | LtchingWireClip,PshMnt,1"Bdle,Gry,PK100 | Panduit LWC100-H25-C14 Latching Wire Clips with push barb style mounts, route and secure cords and cables. The convenient releasable latch allows you to reconfigure and reuse multiple times. They have a bundle maximum of 1.0” (25.4mm) in diameter and a pa | M | 1000 | 500 | 100 | 1406.39
07498327215 | LWC100-H25-L | LtchingWireClip,PshMnt,1"Bdle,Nat,PK50 | Latching wire clip, push barb mount, 1" (25.4mm) bundle, natural, standard package. | C | 100 | 250 | 50 | 124.52
07498327239 | LWC100-H25-L14 | LtchingWireClip,PshMnt,1"Bdle,Gry,PK50 | Panduit LWC100-H25-L14 Latching Wire Clips with push barb style mounts, route and secure cords and cables. The convenient releasable latch allows you to reconfigure and reuse multiple times. They have a bundle maximum of 1.0” (25.4mm) in diameter and a pa | C | 100 | 250 | 50 | 130.43
07498371038 | LWC100-H25-L20 | LtchingWireClip,PshMnt,1"Bdle,BL,PK50 | Latching wire clip, push barb mount, 1" (25.4mm) bundle, black. | C | 100 | 250 | 50 | 136.96
07498327198 | LWC19-A-C | LtchingWireClip,Adh,.19"Bdle,Nat,PK100 | Adhesive backed latching wire clip, .19" (4.8mm) bundle, natural. | C | 100 | 1000 | 100 | 54.79
07498327222 | LWC19-A-C14 | LtchingWireClip,Adh,.19"Bdle,Gry,PK100 | Adhesive backed latching wire clip, .19" (4.8mm) bundle, gray, standard package. | C | 100 | 1000 | 100 | 60.25
07498371017 | LWC19-A-C20 | LtchingWireClip,Adh,.19"Bdle,BL,PK100 | Adhesive backed latching wire clip, .19" (4.8mm) bundle, black. | C | 100 | 1000 | 100 | 60.25
07498327228 | LWC19-A-M14 | LtchingWireClip,Adh,.19"Bdle,Gry,PK1000 | Adhesive backed latching wire clip, .19" (4.8mm) bundle, gray, bulk package. | M | 1000 | 1000 | 1000 | 419.97
07498327204 | LWC19-H25-M | LtchingWireClip,PM,.19"Bdle,Nat,PK1000 | Latching wire clip, push barb mount, .19" (4.8mm) bundle, natural, bulk package. | M | 1000 | 1000 | 1000 | 373.93
07498327216 | LWC19-H25-M14 | LtchingWireClip,PM,.19"Bdle,Gry,PK1000 | Latching wire clip, push barb mount, .19" (4.8mm) bundle, gray, bulk package. | M | 1000 | 1000 | 1000 | 398.98
07498327199 | LWC25-A-C | LtchingWireClip,Adh,.25"Bdle,Nat,PK100 | Panduit LWC25-A-C Latching Wire Clips with rubber adhesive backing, route and secure cords and cables. The convenient releasable latch allows you to reconfigure and reuse multiple times. The rubber-based adhesive provides a strong and reliable bond and th | C | 100 | 1000 | 100 | 59.29
07498327223 | LWC25-A-C14 | LtchingWireClip,Adh,..25"Bdle,Gry,PK100 | Panduit LWC25-A-C14 Latching Wire Clips with rubber adhesive backing, oute and secure cords and cables. The convenient releasable latch allows you to reconfigure and reuse multiple times. The rubber-based adhesive provides a strong and reliable bond and t | C | 100 | 1000 | 100 | 65.18
07498371019 | LWC25-A-C20 | LtchingWireClip,Adh,.25"Bdle,BL,PK100 | Adhesive backed latching wire clip, .25" (6.4mm) bundle, black. | C | 100 | 1000 | 100 | 65.18
07498327193 | LWC25-A-D | LtchingWireClip,Adh,.25"Bdle,Nat,PK500 | Panduit LWC25-A-D Latching Wire Clips with rubber adhesive backing, route and secure cords and cables. The convenient releasable latch allows you to reconfigure and reuse multiple times. The rubber-based adhesive provides a strong and reliable bond and th | M | 1000 | 1000 | 500 | 473.85
07498327229 | LWC25-A-D14 | LtchingWireClip,Adh,.25"Bdle,Gry,PK500 | Panduit LWC25-A-D14 Latching Wire Clips with rubber adhesive backing, route and secure cords and cables. The convenient releasable latch allows you to reconfigure and reuse multiple times. The rubber-based adhesive provides a strong and reliable bond and | M | 1000 | 1000 | 500 | 522.46
07498327211 | LWC25-H25-C | LtchingWireClip,PM,.25"Bdle,Nat,PK100 | Latching wire clip, push barb mount, .25" (6.4mm) bundle, natural, standard package. | C | 100 | 1000 | 100 | 51.54
07498371030 | LWC25-H25-C20 | LtchingWireClip,PshMnt,.25"Bdle,BL,PK100 | Latching wire clip, push barb mount, .25" (6.4mm) bundle, black. | C | 100 | 1000 | 100 | 56.65
07498327205 | LWC25-H25-D | LtchingWireClip,PM,.25"Bdle,Nat,PK500 | Latching wire clip, push barb mount, .25" (6.4mm) bundle, natural, bulk package. | M | 1000 | 1000 | 500 | 414.14
07498327200 | LWC38-A-C | LtchingWireClip,Adh,..38"Bdle,Nat,PK100 | Adhesive backed latching wire clip, .38" (9.7mm) bundle, natural, standard package. | C | 100 | 1000 | 100 | 64.85
07498327224 | LWC38-A-C14 | LtchingWireClip,Adh,.38"Bdle,Gry,PK100 | Panduit LWC38-A-C14 Latching Wire Clips with rubber adhesive backing, route and secure cords and cables. The convenient releasable latch allows you to reconfigure and reuse multiple times. The rubber-based adhesive provides a strong and reliable bond and | C | 100 | 1000 | 100 | 71.38
07498371021 | LWC38-A-C20 | LtchingWireClip,Adh,.38"Bdle,BL,PK100 | Panduit LWC38-A-C20 Latching Wire Clips with rubber adhesive backing, route and secure cords and cables. The convenient releasable latch allows you to reconfigure and reuse multiple times. The rubber-based adhesive provides a strong and reliable bond and | C | 100 | 1000 | 100 | 71.38
07498327194 | LWC38-A-D | LtchingWireClip,Adh,.38"Bdle,Nat,PK500 | Adhesive backed latching wire clip, .38" (9.7mm) bundle, natural, bulk package. | M | 1000 | 1000 | 500 | 518.95
07498327230 | LWC38-A-D14 | LtchingWireClip,Adh.,.38"Bdle,Gry,PK500 | Panduit LWC38-A-D14 Latching Wire Clips with rubber adhesive backing, route and secure cords and cables. The convenient releasable latch allows you to reconfigure and reuse multiple times. The rubber-based adhesive provides a strong and reliable bond and | M | 1000 | 1000 | 500 | 569.74
07498327212 | LWC38-H25-C | LtchingWireClip,PM,.38"Bdle,Nat,PK100 | Latching wire clip, push barb mount, .38" (9.7mm) bundle, natural, standard package. | C | 100 | 1000 | 100 | 57.03
07498327236 | LWC38-H25-C14 | LtchingWireClip,PM,.38"Bdle,Gry,PK100 | Panduit LWC38-H25-C14 Latching Wire Clips with push barb style mounts, route and secure cords and cables. The convenient releasable latch allows you to reconfigure and reuse multiple times. The rubber-based adhesive provides a strong and reliable bond and | C | 100 | 1000 | 100 | 59.72
07498371032 | LWC38-H25-C20 | LtchingWireClip,PshMnt,.38"Bdle,BL,PK100 | Latching wire clip, push barb mount, .38" (9.7mm) bundle, black. | C | 100 | 1000 | 100 | 59.72
07498327206 | LWC38-H25-D | LtchingWireClip,PM,.38"Bdle,Nat,PK500 | Latching wire clip, push barb mount, .38" (9.7mm) bundle, natural, bulk package. | M | 1000 | 1000 | 500 | 422.11
07498327201 | LWC50-A-L | LtchingWireClip,Adh,.50"Bdle,Nat,PK50 | Panduit LWC50-A-L Latching Wire Clips with rubber adhesive backing, route and secure cords and cables. The convenient releasable latch allows you to reconfigure and reuse multiple times. The rubber-based adhesive provides a strong and reliable bond and th | C | 100 | 500 | 50 | 107.55
07498327225 | LWC50-A-L14 | LtchingWireClip,Adh,.50"Bdle,Gry,PK50 | Adhesive backed latching wire clip, .50" (12.7mm) bundle, gray, standard package. | C | 100 | 500 | 50 | 118.27
07498371002 | LWC50-A-L20 | LtchingWireClip,Adh,.50"Bdle,BL,PK50 | Panduit LWC50-A-L20 Latching Wire Clips with rubber adhesive backing, route and secure cords and cables. The convenient releasable latch allows you to reconfigure and reuse multiple times. The rubber-based adhesive provides a strong and reliable bond and | C | 100 | 500 | 50 | 118.27
07498327195 | LWC50-A-T | LtchingWireClip,Adh,.50"Bdle,Nat,PK25 | Panduit LWC50-A-T Latching Wire Clips with rubber adhesive backing, route and secure cords and cables. The convenient releasable latch allows you to reconfigure and reuse multiple times. The rubber-based adhesive provides a strong and reliable bond and th | M | 1000 | 1000 | 200 | 827.1
07498327231 | LWC50-A-T14 | LtchingWireClip,Adh.,.50"Bdle,Gry,PK25 | Panduit LWC50-A-T14 Latching Wire Clips with rubber adhesive backing, route and secure cords and cables. The convenient releasable latch allows you to reconfigure and reuse multiple times. The rubber-based adhesive provides a strong and reliable bond and | M | 1000 | 1000 | 200 | 851.2
07498327213 | LWC50-H25-L | LtchingWireClip,PshMnt,.50"Bdle,Nat,PK50 | Latching wire clip, push barb mount, .50" (12.7mm) bundle, natural, standard package. | C | 100 | 500 | 50 | 60.57
07498327237 | LWC50-H25-L14 | LtchingWireClip,PshMnt,.50"Bdle,Gry,PK50 | Latching wire clip, push barb mount, .50" (12.7mm) bundle, gray, standard package. | C | 100 | 500 | 50 | 66.6
07498371034 | LWC50-H25-L20 | LtchingWireClip,PshMnt,.50"Bdle,BL,PK50 | Latching wire clip, push barb mount, .50" (12.7mm) bundle, black. | C | 100 | 500 | 50 | 66.6
07498327207 | LWC50-H25-T | LtchingWireClip,PshMnt,.50"Bdle,Nat,PK25 | Latching wire clip, push barb mount, .50" (12.7mm) bundle, natural, bulk package. | M | 1000 | 1000 | 200 | 437.34
07498327219 | LWC50-H25-T14 | LtchingWireClip,PshMnt,.50"Bdle,Gry,PK25 | Latching wire clip, push barb mount, .50" (12.7mm) bundle, gray, bulk package. | M | 1000 | 1000 | 200 | 505.14
07498327196 | LWC75-A-C | LtchingWireClip,Adh.,.75"Bdle,Nat,PK100 | Adhesive backed latching wire clip, .75" (19.1mm) bundle, natural, bulk package. | M | 1000 | 100 | 100 | 1880.1
07498327232 | LWC75-A-C14 | LtchingWireClip,Adh,.75"Bdle,Gry,PK100 | Panduit LWC75-A-C14 Latching Wire Clips with rubber adhesive backing, route and secure cords and cables. The convenient releasable latch allows you to reconfigure and reuse multiple times. The rubber-based adhesive provides a strong and reliable bond and | M | 1000 | 100 | 100 | 2068.13
07498327202 | LWC75-A-L | LtchingWireClip,Adh,.75"Bdle,Nat,PK50 | Adhesive backed latching wire clip, .75" (19.1mm) bundle, natural, standard package. | C | 100 | 250 | 50 | 288.16
07498327226 | LWC75-A-L14 | LtchingWireClip,Adh,.75"Bdle,Gry,PK50 | Adhesive backed latching wire clip, .75" (19.1mm) bundle, gray, standard package. | C | 100 | 250 | 50 | 301.87
07498371024 | LWC75-A-L20 | LtchingWireClip,Adh,.75"Bdle,BL,PK50 | Adhesive backed latching wire clip, .75" (19.1mm) bundle, black. | C | 100 | 250 | 50 | 316.97
07498327208 | LWC75-H25-C | LtchingWireClip,PM,.75"Bdle,Nat,PK100 | Panduit LWC75-H25-C Latching Wire Clips with push barb style mounts, route and secure cords and cables. The convenient releasable latch allows you to reconfigure and reuse multiple times. The rubber-based adhesive provides a strong and reliable bond and t | M | 1000 | 1000 | 100 | 719.09
07498327220 | LWC75-H25-C14 | LtchingWireClip,PM,.75"Bdle,Gry,PK100 | Panduit LWC75-H25-C14 Latching Wire Clips with push barb style mounts, route and secure cords and cables. The convenient releasable latch allows you to reconfigure and reuse multiple times. The rubber-based adhesive provides a strong and reliable bond and | M | 1000 | 1000 | 100 | 821.07
07498327214 | LWC75-H25-L | LtchingWireClip,PshMnt,.75"Bdle,Nat,PK50 | Latching wire clip, push barb mount, .75" (19.1mm) bundle, natural, standard package. | C | 100 | 500 | 50 | 113.28
07498327238 | LWC75-H25-L14 | LtchingWireClip,PshMnt,.75"Bdle,GRY,PK50 | Panduit LWC75-H25-L14 Latching Wire Clips with push barb style mounts, route and secure cords and cables. The convenient releasable latch allows you to reconfigure and reuse multiple times. The rubber-based adhesive provides a strong and reliable bond and | C | 100 | 500 | 50 | 117.27
07498371036 | LWC75-H25-L20 | LtchingWireClip,PshMnt,.75"Bdle,BL,PK50 | Latching wire clip, push barb mount, .75" (19.1mm) bundle, black. | C | 100 | 500 | 50 | 117.27
07498340656 | M200X042FQT | FR,Nuclear Marker Plate,2"x.42",WH,500RL | The M200X042FQT High-Temperature Thermal Transfer Cross-Linked Polyolefin Non-Adhesive Marker Plate offers crisp, clear legends with superior legibility. The marker plate allows for mounting flexibility, attachable in a horizontal or vertical orientation. | RL | 1 | 1 | 1 | 550.43
07498340666 | M200X042FQT-B | Nuclear Marker Plate,2"x.42",WH,2000RL | White, thermal transfer flame retardant nuclear grade marker plate | RL | 1 | 1 | 1 | 1964.99
07498332460 | M200X042UPT | FR LSZH Marker Plate,2"x.42",WH,500RL | White, thermal transfer flame retardant halogen free marker plates, 2.00" x 0.42". | RL | 1 | 1 | 1 | 288.98
07498332461 | M200X042UPT-B | FR LSZH Marker Plate,2"x.42",WH,2000RL | White, thermal transfer flame retardant halogen free marker plates, 2.00" x 0.42", 2000 labels/row. | RL | 1 | 1 | 1 | 982.49
07498319400 | M200X050ACT | TT,Poly/Po Marker Plate,2"x.5",BU | Thermal Transfer, marker plate, 2.00" W x 0.50" H, polyester/polyolefin, blue, 500 pc. package quantity. | RL | 1 | 1 | 1 | 270.21
07498319397 | M200X050AIT | TT,Poly/Po Marker Plate,2"x.5",RD | Thermal Transfer, marker plate, 2.00" W x 0.50" H, polyester/polyolefin, red, 500 pc. package quantity. | RL | 1 | 1 | 1 | 270.21
07498371337 | M200X050Y6T | TT,Poly/Po Marker Plate,2"x.5",YL | The M200X050Y6T Thermal Transfer Polyester/Polyolefin Non-Adhesive Marker Plate offers crisp, clear legends with superior legibility. The marker plate allows for mounting flexibility, attachable in a horizontal or vertical orientation. Designed for use w | RL | 1 | 1 | 1 | 257.35
07498371339 | M200X050Y7T | TT,Poly/Po Marker Plate,2"x.5",WH | The M200X050Y7T Thermal Transfer Polyester/Polyolefin Non-Adhesive Marker Plate offers crisp, clear legends with superior legibility. The marker plate allows for mounting flexibility, attachable in a horizontal or vertical orientation. Designed for use w | RL | 1 | 1 | 1 | 257.35
07498340667 | M200X080FQT | FR,Nuclear Marker Plate,2"x.8",WH,250RL | The M200X080FQT High-Temperature Thermal Transfer Cross-Linked Polyolefin Non-Adhesive Marker Plate offers crisp, clear legends with superior legibility. The marker plate allows for mounting flexibility, attachable in a horizontal or vertical orientation. | RL | 1 | 1 | 1 | 647.28
07498340668 | M200X080FQT-B | FR,Nuclear Marker Plate,2"x.8",WH,1000RL | White, thermal transfer flame retardant nuclear grade marker plate | RL | 1 | 1 | 1 | 2200.69
07498332477 | M200X080UPT | FR LSZH Marker Plate,2"x.8",WH,500RL | Flame Retardant Halogen-Free Marker Plate, 2.00" x 0.80", White, 500 per roll | RL | 1 | 1 | 1 | 308.23
07498332462 | M200X080UPT-B | FR LSZH Marker Plate,2"x.8",WH,2000RL | The M200X080UPT-B Thermal Transfer Polyester/Polyolefin Non-Adhesive Marker Plate offers crisp, clear legends with superior legibility. The marker plate allows for mounting flexibility, attachable in a horizontal or vertical orientation. Designed for use | RL | 1 | 1 | 1 | 1047.99
07498319395 | M200X100ACT | TT,Poly/Po Marker Plate,2"x1",BU | Thermal Transfer, marker plate, 2.00" W x 1.00" H, polyester/polyolefin, blue, 500 pc. package quantity. | RL | 1 | 1 | 1 | 317.27
07498319392 | M200X100AIT | TT,Poly/Po Marker Plate,2"x1",RD | Thermal Transfer, marker plate, 2.00" W x 1.00" H, polyester/polyolefin, red. | RL | 1 | 1 | 1 | 317.27
07498371335 | M200X100Y6T | TT,Poly/Po Marker Plate,2"x1",YL | Thermal Transfer, marker plate, 2.00" W x 1.00" H, polyester/polyolefin, yellow, 500 pc. package quantity. | RL | 1 | 1 | 1 | 317.28
07498371336 | M200X100Y7T | TT,Poly/Po Marker Plate,2"x1",WH | Thermal Transfer, marker plate, 2.00" W x 1.00" H, polyester/polyolefin, white, 500 pc. package quantity. | RL | 1 | 1 | 1 | 317.28
07498300778 | M200X100Y7T-B | TT,Mkr.Plate,2.00"x1.00",WH,EA | Thermal Transfer, marker plate, 2.00" W x 1.00" H, polyester/polyolefin, white, 2000 pc. package quantity. | RL | 1 | 1 | 1 | 987.45
07498319388 | M300X050ACT | TT,Poly/Po Marker Plate,3"x.5",BU | Thermal Transfer, marker plate, 3.00" W x 0.50" H, polyester/polyolefin, blue, 500 pc. package quantity. | RL | 1 | 2 | 1 | 270.21
07498319385 | M300X050AIT | TT,Poly/Po Marker Plate,3"x.5",RD | Thermal Transfer, marker plate, 3.00" W x 0.50" H, polyester/polyolefin, red, 500 pc. package quantity. | RL | 1 | 2 | 1 | 270.21
07498311127 | M300X050Y6C | P1 Marker Plate Cass,3"x.50",YL | The M300X050Y6C Polyester Marker Plate contains an integrated memory device for automatic formatting, recall of last legend used, and the number of labels remaining in the cassette. Marker plates are designed for use on larger diameter wire/cables and may | PC | 1 | 10 | 1 | 34.85
07498390996 | M300X050Y6T | TT,Poly/Po Marker Plate,3"x.5",YL | The M300X050Y6T Thermal Transfer Polyester/Polyolefin Non-Adhesive Marker Plate offers crisp, clear legends with superior legibility. The marker plate allows for mounting flexibility, attachable in a horizontal or vertical orientation. Designed for use w | RL | 1 | 2 | 1 | 257.35
07498311128 | M300X050Y7C | P1 Marker Plate Cass,3"x.50",WH | White, marker plate, 50/cassette. | PC | 1 | 10 | 1 | 34.85
07498390997 | M300X050Y7T | TT,Poly/Po Marker Plate,3"x.5",WH | The M300X050Y7T Thermal Transfer Polyester/Polyolefin Non-Adhesive Marker Plate offers crisp, clear legends with superior legibility. The marker plate allows for mounting flexibility, attachable in a horizontal or vertical orientation. Designed for use w | RL | 1 | 2 | 1 | 257.35
07498319383 | M300X100ACT | TT,Poly/Po Marker Plate,3"x1",BU | Thermal Transfer, marker plate, 3.00" W x 1.00" H, polyester/polyolefin, blue, 500 pc. package quantity. | RL | 1 | 2 | 1 | 317.27
07498319381 | M300X100AGT | TT,Poly/Po Marker Plate,3"x1",OR | Thermal Transfer, marker plate, 3.00" W x 1.00" H, polyester/polyolefin, orange, 500 pc. package quantity. | RL | 1 | 2 | 1 | 317.27
07498319380 | M300X100AIT | TT,Poly/Po Marker Plate,3"x1",RD | Thermal Transfer, marker plate, 3.00" W x 1.00" H, polyester/polyolefin, red, 500 pc. package quantity. | RL | 1 | 2 | 1 | 317.27
07498371333 | M300X100Y6T | TT,Poly/Po Marker Plate,3"x1",YL | The M300X100Y6T Thermal Transfer Polyester/Polyolefin Non-Adhesive Marker Plate offers crisp, clear legends with superior legibility. The marker plate allows for mounting flexibility, attachable in a horizontal or vertical orientation. Designed for use w | RL | 1 | 2 | 1 | 302.17
07498371334 | M300X100Y7T | TT,Poly/Po Marker Plate,3"x1",WH | The M300X100Y7T Thermal Transfer Polyester/Polyolefin Non-Adhesive Marker Plate offers crisp, clear legends with superior legibility. The marker plate allows for mounting flexibility, attachable in a horizontal or vertical orientation. Designed for use w | RL | 1 | 2 | 1 | 302.17
07498358498 | MACC25-A-C | CordClip,MetalAdh,.25"Bdl,PK100 | Panduit MACC25-A-C Metal Adhesive Cord Clips can be opened and closed without damaging clip in order to remove or add cables quickly and easily. For use in indoor environments and with bundles of no more than 0.25” (6.4mm) in diameter. It uses rubber adhe | C | 100 | 1000 | 100 | 62.54
07498398724 | MACC25-A-D | CordClip,MetalAdh,.25"Bdl,PK500 | Panduit MACC25-A-D Metal Adhesive Cord Clips can be opened and closed without damaging clip in order to remove or add cables quickly and easily. For use in indoor environments and with bundles of no more than 0.25” (6.4mm) in diameter. It uses rubber adhe | M | 1000 | 1000 | 500 | 500.78
07498312818 | MACC25-AV-D | CordClip,Metal,VHBAdh.,.25"Bdl,PK500 | Metal adhesive backed cord clip with VHB, .25" (6.4mm) bundle. | M | 1000 | 1000 | 500 | 733.61
07498358503 | MACC62-A-C | CordClip,MetalAdh.,.62"Bdl,PK100 | Metal adhesive backed cord clip, .62" (15.8mm) bundle, 100 pc. package quantity. | C | 100 | 1000 | 100 | 101.12
07498377583 | MACC62-A-D | CordClip,MetalAdh.,.62"Bdl,PK500 | Panduit MACC62-A-D Metal Adhesive Cord Clips can be opened and closed without damaging clip in order to remove or add cables quickly and easily. For use in indoor environments and with bundles of no more than 0.62” (15.8mm) in diameter. It uses rubber ad | M | 1000 | 500 | 500 | 809.32
07498312819 | MACC62-AV-C | CordClip,Metal,VHBAdh,.62"Bdl,PK100 | Metal adhesive backed cord clip with VHB, .62" (15.8mm) bundle. | C | 100 | 500 | 100 | 148.65
07498345341 | MBCEH-QR316 | CustomBanding,316SS,EH,TS1335,82'L,EA | Panduit® MBCEH-QR316 Custom-Length Continuous Banding can be cut to just the right length to guarantee a snug fit for your specific project. Plus, the banding is built with 316 stainless steel and a tough polyester coating, so it can withstand brutal we | PC | 1 | 1 | 1 | 214.51
07498345340 | MBCH-QR316 | CustomBanding,316SS,H,TS1112,82'L,EA | Panduit® Custom-Length Continuous Banding can be cut to just the right length to guarantee a snug fit for your specific project. Plus, the banding is built with 316 stainless steel and a tough polyester coating, so it can withstand brutal wear-and-tear | PC | 1 | 1 | 1 | 150.17
07498345342 | MBCSH-QR316 | CustomBanding,316SS,SH,TS2000,82'L,EA | Panduit® Custom-Length Continuous Banding can be cut to just the right length to guarantee a snug fit for your specific project. Plus, the banding is built with 316 stainless steel and a tough polyester coating, so it can withstand brutal wear-and-tear | PC | 1 | 1 | 1 | 306.43
07498344653 | MBEH-TLR | CustomBanding,304SS,EH,TS1335,250'L,EA | Panduit® Custom-Length Continuous Banding can be cut to just the right length to guarantee a snug fit for your specific project. Plus, the banding is built with 304 stainless steel, so it suits indoor and outdoor environments. Extra-heavy, 250'L (76m), | RL | 1 | 1 | 1 | 297.31
07498354367 | MBH-MR | CustomBanding,304SS,H,TS1112,1000'L,EA | The MBH-MR Pan-Steel® custom length, continuous banding is made of 304 Stainless Steel for general purpose (indoor and outdoor) applications. Can be cut to length in the field for application versatility. Convenient product packaging offers a metric and e | RL | 1 | 1 | 1 | 722.28
07498354368 | MBH-MR316 | CustomBanding,316SS,H,TS1112,1000'L,EA | Panduit® Custom-Length Continuous Banding can be cut to just the right length to guarantee a snug fit for your specific project. Plus, the banding is built with 316 stainless steel, so it can withstand harsh environments. Heavy, 1000'L (305m), Tensile St | RL | 1 | 1 | 1 | 876.63
07498354384 | MBH-TLR | CustomBanding,304SS,H,TS1112,250'L,EA | The MBH-TLR Pan-Steel® custom length, continuous banding is made of 304 Stainless Steel for general purpose (indoor and outdoor) applications. Can be cut to length in the field for application versatility. Convenient product packaging offers a metric and | RL | 1 | 1 | 1 | 217.8
07498354383 | MBH-TLR316 | CustomBanding,316SS,H,TS1112,250'L,EA | Panduit® Custom-Length Continuous Banding can be cut to just the right length to guarantee a snug fit for your specific project. Plus, the banding is built with 316 stainless steel, so it can withstand harsh environments. Heavy, 250'L (76m), Tensile Stre | RL | 1 | 1 | 1 | 281.04
07498346172 | MBMS-S10-CY | CableTieMnt,Mtl,#10Screw,PK100 | The metal screw-on mount in natural uses a #10 (M5) screw. It is made of aluminum and used with miniature, intermediate, and standard cable ties. It is designed for indoor and outdoor environments and comes in packages of 100. | C | 100 | 1000 | 100 | 38.64
07498346173 | MBMS-S10-MY | CableTieMnt,Mtl,#10Screw,PK1000 | Panduit MBMS-S10-MY Screw Applied Metal Mounting Bases provide a secure support in demanding applications. Designed for use in indoor and outdoor environments and with #10 (M5) screws. Use with miniature, intermediate and standard cable ties. Made of Alum | M | 1000 | 5000 | 1000 | 237.37
07498335982 | MBS-MR | CustomBanding,304SS,STD,TS445,1000'L,EA | Panduit® Custom-Length Continuous Banding can be cut to just the right length to guarantee a snug fit for your specific project. Plus, the banding is built with 304 stainless steel, so it suits indoor and outdoor environments. Standard, 1000'L (305m), Te | RL | 1 | 1 | 1 | 647.68
07498335984 | MBS-MR316 | CustomBanding,316SS,STD,TS445,1000'L,EA | Panduit® Custom-Length Continuous Banding can be cut to just the right length to guarantee a snug fit for your specific project. Plus, the banding is built with 316 stainless steel, so it can withstand harsh environments. Standard, 1000'L (305m), Tensile | RL | 1 | 1 | 1 | 786.09
07498335983 | MBS-TLR | CustomBanding,304SS,STD,TS445,250'L,EA | Panduit® Custom-Length Continuous Banding can be cut to just the right length to guarantee a snug fit for your specific project. Plus, the banding is built with 304 stainless steel, so it suits indoor and outdoor environments. Standard, 250'L (76m), Tens | RL | 1 | 1 | 1 | 178.22
07498335985 | MBS-TLR316 | CustomBanding,316SS,STD,TS445,250'L,EA | Panduit® Custom-Length Continuous Banding can be cut to just the right length to guarantee a snug fit for your specific project. Plus, the banding is built with 316 stainless steel, so it can withstand harsh environments. Standard, 250'L (76m), Tensile S | RL | 1 | 1 | 1 | 229.96
07498344623 | MBSH-TR | CustomBanding,304SS,SH,TS2000,200'L,EA | Panduit® Custom-Length Continuous Banding can be cut to just the right length to guarantee a snug fit for your specific project. Plus, the banding is built with 304 stainless steel, so it suits indoor and outdoor environments. Super-heavy, 200'L (61m), T | RL | 1 | 1 | 1 | 355.58
07498374286 | MC100X100IG2 | NAR Metric DCT,PVC,100mmx100mmx2M,LG,2MT | The MC100X100IG2 Panduct Lead-Free PVC Narrow Slot Wiring Duct is 99.6 mm x 97.8 mm (3.92" x 3.85"). It features a narrow slot/finger design that closely matches the spacing of high-density components. Upper and lower scorelines allow for easy finger/si | MR | 1 | 10 | 10 | 55.59
07498375233 | MC100X100WH2 | NAR Metric DCT,PVC,100mmx100mmx2M,WH,2MT | The MC100X100WH2 Panduct Lead-Free PVC Narrow Slot Wiring Duct is 99.6 mm x 97.8 mm (3.92" x 3.85"). It features a narrow slot/finger design that closely matches the spacing of high-density components. Upper and lower scorelines allow for easy finger/si | MR | 1 | 10 | 10 | 58.38
07498374287 | MC100X50IG2 | NAR Metric DCT,PVC,100mmx50mmx2M,LG,2MT | The MC100X50IG2 Panduct Lead-Free PVC Narrow Slot Wiring Duct is 99.6 mm x 48.0 mm (3.92" x 1.89"). It features a narrow slot/finger design that closely matches the spacing of high-density components. Upper and lower scorelines allow for easy finger/sid | MR | 1 | 10 | 10 | 45.32
07498374289 | MC100X75IG2 | NAR Metric DCT,PVC,100mmx75mmx2M,LG,2MT | The MC100X75IG2 Panduct Lead-Free PVC Narrow Slot Wiring Duct is 99.6 mm x 72.4 mm (3.92" x 2.85"). It features a narrow slot/finger design that closely matches the spacing of high-density components. Upper and lower scorelines allow for easy finger/sid | MR | 1 | 10 | 10 | 50.58
61305681308 | MC20071 | White 0.5mm2 Wire Guide for CP-881 Fmy |  | PC | 1 | 1 | 1
61305676140 | MC20073 | Red 1.0mm2 Wire Guide for CP-881 Fmy |  | PC | 1 | 1 | 1
61305676141 | MC20074 | Black 1.5mm2 Wire Guide for CP-881 Fmy |  | PC | 1 | 1 | 1
61305676528 | MC20075 | Blue 2.5mm2 Wire Guide for CP-881 Fmy |  | PC | 1 | 1 | 1
07498374290 | MC25X25IG2 | NAR Metric DCT,PVC,25mmx25mmx2M,LG,2MT | The MC25X25IG2 Panduct Lead-Free PVC Narrow Slot Wiring Duct is 24.6 mm x 23.6 mm (0.97" x 0.93"). It features a narrow slot/finger design that closely matches the spacing of high-density components. Upper and lower scorelines allow for easy finger/side | MR | 1 | 20 | 20 | 19.77
07498374291 | MC25X37IG2 | NAR Metric DCT,PVC,25mmx37mmx2M,LG,2MT | The MC25X37IG2 Panduct Lead-Free PVC Narrow Slot Wiring Duct is 24.6 mm x 35.8 mm (0.97" x 1.41"). It features a narrow slot/finger design that closely matches the spacing of high-density components. Upper and lower scorelines allow for easy finger/side | MR | 1 | 20 | 20 | 23.65
07498374292 | MC25X50IG2 | NAR Metric DCT,PVC,25mmx50mmx2M,LG,2MT | The MC25X50IG2 Panduct Lead-Free PVC Narrow Slot Wiring Duct is 24.6 mm x 47.8 mm (0.97" x 1.88"). It features a narrow slot/finger design that closely matches the spacing of high-density components. Upper and lower scorelines allow for easy finger/side | MR | 1 | 20 | 20 | 24.22
07498375238 | MC25X50WH2 | NAR Metric DCT,PVC,25mmx50mmx2M,WH,2MT | The MC25X50WH2 Panduct Lead-Free PVC Narrow Slot Wiring Duct is 24.6 mm x 47.8 mm (0.97" x 1.88"). It features a narrow slot/finger design that closely matches the spacing of high-density components. Upper and lower scorelines allow for easy finger/side | MR | 1 | 20 | 20 | 25.42
07498374307 | MC25X62IG2 | NAR Metric DCT,PVC,25mmx62mmx2M,LG,2MT | The MC25X62IG2 Panduct Lead-Free PVC Narrow Slot Wiring Duct is 24.6 mm x 59.7 mm (0.97" x 2.35"). It features a narrow slot/finger design that closely matches the spacing of high-density components. Upper and lower scorelines allow for easy finger/side | MR | 1 | 20 | 20 | 28.19
07498375253 | MC25X62WH2 | NAR Metric DCT,PVC,25mmx62mmx2M,WH,2MT | The MC25X62WH2 Panduct Lead-Free PVC Narrow Slot Wiring Duct is 24.6 mm x 59.7 mm (0.97" x 2.35"). It features a narrow slot/finger design that closely matches the spacing of high-density components. Upper and lower scorelines allow for easy finger/side | MR | 1 | 20 | 20 | 28.19
07498374293 | MC25X75IG2 | NAR Metric DCT,PVC,25mmx75mmx2M,LG,2MT | The MC25X75IG2 Panduct Lead-Free PVC Narrow Slot Wiring Duct is 24.6 mm x 72.4 mm (0.97" x 2.85"). It features a narrow slot/finger design that closely matches the spacing of high-density components. Upper and lower scorelines allow for easy finger/side | MR | 1 | 20 | 20 | 30.18
07498375239 | MC25X75WH2 | NAR Metric DCT,PVC,25mmx75mmx2M,WH,2MT | The MC25X75WH2 Panduct Lead-Free PVC Narrow Slot Wiring Duct is 24.6 mm x 72.4 mm (0.97" x 2.85"). It features a narrow slot/finger design that closely matches the spacing of high-density components. Upper and lower scorelines allow for easy finger/side | MR | 1 | 20 | 20 | 30.18
61305644884 | MC2AM10 | Red 1.0mm2 Stripping Cutter CP-881 Fmy |  | PC | 1 | 1 | 1
07498374295 | MC37X37IG2 | NAR Metric DCT,PVC,37mmx37mmx2M,LG,2MT | The MC37X37IG2 Panduct Lead-Free PVC Narrow Slot Wiring Duct is 37.1 mm x 35.8 mm (1.46" x 1.41"). It features a narrow slot/finger design that closely matches the spacing of high-density components. Upper and lower scorelines allow for easy finger/side | MR | 1 | 20 | 20 | 26.75
07498374296 | MC37X50IG2 | NAR Metric DCT,PVC,37mmx50mmx2M,LG,2MT | The MC37X50IG2 Panduct Lead-Free PVC Narrow Slot Wiring Duct is 37.1 mm x 47.8 mm (1.46" x 1.88"). It features a narrow slot/finger design that closely matches the spacing of high-density components. Upper and lower scorelines allow for easy finger/side | MR | 1 | 20 | 20 | 27.32
07498374308 | MC37X62IG2 | NAR Metric DCT,PVC,37mmx62mmx2M,LG,2MT | The MC37X62IG2 Panduct Lead-Free PVC Narrow Slot Wiring Duct is 37.1 mm x 59.7 mm (1.46" x 2.35"). It features a narrow slot/finger design that closely matches the spacing of high-density components. Upper and lower scorelines allow for easy finger/side | MR | 1 | 20 | 20 | 30.51
07498374297 | MC37X75IG2 | NAR Metric DCT,PVC,37mmx75mmx2M,LG,2MT | The MC37X75IG2 Panduct Lead-Free PVC Narrow Slot Wiring Duct is 37.1 mm x 72.4 mm (1.46" x 2.85"). It features a narrow slot/finger design that closely matches the spacing of high-density components. Upper and lower scorelines allow for easy finger/side | MR | 1 | 20 | 20 | 32.72
07498375243 | MC37X75WH2 | NAR Metric DCT,PVC,37mmx75mmx2M,WH,2MT | The MC37X75WH2 Panduct Lead-Free PVC Narrow Slot Wiring Duct is 37.1 mm x 72.4 mm (1.46" x 2.85"). It features a narrow slot/finger design that closely matches the spacing of high-density components. Upper and lower scorelines allow for easy finger/side | MR | 1 | 20 | 20 | 32.72
07498374298 | MC50X100IG2 | NAR Metric DCT,PVC,50mmx100mmx2M,LG,2MT | The MC50X100IG2 Panduct Lead-Free PVC Narrow Slot Wiring Duct is 49.5 mm x 97.8 mm (1.95" x 3.85"). It features a narrow slot/finger design that closely matches the spacing of high-density components. Upper and lower scorelines allow for easy finger/sid | MR | 1 | 10 | 10 | 40.5
07498375244 | MC50X100WH2 | NAR Metric DCT,PVC,50mmx100mmx2M,WH,2MT | The MC50X100WH2 Panduct Lead-Free PVC Narrow Slot Wiring Duct is 49.5 mm x 97.8 mm (1.95" x 3.85"). It features a narrow slot/finger design that closely matches the spacing of high-density components. Upper and lower scorelines allow for easy finger/sid | MR | 1 | 10 | 10 | 42.52
07498374300 | MC50X50IG2 | NAR Metric DCT,PVC,50mmx50mmx2M,LG,2MT | The MC50X50IG2 Panduct Lead-Free PVC Narrow Slot Wiring Duct is 49.5 mm x 47.8 mm (1.95" x 1.88"). It features a narrow slot/finger design that closely matches the spacing of high-density components. Upper and lower scorelines allow for easy finger/side | MR | 1 | 20 | 20 | 28.02
07498375246 | MC50X50WH2 | NAR Metric DCT,PVC,50mmx50mmx2M,WH,2MT | The MC50X50WH2 Panduct Lead-Free PVC Narrow Slot Wiring Duct is 49.5 mm x 47.8 mm (1.95" x 1.88"). It features a narrow slot/finger design that closely matches the spacing of high-density components. Upper and lower scorelines allow for easy finger/side | MR | 1 | 20 | 20 | 29.43
07498374301 | MC50X75IG2 | NAR Metric DCT,PVC,50mmx75mmx2M,LG,2MT | The MC50X75IG2 Panduct Lead-Free PVC Narrow Slot Wiring Duct is 49.5 mm x 72.4 mm (1.95" x 2.85"). It features a narrow slot/finger design that closely matches the spacing of high-density components. Upper and lower scorelines allow for easy finger/side | MR | 1 | 10 | 10 | 34.69
07498375247 | MC50X75WH2 | NAR Metric DCT,PVC,50mmx75mmx2M,WH,2MT | The MC50X75WH2 Panduct Lead-Free PVC Narrow Slot Wiring Duct is 49.5 mm x 72.4 mm (1.95" x 2.85"). It features a narrow slot/finger design that closely matches the spacing of high-density components. Upper and lower scorelines allow for easy finger/side | MR | 1 | 10 | 10 | 36.41
07498374309 | MC62X62IG2 | NAR Metric DCT,PVC,62mmx62mmx2M,LG,2MT | The MC62X62IG2 Panduct Lead-Free PVC Narrow Slot Wiring Duct is 62.0 mm x 59.7 mm (2.44" x 2.35"). It features a narrow slot/finger design that closely matches the spacing of high-density components. Upper and lower scorelines allow for easy finger/side | MR | 1 | 20 | 20 | 37.68
07498374302 | MC75X100IG2 | NAR Metric DCT,PVC,75mmx100mmx2M,LG,2MT | The MC75X100IG2 Panduct Lead-Free PVC Narrow Slot Wiring Duct is 74.7 mm x 97.8 mm (2.94" x 3.85"). It features a narrow slot/finger design that closely matches the spacing of high-density components. Upper and lower scorelines allow for easy finger/sid | MR | 1 | 10 | 10 | 49.87
07498375248 | MC75X100WH2 | NAR Metric DCT,PVC,75mmx100mmx2M,WH,2MT | The MC75X100WH2 Panduct Lead-Free PVC Narrow Slot Wiring Duct is 74.7 mm x 97.8 mm (2.94" x 3.85"). It features a narrow slot/finger design that closely matches the spacing of high-density components. Upper and lower scorelines allow for easy finger/sid | MR | 1 | 10 | 10 | 52.35
07498374303 | MC75X50IG2 | NAR Metric DCT,PVC,75mmx50mmx2M,LG,2MT | The MC75X50IG2 Panduct Lead-Free PVC Narrow Slot Wiring Duct is 74.7 mm x 48.0 mm (2.94" x 1.89"). It features a narrow slot/finger design that closely matches the spacing of high-density components. Upper and lower scorelines allow for easy finger/side | MR | 1 | 20 | 20 | 37.93
07498374310 | MC75X62IG2 | NAR Metric DCT,PVC,75mmx62mmx2M,LG,2MT | The MC75X62IG2 Panduct Lead-Free PVC Narrow Slot Wiring Duct is 74.7 mm x 59.7 mm (2.94" x 2.35"). It features a narrow slot/finger design that closely matches the spacing of high-density components. Upper and lower scorelines allow for easy finger/side | MR | 1 | 20 | 20 | 41.82
07498375256 | MC75X62WH2 | NAR Metric DCT,PVC,75mmx62mmx2M,WH,2MT | The MC75X62WH2 Panduct Lead-Free PVC Narrow Slot Wiring Duct is 74.7 mm x 59.7 mm (2.94" x 2.35"). It features a narrow slot/finger design that closely matches the spacing of high-density components. Upper and lower scorelines allow for easy finger/side | MR | 1 | 20 | 20 | 41.82
07498374304 | MC75X75IG2 | NAR Metric DCT,PVC,75mmx75mmx2M,LG,2MT | The MC75X75IG2 Panduct Lead-Free PVC Narrow Slot Wiring Duct is 74.7 mm x 72.4 mm (2.94" x 2.85"). It features a narrow slot/finger design that closely matches the spacing of high-density components. Upper and lower scorelines allow for easy finger/side | MR | 1 | 10 | 10 | 42
07498358512 | MCEH-S25-C0 | LashingTieMt.Clip,1/4inScrew,PK100 | The lashing tie mounting clip in black is made of weather-resistant nylon 6.6. It is 1.38" long x 0.67 wide (35 x 17 mm). It is applied with a 1/4" (M6) screw and is designed for indoor and outdoor environments. It comes in packages of 100. | M | 1000 | 1000 | 100 | 1214.72
07498358450 | MCMS12-P-C | CblTieMnt,Clip-On,.31H,Steel,PK100 | Panduit MCMS12-P-C Metal Clip-On Mounts enable attachment to sheet metal edges for fast mounting of harness with cable ties. The 4-way cable tie entry feature, allows easy harness orientation. For use in indoor environments and with panels no thicker than | C | 100 | 500 | 100 | 94.1
07498316730 | MCMS12-PJ-C | Cable Tie Mount, Metal Clip-On, Mechanic | Panduit MCMS12-PJ-C Metal Clip-On Mounts enable attachment to sheet metal edges for fast mounting of harness with cable ties. The 4-way cable tie entry feature, allows easy harness orientation. For use in outdoor environments and with panels no thicker th | C | 100 | 500 | 100 | 96.68
07498364254 | MCMS25-P-C | CblTieMnt,Clip-On,.46H,Steel,PK100 | Panduit MCMS25-P-C Metal Clip-On Mounts enable attachment to sheet metal edges for fast mounting of harness with cable ties. The 4-way cable tie entry feature, allows easy harness orientation. For use in indoor environments and with panels no thicker than | C | 100 | 500 | 100 | 102.86
07498385526 | MCMS30-P-C | CblTieMnt,Clip-On,.55H,Steel,PK100 | Panduit MCMS30-P-C Metal Clip-On Mounts enable attachment to sheet metal edges for fast mounting of harness with cable ties. The 4-way cable tie entry feature, allows easy harness orientation. For use in indoor environments and with panels no thicker than | C | 100 | 500 | 100 | 112.11
61305676668 | MEC100-2PV-C | Metal Edge Clip, 1 to 2 PV Wires, 0.100" | Stainless Steel Metal Edge Clip for Solar Applications. Can be installed on a Panel thickness ranging from 0.051" to 0.098" and can accommodate 1 or 2 wires with a diameter range of 0.200" to 0.300". Use when cable orientation is Parallel to the Outer edg | C | 100 | 500 | 100 | 63.83
61305676670 | MEC100-90-2PV-C | Metal Edge Clip, 1 to 2 PV Wires, 90˚, | Stainless Steel Metal Edge Clip for Solar Applications. Can be installed on a Panel thickness ranging from 0.051" to 0.098" and can accommodate 1 or 2 wires with a diameter range of 0.200" to 0.300". Use when cable orientation is Perpendicular to the Oute | C | 100 | 500 | 100 | 67.65
61305676669 | MEC100-90-PV-C | Metal Edge Clip, 1 to 2 USE-2 Wires, 90 | Stainless Steel Metal Edge Clip for Solar Applications. Can be installed on a Panel thickness ranging from 0.051" to 0.098" and can accommodate 1 or 2 wires with a diameter range of 0.161" to 0.240". Use when cable orientation is Perpendicular to the Oute | C | 100 | 500 | 100 | 67.65
61305676667 | MEC100-PV-C | Metal Edge Clip, 1 to 2 USE-2 Wires, 0.1 | Stainless Steel Metal Edge Clip for Solar Applications. Can be installed on a Panel thickness ranging from 0.051" to 0.098" and can accommodate 1 or 2 wires with a diameter range of 0.161" to 0.240". Use when cable orientation is Parallel to the Outer edg | C | 100 | 500 | 100 | 63.83
61305678695 | MEC125-4PV-C | Metal Edge Clip, 1 to 4 PV wires, 0.125" | The MEC125-4PV-C 4-wire metal edge clip is made of stainless steel. It can be installed on a Panel thickness ranging from 0.051" to .125" (1.3mm to 3.2mm) and can accommodate up to 4 wires with a diameter range of .200" to .295" (5.1mm to 7.5mm). Use whe | C | 100 | 100 | 100 | 69.89
61305678696 | MEC250-4PV-C | Metal Edge Clip, 1 to 4 PV wires, 0.250" | The MEC250-4PV-C 4-wire metal edge clip is made of stainless steel. It can be installed on a Panel thickness ranging from 0.125" to .250" (3.2mm to 6.4mm) and can accommodate up to 4 wires with a diameter range of .200" to .295" (5.1mm to 7.5mm). Use whe | C | 100 | 100 | 100 | 71.54
07498332073 | MEHT187 | Embossing Hand Tool,EA | The MEHT187 Metal Embossing Hand Tool and Tap System includes the tools, additional marking wheel, carrying case, one roll each META (aluminum), and METS (stainless seal) tape. The Embossing Tool is lightweight, compact, portable, and embosses 3/16" char | PC | 1 | 1 | 1 | 974.45
07498386275 | META-X | Embossing Tape,AL,.5"x16',PK10 | The META-X Aluminum Tape is perfect for indoor or outdoor use. Design for use with MEHT187 Metal Embossing Hand Tool. Allows for 1 line of text. 0.5' x 192" (12.7 mm x 4877 mm). Color Silver. 10 rolls per package. | RL | 1 | 10 | 10 | 9.4
07498334208 | METS3-X | Embossing Tape,SS 316,.5"x21',PK10 | The METS3-X Stainless Steel Tape is perfect for indoor or outdoor use. Design for use with MEHT187 Metal Embossing Hand Tool. Allows for 1 line of text. 316 grade stainless steel. 0.5' x 252" (12.7 mm x 6401 mm). Color Silver. 10 rolls per package. | RL | 1 | 10 | 10 | 20.42
07498386277 | METS4-X | Embossing Tape,SS 304,.5"x21',PK10 | The METS4-X Stainless Steel Tape is perfect for indoor or outdoor use. Design for use with MEHT187 Metal Embossing Hand Tool. Allows for 1 line of text. 304 grade stainless steel. 0.5' x 252" (12.7 mm x 6401 mm). Color Silver. 10 rolls per package. | RL | 1 | 10 | 10 | 15.61
07498399805 | MIM094 | Metal Indenting Machine,.094" | Indenting machine with 3/32" (2.38mm) character wheel, 11.25" (286mm) x 16.25" (413mm) x 11.75" (298mm), 41 lbs. (18.6 kg) | PC | 1 | 1 | 1 | 4569.87
07498399806 | MIM125 | Metal Indenting Machine,.125" | Indenting machine with 1/8" (3.18mm) character wheel, 11.25" (286mm) x 16.25" (413mm) x 11.75" (298mm), 41 lbs. (18.6 kg) | PC | 1 | 1 | 1 | 4569.87
07498399807 | MIM187 | Metal Indenting Machine,.187" | The MIM187 Metal Indenting Machine provides quick, easy, and permanent identification with Panduit Marker Plates and Cable Ties and Stainless Steel Marker Plates, Tags, Cable Ties, and Straps. The automatic table indexing advances material forward for c | PC | 1 | 1 | 1 | 4569.87
07498399808 | MIW094 | Wheel Kit For MIM094,.094" | 3/32" (2.38mm) character wheel kit (wheel and indexing gear). | PC | 1 | 1 | 1 | 1612.12
07498399809 | MIW125 | Wheel Kit For MIM125,.187" | 1/8" (3.18mm) character wheel kit (wheel and indexing gear). | PC | 1 | 1 | 1 | 1612.12
07498399811 | MIW187 | Wheel Kit For MIM187,.187" | 3/16" (4.77mm) character wheel kit (wheel and indexing gear). | PC | 1 | 1 | 1 | 1612.12
07498359624 | ML1/0-LY | Cu Mech Lug,#8 SOL-1/0 STR,5/16Stud,PK50 | The ML1/0-LY Mechanical Cable Lug one-hole copper, single barrel, is made from high strength electrolytic copper to provide premium electrical and mechanical performance for wide wire range-taking capability that helps minimize inventory requirements. The | C | 100 | 50 | 1 | 811.4
07498359628 | ML4-CY | Cu Mech Lug,#14 SOL-#4 STR,1/4Stud,PK100 | The ML4-CY Mechanical Cable Lug one-hole copper, single barrel, is made from high strength electrolytic copper to provide premium electrical and mechanical performance for wide wire range-taking capability that helps minimize inventory requirements. The p | C | 100 | 100 | 1 | 358.98
07498359629 | ML4T-CY | SGLLug,14AWG,4AWG,.25in stud,PK100 | The ML4T-CY Tin-Plated Mechanical Cable Lug one-hole copper, single barrel, is made from high strength electrolytic copper to provide premium electrical and mechanical performance for wide wire range-taking capability that helps minimize inventory require | C | 100 | 100 | 1 | 568.77
07498344594 | MLT10EH-LP | PanSteelTie,304SS,EH,35.9L,TS2670,PK50 | Pan-Steel® Self-locking Cable Ties speed up installation with a unique self-locking head design that locks into any part of the tie. Plus, the smooth edges of 304 stainless steel promote worker safety in indoor environments. Extra-heavy cross section, Max | M | 1000 | 50 | 50 | 4948.19
07498354393 | MLT10H-LP | PanSteelTie,304SS,H,33L,TS2000,PK50 | The MLT10H-LP Pan-Steel® 304 grade stainless steel cable tie speeds up installation with a patented, wide entry self-locking head that eases band threading and insertion. Unique locking ramp design and strengthening ribs allows the tie to lock into place | M | 1000 | 50 | 50 | 3623.87
07498354394 | MLT10H-LP316 | PanSteelTie,316SS,H,33L,TS2000,PK50 | Pan-Steel® Self-locking Cable Ties speed up installation with a unique self-locking head design that locks into any part of the tie. Plus, the smooth edges of 316 stainless steel promote worker safety in indoor, outdoor and underground environments. Heavy | M | 1000 | 50 | 50 | 4711.04
07498327986 | MLT10S-CP | PanSteelTie,304SS,STD,33L,TS890,PK100 | The MLT10S-CP Pan-Steel® 304 grade stainless steel cable tie speeds up installation with a patented, wide entry self-locking head that eases band threading and insertion. Unique locking ramp design and strengthening ribs allows the tie to lock into place | M | 1000 | 100 | 100 | 3019.84
07498327987 | MLT10S-CP316 | PanSteelTie,316SS,STD,33L,TS890,PK100 | Pan-Steel® Self-locking Cable Ties speed up installation with a unique self-locking head design that locks into any part of the tie. Plus, the smooth edges of 316 stainless steel promote worker safety in indoor, outdoor and underground environments. Stand | M | 1000 | 100 | 100 | 3925.8
07498344613 | MLT10SH-LP | PanSteelTie,304SS,SH,35.9L,TS4005,PK50 | Pan-Steel® Self-locking Cable Ties speed up installation with a unique self-locking head design that locks into any part of the tie. Plus, the smooth edges of 304 stainless steel promote worker safety in indoor environments. Super-heavy cross section, Max | M | 1000 | 50 | 50 | 7397.63
07498378657 | MLT10SH-LP316 | PanSteelTie,316SS,SH,35.9L,TS4005,PK50 | Pan-Steel® Self-locking Cable Ties speed up installation with a unique self-locking head design that locks into any part of the tie. Plus, the smooth edges of 316 stainless steel promote worker safety in indoor, outdoor and underground environments. Super | M | 1000 | 50 | 50 | 9617.08
07498376515 | MLT10WH-LP | MLTWaveTie,304SS,H,TS2000,33L,PK25 | Panduit® MLT Wave-Ty® Ties readily expand and contract to accommodate electric heat trace applications. Plus, ties are built with 304 stainless steel, so it is perfectly suited for indoor and outdoor environments. Heavy, 33.0 (838mm), Tensile Strength: 2 | M | 1000 | 50 | 50 | 4748.75
07498379687 | MLT10WH-LP316 | MLTWaveTie,316SS,H,TS2000,33L,PK25 | Panduit® MLT Wave-Ty® Ties readily expand and contract to accommodate electric heat trace applications. Plus, ties are built with 316 stainless steel, so it is perfectly suited for harsh and difficult environments. Heavy, 33.0L (838mm), Tensile Strength: | M | 1000 | 50 | 50 | 6173.29
07498344595 | MLT12EH-Q | PanSteelTie,304SS,EH,42.2L,TS2670,PK25 | Pan-Steel® Self-locking Cable Ties speed up installation with a unique self-locking head design that locks into any part of the tie. Plus, the smooth edges of 304 stainless steel promote worker safety in indoor environments. Extra-heavy cross section, Max | M | 1000 | 25 | 25 | 6185
07498344635 | MLT12EH15-Q | PanSteelTie,304SS,EH,42.2L,TS3115,PK25 | Pan-Steel® Self-locking Cable Ties speed up installation with a unique self-locking head design that locks into any part of the tie. Plus, the smooth edges of 304 stainless steel promote worker safety in indoor environments. Extra-heavy cross section, Max | M | 1000 | 25 | 25 | 6774.05
07498378656 | MLT12EH15-Q316 | PanSteelTie,316SS,EH,42.2L,TS3115,PK25 | Pan-Steel® Self-locking Cable Ties speed up installation with a unique self-locking head design that locks into any part of the tie. Plus, the smooth edges of 316 stainless steel promote worker safety in indoor, outdoor and underground environments. Extra | M | 1000 | 25 | 25 | 9246.67
07498334371 | MLT12H-Q | PanSteelTie,304SS,H,39.3L,TS2000,PK25 | The MLT12H-Q self-locking cable tie speeds up installation with a unique self-locking head design that locks into place at any part of the tie body. The smooth surfaces and rounded edges assure cable protection and worker safety while providing a strong, | M | 1000 | 25 | 25 | 4529.84
07498334370 | MLT12S-Q | PanSteelTie,304SS,STD,39.3L,TS890,PK25 | Pan-Steel® Self-locking Cable Ties speed up installation with a unique self-locking head design that locks into any part of the tie. Plus, the smooth edges of 304 stainless steel promote worker safety in indoor environments. Standard cross section, Max bu | M | 1000 | 25 | 25 | 3774.88
07498344614 | MLT12SH-Q | PanSteelTie,304SS,SH,42.2L,TS4005,PK25 | Pan-Steel® Self-locking Cable Ties speed up installation with a unique self-locking head design that locks into any part of the tie. Plus, the smooth edges of 304 stainless steel promote worker safety in indoor environments. Super-heavy cross section, Max | M | 1000 | 25 | 25 | 9246.41
07498378658 | MLT12SH-Q316 | PanSteelTie,316SS,SH,42.2L,TS4005,PK25 | Pan-Steel® Self-locking Cable Ties speed up installation with a unique self-locking head design that locks into any part of the tie. Plus, the smooth edges of 316 stainless steel promote worker safety in indoor, outdoor and underground environments. Super | M | 1000 | 25 | 25 | 11447.95
07498334373 | MLT14H-Q | PanSteelTie,304SS,H,45.5L,TS2000,PK25 | The MLT14H-Q Pan-Steel® 304 grade stainless steel cable tie speeds up installation with a patented, wide entry self-locking head that eases band threading and insertion. Unique locking ramp design and strengthening ribs allows the tie to lock into place | M | 1000 | 25 | 25 | 5571.77
07498334372 | MLT14S-Q | PanSteelTie,304SS,STD,45.5L,TS890,PK25 | Pan-Steel® Self-locking Cable Ties speed up installation with a unique self-locking head design that locks into any part of the tie. Plus, the smooth edges of 304 stainless steel promote worker safety in indoor environments. Standard cross section, Max bu | M | 1000 | 25 | 25 | 4875.26
07498346388 | MLT15S-Q | PanSteelTie,304SS,STD,49.2L,TS890,PK25 | Pan-Steel® Self-locking Cable Ties speed up installation with a unique self-locking head design that locks into any part of the tie. Plus, the smooth edges of 304 stainless steel promote worker safety in indoor environments. Standard cross section, Max bu | M | 1000 | 25 | 25 | 5460.38
07498369682 | MLT1H-LPAL | PanAlumTie,Alum,H,5.5L,TS222,PK50 | Pan-Alum™ Self-locking Cable Ties speed up installation with a unique self-locking head design that locks into any part of the tie. Plus, the smooth edges of lightweight, flexible aluminum promote worker safety. Heavy cross section, Max bundle diameter: 1 | M | 1000 | 250 | 50 | 1066.11
07498354409 | MLT1S-CP | PanSteelTie,304SS,STD,5L,TS890,PK100 | The MLT1S-CP self-locking cable tie speeds up installation with a unique self-locking head design that locks into place at any part of the tie body. The smooth surfaces and rounded edges assure cable protection and worker safety while providing a strong, | M | 1000 | 100 | 100 | 1040.79
07498354396 | MLT1S-CP316 | PanSteelTie,316SS,STD,5L,TS890,PK100 | The MLT1S-CP316 Pan-Steel® 316 grade stainless steel cable tie speeds up installation with a patented, wide entry self-locking head that eases band threading and insertion. Unique locking ramp design and strengthening ribs allows the tie to lock into pla | M | 1000 | 100 | 100 | 1353.03
07498350026 | MLT2.7H-LP | PanSteelTie,304SS,H,10.2L,TS2000,PK50 | The MLT2.7H-LP Pan-Steel® 304 grade stainless steel cable tie speeds up installation with a patented, wide entry self-locking head that eases band threading and insertion. Unique locking ramp design and strengthening ribs allows the tie to lock into plac | M | 1000 | 50 | 50 | 1399.66
07498344154 | MLT2.7H-LP316 | PanSteelTie,316SS,H,10.2L,TS2000,PK50 | Pan-Steel® Self-locking Cable Ties speed up installation with a unique self-locking head design that locks into any part of the tie. Plus, the smooth edges of 316 stainless steel promote worker safety in indoor, outdoor and underground environments. Heavy | M | 1000 | 50 | 50 | 1910.55
07498338963 | MLT2.7S-CP | PanSteelTie,304SS,STD,10.2L,TS890,PK100 | The MLT2.7S-CP self-locking cable tie speeds up installation with a unique self-locking head design that locks into place at any part of the tie body. The smooth surfaces and rounded edges assure cable protection and worker safety while providing a strong | M | 1000 | 100 | 100 | 1161.77
07498344151 | MLT2.7S-CP316 | PanSteelTie,316SS,STD,10.2L,TS890,PK100 | Pan-Steel® Self-locking Cable Ties speed up installation with a unique self-locking head design that locks into any part of the tie. Plus, the smooth edges of 316 stainless steel promote worker safety in indoor, outdoor and underground environments. Stand | M | 1000 | 100 | 100 | 1510.3
07498379720 | MLT2.7WH-LP316 | MLTWaveTie,316SS,H,TS2000,10.2L,PK50 | Panduit® MLT Wave-Ty® Ties readily expand and contract to accommodate electric heat trace applications. Plus, ties are built with 316 stainless steel, so it is perfectly suited for harsh and difficult environments. Heavy, 10.2L (259mm), Tensile Strength: | M | 1000 | 50 | 50 | 2283.59
07498342165 | MLT2.7WLH-LP | MLTWaveTie,304SS,LH,TS1112,10.2L,PK50 | Panduit® MLT Wave-Ty® Ties readily expand and contract to accommodate electric heat trace applications. Plus, ties are built with 304 stainless steel, so it is perfectly suited for indoor and outdoor environments. Light-heavy, 10.2L (259mm), Tensile Stre | M | 1000 | 250 | 50 | 1610.36
07498344150 | MLT2.7WS-LP | MLTWaveTie,304SS,STD,TS890,10.2L,PK50 | The MLT2.7WS-LP Wave-Ty® Stainless Steel Cable Tie readily expands and contracts to accommodate electric heat trace applications. These ties are built with 304 stainless steel, so it is perfectly suited for indoor and outdoor environments. Standard, 10.2L | M | 1000 | 250 | 50 | 1394.35
07498348351 | MLT2DH-L | DoubleWrapTie,304SS,H,18.5L,TS2670,PK50 | Pan-Steel® Double Wrapped Self-locking Cable Ties speed up installation with a unique self-locking head design that locks into any part of the tie. Plus, the smooth and safe 304 AISI stainless steel cable tie passes through the head twice, providing addit | M | 1000 | 50 | 50 | 1976.29
07498360957 | MLT2EH-LP | PanSteelTie,304SS,EH,11.8L,TS2670,PK50 | Pan-Steel® Self-locking Cable Ties speed up installation with a unique self-locking head design that locks into any part of the tie. Plus, the smooth edges of 304 stainless steel promote worker safety in indoor environments. Extra-heavy cross section, Max | M | 1000 | 50 | 50 | 1745.88
07498360968 | MLT2EH-LP316 | PanSteelTie,316SS,EH,11.8L,TS2670,PK50 | Pan-Steel® Self-locking Cable Ties speed up installation with a unique self-locking head design that locks into any part of the tie. Plus, the smooth edges of 316 stainless steel promote worker safety in indoor, outdoor and underground environments. Extra | M | 1000 | 50 | 50 | 2269.61
07498354385 | MLT2H-LP | PanSteelTie,304SS,H,7.9L,TS2000,PK50 | The MLT2H-LP Pan-Steel® 304 grade stainless steel cable tie speeds up installation with a patented, wide entry self-locking head that eases band threading and insertion. Unique locking ramp design and strengthening ribs allows the tie to lock into place | M | 1000 | 250 | 50 | 1279
07498354386 | MLT2H-LP316 | PanSteelTie,316SS,H,7.9L,TS2000,PK50 | The MLT2H-LP316 Pan-Steel® 316 grade stainless steel cable tie speeds up installation with a patented, wide entry self-locking head that eases band threading and insertion. Unique locking ramp design and strengthening ribs allows the tie to lock into pla | M | 1000 | 50 | 50 | 1662.74
07498323315 | MLT2H-LP321 | MLTWaveTie,321SS,H,7.9L,PK50 | Panduit® MLT2H-LP321 MLT Wave-Ty™ Ties readily expand and contract to accommodate electric heat trace applications. Plus, ties are built with 321 stainless steel, so it is perfectly suited for temperatures up to 1500 degrees Faranheit (816 degrees Celcius | M | 1000 | 50 | 50 | 2269.65
07498356692 | MLT2H-LPAL | PanAlumTie,Alum,H,7.9L,TS222,PK50 | Pan-Alum® Self-locking Cable Ties speed up installation with a unique self-locking head design that locks into any part of the tie. Plus, the smooth edges of lightweight, flexible aluminum promote worker safety. Heavy cross section, Max bundle diameter: 2 | M | 1000 | 250 | 50 | 1151.18
07498375417 | MLT2H-TL | MLTWaveTie,304SS,H,7.9L,PK250 | Pan-Steel® Self-locking Cable Ties speed up installation with a unique self-locking head design that locks into any part of the tie. Plus, the smooth edges of 304 stainless steel promote worker safety in indoor environments. Heavy, 7.9L (201mm), Bundles u | M | 1000 | 250 | 250 | 1240.64
07498342169 | MLT2LH-LP | PanSteelTie,304SS,LT-H,7.9L,TS1112,PK50 | Pan-Steel® Self-locking Cable Ties speed up installation with a unique self-locking head design that locks into any part of the tie. Plus, the smooth edges of 304 stainless steel promote worker safety in indoor environments. Light-heavy cross section, Max | M | 1000 | 250 | 50 | 1172.42
07498342174 | MLT2LH-LP316 | PanSteelTie,316SS,LT-H,7.9L,TS1112,PK50 | Pan-Steel® Self-locking Cable Ties speed up installation with a unique self-locking head design that locks into any part of the tie. Plus, the smooth edges of 316 stainless steel promote worker safety in indoor, outdoor and underground environments. Light | M | 1000 | 50 | 50 | 1600.34
07498354400 | MLT2S-CP | PanSteelTie,304SS,STD,7.9L,TS890,PK100 | The MLT2S-CP self-locking cable tie speeds up installation with a unique self-locking head design that locks into place at any part of the tie body. The smooth surfaces and rounded edges assure cable protection and worker safety while providing a strong, | M | 1000 | 100 | 100 | 1065.84
07498354399 | MLT2S-CP316 | PanSteelTie,316SS,STD,7.9L,TS890,PK100 | The MLT2S-CP316 self-locking cable tie speeds up installation with a unique self-locking head design that locks into place at any part along the tie body. The smooth surfaces and rounded edges assure cable protection and worker safety. Provides a strong, | M | 1000 | 100 | 100 | 1385.6
07498375415 | MLT2S-D | MLTWaveTie,304SS,STD,7.9L,PK500 | Panduit® MLT Wave-Ty™ Ties readily expand and contract to accommodate electric heat trace applications. Plus, ties are built with 304 stainless steel, so it is perfectly suited for indoor and outdoor environments. Standard, 7.9L (201mm), Bundles up to 2.0 | M | 1000 | 500 | 500 | 1033.85
07498328704 | MLT2S-L | PanSteelTie,304SS,STD,7.9L,TS890,PK50 | Pan-Steel® Self-locking Cable Ties speed up installation with a unique self-locking head design that locks into any part of the tie. Plus, the smooth edges of 304 stainless steel promote worker safety in indoor environments. Standard cross section, Max bu | C | 100 | 250 | 50 | 139.9
07498344650 | MLT4DEH-Q316 | DoubleWrapTie,316SS,EH,29.5,TS3560,PK25 | Pan-Steel® Double Wrapped Self-locking Cable Ties speed up installation with a unique self-locking head design that locks into any part of the tie. Plus, the smooth and safe 316 AISI stainless steel cable tie passes through the head twice, providing addit | M | 1000 | 25 | 25 | 4390.81
07498344628 | MLT4DEH15-Q316 | DoubleWrapTie,316SS,EH,29.5,TS4450,PK25 | The MLT4DEH15-Q316 self-locking cable cleat speeds up installation with a unique self-locking head that secures into any position along the band's length. The smooth and safe cable banding passes through the head twice, providing additional strength in sh | M | 1000 | 100 | 25 | 4808.78
07498348352 | MLT4DH-L | DoubleWrapTie,304SS,H,28L,TS2670,PK50 | The MLT4DH-L self-locking cable cleat speeds up installation with a unique self-locking head that secures into any position along the band's length. The smooth and safe cable banding passes through the head twice, providing additional strength in short ci | M | 1000 | 100 | 50 | 2519.86
07498344602 | MLT4DSH-Q | DoubleWrapTie,304SS,SH,29.5,TS5340,PK25 | The MLT4DSH-Q self-locking cable cleat speeds up installation with a unique self-locking head that secures into any position along the band's length. The smooth and safe cable banding passes through the head twice, providing additional strength in short c | M | 1000 | 100 | 25 | 5053.85
07498359317 | MLT4DSH-Q316 | DoubleWrapTie,316SS,SH,29.5,TS5340,PK25 | The MLT4DSH-Q316 self-locking cable cleat speeds up installation with a unique self-locking head that secures into any position along the band's length. The smooth and safe cable banding passes through the head twice, providing additional strength in shor | M | 1000 | 100 | 25 | 6251.56
07498344591 | MLT4EH-LP | PanSteelTie,304SS,EH,17.1L,TS2670,PK50 | Pan-Steel® Self-locking Cable Ties speed up installation with a unique self-locking head design that locks into any part of the tie. Plus, the smooth edges of 304 stainless steel promote worker safety in indoor environments. Extra-heavy cross section, Max | M | 1000 | 50 | 50 | 1951.23
07498344596 | MLT4EH-LP316 | PanSteelTie,316SS,EH,17.1L,TS2670,PK50 | Pan-Steel® Self-locking Cable Ties speed up installation with a unique self-locking head design that locks into any part of the tie. Plus, the smooth edges of 316 stainless steel promote worker safety in indoor, outdoor and underground environments. Extra | M | 1000 | 50 | 50 | 2534.34
07498344631 | MLT4EH15-LP | PanSteelTie,304SS,EH,17.1L,TS3115,PK50 | Pan-Steel® Self-locking Cable Ties speed up installation with a unique self-locking head design that locks into any part of the tie. Plus, the smooth edges of 304 stainless steel promote worker safety in indoor environments. Extra-heavy cross section, Max | M | 1000 | 50 | 50 | 2356.02
07498344636 | MLT4EH15-LP316 | PanSteelTie,316SS,EH,17.1L,TS3115,PK50 | The MLT4EH15-LP316 self-locking cable tie speeds up installation with a unique self-locking head design that locks into place at any part of the tie body. The smooth surfaces and rounded edges assure cable protection and worker safety while providing a st | M | 1000 | 50 | 50 | 2914.37
07498354387 | MLT4H-LP | PanSteelTie,304SS,H,14.3L,TS2000,PK50 | The MLT4H-LP self-locking cable tie speeds up installation with a unique self-locking head design that locks into place at any part of the tie body. The smooth surfaces and rounded edges assure cable protection and worker safety while providing a strong, | M | 1000 | 250 | 50 | 1531.11
07498354388 | MLT4H-LP316 | PanSteelTie,304SS,H,14.3L,TS2000,PK50 | The MLT4H-LP316 self-locking cable tie speeds up installation with a unique self-locking head design that locks into place at any part of the tie body. The smooth surfaces and rounded edges assure cable protection and worker safety while providing a stron | M | 1000 | 50 | 50 | 1990.41
07498323321 | MLT4H-LP321 | MLTWaveTie,321SS,H,14.3L,PK50 | Panduit® MLT Wave-Ty™ Ties readily expand and contract to accommodate electric heat trace applications. Plus, ties are built with 321 stainless steel, so it is perfectly suited for temperatures up to 1500 degrees Faranheit (816 degrees Celcius). Heavy, 14 | M | 1000 | 50 | 50 | 2716.84
07498356693 | MLT4H-LPAL | PanAlumTie,Alum,H,14.3L,TS222,PK50 | Pan-Alum® Self-locking Cable Ties speed up installation with a unique self-locking head design that locks into any part of the tie. Plus, the smooth edges of lightweight, flexible aluminum promote worker safety. Heavy cross section, Max bundle diameter: 4 | M | 1000 | 250 | 50 | 1418.43
07498375421 | MLT4H-TL | MLTWaveTie,304SS,H,14.3L,PK250 | Pan-Steel® Self-locking Cable Ties speed up installation with a unique self-locking head design that locks into any part of the tie. Plus, the smooth edges of 304 stainless steel promote worker safety in indoor environments. Heavy, 14.3L (363mm), Bundles | M | 1000 | 250 | 250 | 1455.94
07498375422 | MLT4H-TL316 | MLTWaveTie,316SS,H,14.3L,PK250 | Panduit® MLT Wave-Ty™ Ties readily expand and contract to accommodate electric heat trace applications. Plus, ties are built with 316 stainless steel, so it is perfectly suited for harsh and difficult environments. Heavy, 14.3L (363mm), Bundles up to 4.0 | M | 1000 | 250 | 250 | 1892.71
07498342170 | MLT4LH-LP | PanSteelTie,304SS,LT-H,14.3,TS1112,PK50 | The MLT4LH-LP self-locking cable tie speeds up installation with a unique self-locking head design that locks into place at any part of the tie body. The smooth surfaces and rounded edges assure cable protection and worker safety while providing a strong, | M | 1000 | 250 | 50 | 1403.48
07498342175 | MLT4LH-LP316 | PanSteelTie,316SS,LT-H,14.3,TS1112,PK50 | Pan-Steel® Self-locking Cable Ties speed up installation with a unique self-locking head design that locks into any part of the tie. Plus, the smooth edges of 316 stainless steel promote worker safety in indoor, outdoor and underground environments. Light | M | 1000 | 50 | 50 | 1824.42
07498354402 | MLT4S-CP | PanSteelTie,304SS,STD,14.3L,TS890,PK100 | The MLT4S-CP self-locking cable tie speeds up installation with a unique self-locking head design that locks into place at any part of the tie body. The smooth surfaces and rounded edges assure cable protection and worker safety while providing a strong, | M | 1000 | 100 | 100 | 1275.91
07498354401 | MLT4S-CP316 | PanSteelTie,316SS,STD,14.3L,TS890,PK100 | The MLT4S-CP316 self locking cable tie speeds up installation with a unique self-locking head design that locks into place at any part of the tie body. The smooth surfaces and rounded edges assure cable protection and worker safety while providing a stron | M | 1000 | 100 | 100 | 1658.56
07498375419 | MLT4S-D | MLTWaveTie,304SS,STD,14.3L,PK500 | The MLT4S-D Pan-Steel® 304 grade stainless steel cable tie speeds up installation with a patented, wide entry self-locking head that eases band threading and insertion. Unique locking ramp design and strengthening ribs allows the tie to lock into place at | M | 1000 | 500 | 500 | 1237.55
07498328707 | MLT4S-L | PanSteelTie,304SS,STD,14.3L,TS890,PK50 | Pan-Steel® Self-locking Cable Ties speed up installation with a unique self-locking head design that locks into any part of the tie. Plus, the smooth edges of 304 stainless steel promote worker safety in indoor environments. Standard cross section, Max bu | C | 100 | 250 | 50 | 159.45
07498344610 | MLT4SH-LP | PanSteelTie,304SS,SH,17.1L,TS4005,PK50 | Pan-Steel® Self-locking Cable Ties speed up installation with a unique self-locking head design that locks into any part of the tie. Plus, the smooth edges of 304 stainless steel promote worker safety in indoor environments. Super-heavy cross section, Max | M | 1000 | 50 | 50 | 2917.09
07498344615 | MLT4SH-LP316 | PanSteelTie,316SS,SH,17.1L,TS4005,PK50 | The MLT4SH-LP316 Pan-Steel® 316 grade stainless steel cable tie speeds up installation with a patented, wide entry self-locking head that eases band threading and insertion. Unique locking ramp design and strengthening ribs allows the tie to lock into pla | M | 1000 | 50 | 50 | 3788.83
07498376512 | MLT4WH-LP | MLTWaveTie,304SS,H,14.3L,PK50 | Panduit® MLT Wave-Ty® Ties readily expand and contract to accommodate electric heat trace applications. Plus, ties are built with 304 stainless steel, so it is perfectly suited for indoor and outdoor environments. Heavy, 14.3L (363mm), Bundles up to 4.0 | M | 1000 | 50 | 50 | 1873.11
07498379684 | MLT4WH-LP316 | MLTWaveTie,316SS,H,14.3L,PK50 | Panduit® MLT Wave-Ty® Ties readily expand and contract to accommodate electric heat trace applications. Plus, ties are built with 316 stainless steel, so it is perfectly suited for harsh and difficult environments. Heavy, 14.3L (363mm), Bundles up to 4.0 | M | 1000 | 50 | 50 | 2554.65
61305602350 | MLT4WH-TL316 | MLT Wave Tie, 316 SS, Heavy, 14.3" (362m | The MLT4WH-TL316 Wave-Ty® Stainless Steel Cable Tie readily expands and contracts to accommodate electric heat trace applications. The patented wave-form spring maintains greater installed tension on non-resilient objects. Built with 304 stainless steel, | M | 1000 | 250 | 250 | 2432.97
07498342166 | MLT4WLH-LP | MLTWaveTie,304SS,LH,14.3L,PK50 | Panduit® MLT Wave-Ty® Ties readily expand and contract to accommodate electric heat trace applications. Plus, ties are built with 304 stainless steel, so it is perfectly suited for indoor and outdoor environments. Light heavy, 14.3L (363mm), Bundles up t | M | 1000 | 50 | 50 | 1733.69
07498342162 | MLT4WS-LP | MLTWaveTie,304SS,STD,14.3L,PK50 | Panduit® MLT Wave-Ty® Ties readily expand and contract to accommodate electric heat trace applications. Plus, ties are built with 304 stainless steel, so it is perfectly suited for indoor and outdoor environments. Standard, 14.3L (363mm), Bundles up to 4 | M | 1000 | 50 | 50 | 1576.16
07498358739 | MLT4WS-TL | MLTWaveTie,304SS,STD,14.3L,PK250 | The MLT4WS-TL Wave-Ty® Stainless Steel Cable Tie readily expands and contracts to accommodate electric heat trace applications. The patented wave-form spring maintains greater installed tension on non-resilient objects. Built with 304 stainless steel, whi | M | 1000 | 250 | 250 | 1465.34
07498350227 | MLT5DH-L | DoubleWrapTie,304SS,H,34L,TS2670,PK50 | Pan-Steel® Double Wrapped Self-locking Cable Ties speed up installation with a unique self-locking head design that locks into any part of the tie. Plus, the smooth and safe 304 AISI stainless steel cable tie passes through the head twice, providing addit | M | 1000 | 50 | 50 | 3000.27
07498344629 | MLT6DEH15-Q316 | MLTTie,316SS,DbleWrap,EH,41.5,PK25 | The MLT6DEH15-Q316 self-locking cable cleat speeds up installation with a unique self-locking head that secures into any position along the band's length. The smooth and safe cable banding passes through the head twice, providing additional strength in sh | M | 1000 | 100 | 25 | 6985.83
07498344603 | MLT6DSH-Q | DoubleWrapTie,304SS,SH,41.5,TS5340,PK25 | The MLT6DSH-Q self-locking cable cleat speeds up installation with a unique self-locking head that secures into any position along the band's length. The smooth and safe cable banding passes through the head twice, providing additional strength in short c | M | 1000 | 100 | 25 | 7567.91
07498344606 | MLT6DSH-Q316 | DoubleWrapTie,316SS,SH,41.5,TS5340,PK25 | The MLT6DSH-Q316 self-locking cable cleat speeds up installation with a unique self-locking head that secures into any position along the band's length. The smooth and safe cable banding passes through the head twice, providing additional strength in shor | M | 1000 | 100 | 25 | 9081.44
07498344592 | MLT6EH-LP | PanSteelTie,304SS,EH,23.4L,TS2670,PK50 | Pan-Steel® Self-locking Cable Ties speed up installation with a unique self-locking head design that locks into any part of the tie. Plus, the smooth edges of 304 stainless steel promote worker safety in indoor environments. Extra-heavy cross section, Max | M | 1000 | 50 | 50 | 3067.84
07498344597 | MLT6EH-LP316 | PanSteelTie,316SS,EH,23.4L,TS2670,PK50 | Pan-Steel® Self-locking Cable Ties speed up installation with a unique self-locking head design that locks into any part of the tie. Plus, the smooth edges of 316 stainless steel promote worker safety in indoor, outdoor and underground environments. Extra | M | 1000 | 50 | 50 | 3865.7
07498344632 | MLT6EH15-LP | PanSteelTie,304SS,EH,23.4L,TS3115,PK50 | Pan-Steel® Self-locking Cable Ties speed up installation with a unique self-locking head design that locks into any part of the tie. Plus, the smooth edges of 304 stainless steel promote worker safety in indoor environments. Extra-heavy cross section, Max | M | 1000 | 50 | 50 | 3528.21
07498344637 | MLT6EH15-LP316 | PanSteelTie,316SS,EH,23.4L,TS3115,PK50 | Pan-Steel® Self-locking Cable Ties speed up installation with a unique self-locking head design that locks into any part of the tie. Plus, the smooth edges of 316 stainless steel promote worker safety in indoor, outdoor and underground environments. Extra | M | 1000 | 50 | 50 | 4234
07498354389 | MLT6H-LP | PanSteelTie,304SS,H,20.5L,TS2000,PK50 | The MLT6H-LP self-locking cable tie speeds up installation with a unique self-locking head design that locks into place at any part of the tie body. The smooth surfaces and rounded edges assure cable protection and worker safety while providing a strong, | M | 1000 | 50 | 50 | 2247.54
07498354390 | MLT6H-LP316 | PanSteelTie,316SS,H,20.5L,TS2000,PK50 | The MLT6H-LP316 Pan-Steel® 316 grade stainless steel cable tie speeds up installation with a patented, wide entry self-locking head that eases band threading and insertion. Unique locking ramp design and strengthening ribs allows the tie to lock into plac | M | 1000 | 50 | 50 | 2921.8
07498342172 | MLT6LH-LP | PanSteelTie,304SS,LT-H,20.5,TS1112,PK50 | Pan-Steel® Self-locking Cable Ties speed up installation with a unique self-locking head design that locks into any part of the tie. Plus, the smooth edges of 304 stainless steel promote worker safety in indoor environments. Light-heavy cross section, Max | M | 1000 | 50 | 50 | 2060.25
07498342176 | MLT6LH-LP316 | PanSteelTie,316SS,LT-H,20.5,TS1112,PK50 | Pan-Steel® Self-locking Cable Ties speed up installation with a unique self-locking head design that locks into any part of the tie. Plus, the smooth edges of 316 stainless steel promote worker safety in indoor, outdoor and underground environments. Light | M | 1000 | 50 | 50 | 2812.28
07498354405 | MLT6S-CP | PanSteelTie,304SS,STD,20.5L,TS890,PK100 | The MLT6S-CP self-locking cable tie speeds up installation with a unique self-locking head design that locks into place at any part of the tie body. The smooth surfaces and rounded edges assure cable protection and worker safety while providing a strong, | M | 1000 | 100 | 100 | 1873.01
07498354403 | MLT6S-CP316 | PanSteelTie,316SS,STD,20.5L,TS890,PK100 | The MLT6S-CP316 Pan-Steel® 316 grade stainless steel cable tie speeds up installation with a patented, wide entry self-locking head that eases band threading and insertion. Unique locking ramp design and strengthening ribs allows the tie to lock into plac | M | 1000 | 100 | 100 | 2434.89
07498344611 | MLT6SH-LP | PanSteelTie,304SS,SH,23.4L,TS4005,PK50 | Pan-Steel® Self-locking Cable Ties speed up installation with a unique self-locking head design that locks into any part of the tie. Plus, the smooth edges of 304 stainless steel promote worker safety in indoor environments. Super-heavy cross section, Max | M | 1000 | 50 | 50 | 4586.42
07498344616 | MLT6SH-LP316 | PanSteelTie,316SS,SH,23.4L,TS4005,PK50 | The MLT6SH-LP316 Pan-Steel® 316 grade stainless steel cable tie speeds up installation with a patented, wide entry self-locking head that eases band threading and insertion. Unique locking ramp design and strengthening ribs allows the tie to lock into pla | M | 1000 | 50 | 50 | 5504.04
07498376513 | MLT6WH-LP | MLTWaveTie,304SS,H,20.5L,PK50 | The MLT6WH-LP Pan-Steel® Wave-Ty™ 304 grade stainless steel cable tie maintains greater installed tension in applications with non-resilient objects due to its patented wave-form spring design. Unique locking ramp design and strengthening ribs allows the | M | 1000 | 50 | 50 | 2832.1
07498342167 | MLT6WLH-LP | MLTWaveTie,304SS,LH,20.5L,PK50 | Panduit® MLT Wave-Ty® Ties readily expand and contract to accommodate electric heat trace applications. Plus, ties are built with 304 stainless steel, so it is perfectly suited for indoor and outdoor environments. Light heavy, 20.5L (521mm), Bundles up t | M | 1000 | 50 | 50 | 2472.32
07498342163 | MLT6WS-LP | MLTWaveTie,304SS,STD,20.5L,PK50 | Panduit® MLT Wave-Ty® Ties readily expand and contract to accommodate electric heat trace applications. Plus, ties are built with 304 stainless steel, so it is perfectly suited for indoor and outdoor environments. Standard, 20.5L (521mm), Bundles up to 6 | M | 1000 | 250 | 50 | 2359.91
07498344630 | MLT8DEH15-Q316 | DoubleWrapTie,316SS,EH,53.5,TS4450,PK25 | The MLT8DEH15-Q316 self-locking cable cleat speeds up installation with a unique self-locking head that secures into any position along the band's length. The smooth and safe cable banding passes through the head twice, providing additional strength in sh | M | 1000 | 250 | 25 | 9461.13
07498344604 | MLT8DSH-Q | DoubleWrapTie,304SS,SH,53.5,TS5340,PK25 | The MLT8DSH-Q self-locking cable cleat speeds up installation with a unique self-locking head that secures into any position along the band's length. The smooth and safe cable banding passes through the head twice, providing additional strength in short c | M | 1000 | 100 | 25 | 9761.58
07498344607 | MLT8DSH-Q316 | DoubleWrapTie,316SS,SH,53.5,TS5340,PK25 | The MLT8DSH-Q316 self-locking cable cleat speeds up installation with a unique self-locking head that secures into any position along the band's length. The smooth and safe cable banding passes through the head twice, providing additional strength in shor | M | 1000 | 100 | 25 | 11713.93
07498344593 | MLT8EH-LP | PanSteelTie,304SS,EH,29.7L,TS2670,PK50 | Pan-Steel® Self-locking Cable Ties speed up installation with a unique self-locking head design that locks into any part of the tie. Plus, the smooth edges of 304 stainless steel promote worker safety in indoor environments. Extra-heavy cross section, Max | M | 1000 | 50 | 50 | 3957.32
07498344633 | MLT8EH15-LP | PanSteelTie,304SS,EH,29.7L,TS3115,PK50 | Pan-Steel® Self-locking Cable Ties speed up installation with a unique self-locking head design that locks into any part of the tie. Plus, the smooth edges of 304 stainless steel promote worker safety in indoor environments. Extra-heavy cross section, Max | M | 1000 | 50 | 50 | 4550.9
07498344638 | MLT8EH15-LP316 | PanSteelTie,316SS,EH,29.7L,TS3115,PK50 | Pan-Steel® Self-locking Cable Ties speed up installation with a unique self-locking head design that locks into any part of the tie. Plus, the smooth edges of 316 stainless steel promote worker safety in indoor, outdoor and underground environments. Extra | M | 1000 | 50 | 50 | 5733.88
07498354391 | MLT8H-LP | PanSteelTie,304SS,H,26.8L,TS2000,PK50 | The MLT8H-LP self-locking cable tie speeds up installation with a unique self-locking head design that locks into place at any part of the tie body. The smooth surfaces and rounded edges assure cable protection and worker safety while providing a strong, | M | 1000 | 50 | 50 | 2899.09
07498354392 | MLT8H-LP316 | PanSteelTie,316SS,H,26.8L,TS2000,PK50 | The MLT8H-LP316 Pan-Steel® 316 grade stainless steel cable tie speeds up installation with a patented, wide entry self-locking head that eases band threading and insertion. Unique locking ramp design and strengthening ribs allows the tie to lock into plac | M | 1000 | 50 | 50 | 3768.96
07498342173 | MLT8LH-LP | MLTTie,304SS,LH,26.8,.010thk,PK50 | Pan-Steel® Self-locking Cable Ties speed up installation with a unique self-locking head design that locks into any part of the tie. Plus, the smooth edges of 304 stainless steel promote worker safety in indoor environments. Light-heavy cross section, Max | M | 1000 | 50 | 50 | 2657.45
07498354407 | MLT8S-CP | PanSteelTie,304SS,STD,26.8L,TS890,PK100 | The MLT8S-CP Pan-Steel® 304 grade stainless steel cable tie speeds up installation with a patented, wide entry self-locking head that eases band threading and insertion. Unique locking ramp design and strengthening ribs allows the tie to lock into place a | M | 1000 | 100 | 100 | 2415.82
07498354408 | MLT8S-CP316 | PanSteelTie,316SS,STD,26.8L,TS890,PK100 | Pan-Steel® Self-locking Cable Ties speed up installation with a unique self-locking head design that locks into any part of the tie. Plus, the smooth edges of 316 stainless steel promote worker safety in indoor, outdoor and underground environments. Stand | M | 1000 | 100 | 100 | 3297.63
07498344612 | MLT8SH-LP | PanSteelTie,304SS,SH,29.7L,TS4005,PK50 | Pan-Steel® Self-locking Cable Ties speed up installation with a unique self-locking head design that locks into any part of the tie. Plus, the smooth edges of 304 stainless steel promote worker safety in indoor environments. Super-heavy cross section, Max | M | 1000 | 50 | 50 | 5634.35
07498344617 | MLT8SH-LP316 | PanSteelTie,316SS,SH,29.7L,TS4005,PK50 | The MLT8SH-LP316 Pan-Steel® 316 grade stainless steel cable tie speeds up installation with a patented, wide entry self-locking head that eases band threading and insertion. Unique locking ramp design and strengthening ribs allows the tie to lock into pla | M | 1000 | 50 | 50 | 7099.12
07498376514 | MLT8WH-LP | MLTWaveTie,304SS,H,26.8L,PK50 | Panduit® MLT Wave-Ty® Ties readily expand and contract to accommodate electric heat trace applications. Plus, ties are built with 304 stainless steel, so it is perfectly suited for indoor and outdoor environments. Heavy, 26.8L (679mm), Bundles up to 8.0 | M | 1000 | 50 | 50 | 3798.97
07498379686 | MLT8WH-LP316 | MLTWaveTie,316SS,H,26.8L,PK50 | Panduit® MLT Wave-Ty® Ties readily expand and contract to accommodate electric heat trace applications. Plus, ties are built with 316 stainless steel, so it is perfectly suited for harsh and difficult environments. Heavy, 26.8L (679mm), Bundles up to 8.0 | M | 1000 | 50 | 50 | 4938.61
07498342164 | MLT8WS-LP | MLTWaveTie,304SS,STD,26.8L,PK50 | Panduit® MLT Wave-Ty® Ties readily expand and contract to accommodate electric heat trace applications. Plus, ties are built with 304 stainless steel, so it is perfectly suited for indoor and outdoor environments. Standard, 26.8L (679mm), Bundles up to 8 | M | 1000 | 50 | 50 | 3043.94
07498322552 | MLTC10H-LP316 | PanSteelTie,316SS,NYL,H,33,TS1112,PK50 | The MLT10H-LP316 Pan-Steel® 316 grade stainless steel cable tie speeds up installation with a patented, wide entry self-locking head that eases band threading and insertion. Unique locking ramp design and strengthening ribs allows the tie to lock into pla | M | 1000 | 50 | 50 | 8249.02
07498364941 | MLTC2.7H-LP316 | PanSteelTie,316SS,NYL,H,10.2,TS1112,P50 | Pan-Steel® Nylon 11 Self-locking Cable Ties speed up installation with a unique self-locking head design that locks into any part of the tie. Plus, 316 stainless steel is wrapped in UV-resistant, halogen-free, low-smoke Nylon to promote worker safety and | M | 1000 | 50 | 50 | 3063.46
07498322127 | MLTC2H-LP316 | PanSteelTie,316SS,NYL,H,7.9,TS1112,PK50 | The MLTC2H-LP316 selectively nylon coated, self-locking cable tie speeds up installation with a unique self-locking head design that locks into place at any length along the tie body. The Nylon 11 coating is UV-resistant, low smoke, and halogen free. The | M | 1000 | 50 | 50 | 2911.56
07498322128 | MLTC4H-LP316 | PanSteelTie,316SS,NYL,H,14.3,TS1112,P50 | The MLTC4H-LP316 self-locking cable tie speeds up installation with a unique self-locking head design that locks into any part of the tie body. The Nylon 11 coating provides additional edge protection and prevents corrosion between dissimilar metals. The | M | 1000 | 50 | 50 | 3416.77
07498322550 | MLTC6H-LP316 | PanSteelTie,316SS,NYL,H,20.5,TS1112,P50 | The MLTC6H-LP316 selectively nylon coated, self-locking cable tie speeds up installation with a unique self-locking head design that locks into place at any length along the tie body. The Nylon 11 coating is UV-resistant, low smoke, and halogen free. The | M | 1000 | 50 | 50 | 5116.18
07498322551 | MLTC8H-LP316 | PanSteelTie,316SS,NYL,H,26.8,TS1112,P50 | The MLTC8H-LP316 selectively nylon coated, self-locking cable tie speeds up installation with a unique self-locking head design that locks into place at any length along the tie body. The Nylon 11 coating is UV-resistant, low smoke, and halogen free. The | M | 1000 | 50 | 50 | 6598.99
07498370630 | MLTFC1.5H-CP316 | MLTTie,316SS,FullCt,Hvy,6,PK100 | Polyester coated stainless steel tie, AISI 316, standard, 6.0 length. | M | 1000 | 100 | 100 | 2671.18
07498300699 | MLTFC1.5S-CP316 | MLT Tie, 316 SS, Fully Coated,1.5,PK100 | Polyester coated stainless steel tie, AISI 316, standard | M | 1000 | 100 | 100 | 2237.75
07498370631 | MLTFC2.5H-CP316 | MLTTie,316SS,FullCt,Hvy,9,PK100 | Polyester coated stainless steel tie, AISI 316, heavy, 9.0 length. | M | 1000 | 100 | 100 | 3045.63
07498300700 | MLTFC2.5S-CP316 | MLT Tie, 316 SS, Fully Coated,2.5,PK100 | Polyester coated stainless steel tie, AISI 316, standard | M | 1000 | 100 | 100 | 3859.35
07498365014 | MLTFC2.7H-LP316 | PanSteelTie,316SS,POLY,H,10.2,BLK,P50 | Pan-Steel® Polyester Fully Coated Cable Ties speed up installation with a unique self-locking head design that locks into any part of the tie. Plus, 316 stainless steel is wrapped in UV-resistant, halogen-free, low-smoke Polyester to promote worker safety | M | 1000 | 50 | 50 | 3122.95
07498359330 | MLTFC2EH-LP316 | PanSteelTie,316SS,POLY,EH,11.8,BLK,P50 | Pan-Steel® Polyester Fully Coated Cable Ties speed up installation with a unique self-locking head design that locks into any part of the tie. Plus, 316 stainless steel is wrapped in UV-resistant, halogen-free, low-smoke Polyester to promote worker safety | M | 1000 | 50 | 50 | 3858.33
07498359319 | MLTFC2H-LP316 | PanSteelTie,316SS,POLY,H,7.9,BLK,P50 | The MLTFC2H-LP316 fully coated polyester, self-locking cable tie speeds up installation with a unique self-locking head design that locks into place at any length along the tie body. The Polyester coating is UV-resistant, low smoke, and halogen free. The | M | 1000 | 50 | 50 | 2826.63
07498359333 | MLTFC2S-CP316 | PanSteelTie,316SS,POLY,STD,7.9,BLK,P100 | The MLTFC2S-CP316 self-locking cable tie speeds up installation with a unique self-locking head design that locks into place at any part of the tie body. The 316 stainless steel is wrapped in UV-resistant, halogen-free, Polyester to promote worker safety | M | 1000 | 100 | 100 | 2355.52
07498370634 | MLTFC3.4H-CP316 | MLTTie,316SS,FullCt,Hvy,12,PK100 | Polyester coated stainless steel tie, AISI 316, heavy, 12.0 length. | M | 1000 | 100 | 100 | 3303.03
07498300701 | MLTFC3.4S-CP316 | MLT Tie, 316 SS, Fully Coated,3.4,PK100 | Polyester coated stainless steel tie, AISI 316, standard | M | 1000 | 100 | 100 | 3886.04
07498344639 | MLTFC4EH-LP316 | PanSteelTie,316SS,POLY,EH,17.1,BLK,P50 | The MLTFC4EH-LP316 fully coated polyester, self-locking cable tie speeds up installation with a unique self-locking head design that locks into place at any length along the tie body. The Polyester coating is UV-resistant, low smoke, and halogen free. The | M | 1000 | 50 | 50 | 4308.4
07498359325 | MLTFC4H-LP316 | PanSteelTie,316SS,POLY,H,14.3,BLK,P50 | The MLTFC4H-LP316 self-locking cable tie speeds up installation with a unique self-locking head design that locks into place at any part of the tie body. The 316 stainless steel is wrapped in UV-resistant, halogen-free, Polyester to promote worker safety | M | 1000 | 50 | 50 | 3317.24
07498311790 | MLTFC4H-LP316BU | PanSteelTie,316SS,POLY,H,14.3,BLU,P50 | Pan-Steel® Polyester Fully Coated Cable Ties speed up installation with a unique self-locking head design that locks into any part of the tie. Plus, 316 stainless steel is wrapped in UV-resistant, halogen-free, low-smoke Polyester to promote worker safety | M | 1000 | 50 | 50 | 3657.27
07498311786 | MLTFC4H-LP316GR | PanSteelTie,316SS,POLY,H,14.3,GRN,P50 | Pan-Steel® Polyester Fully Coated Cable Ties speed up installation with a unique self-locking head design that locks into any part of the tie. Plus, 316 stainless steel is wrapped in UV-resistant, halogen-free, low-smoke Polyester to promote worker safety | M | 1000 | 50 | 50 | 3657.27
07498311778 | MLTFC4H-LP316RD | PanSteelTie,316SS,POLY,H,14.3,RED,P50 | Pan-Steel® Polyester Fully Coated Cable Ties speed up installation with a unique self-locking head design that locks into any part of the tie. Plus, 316 stainless steel is wrapped in UV-resistant, halogen-free, low-smoke Polyester to promote worker safety | M | 1000 | 50 | 50 | 3483.12
07498311793 | MLTFC4H-LP316WH | PanSteelTie,316SS,POLY,H,14.3,WHT,P50 | Pan-Steel® Polyester Fully Coated Cable Ties speed up installation with a unique self-locking head design that locks into any part of the tie. Plus, 316 stainless steel is wrapped in UV-resistant, halogen-free, low-smoke Polyester to promote worker safety | M | 1000 | 50 | 50 | 3657.27
07498311783 | MLTFC4H-LP316YL | PanSteelTie,316SS,POLY,H,14.3,YEL,P50 | Pan-Steel® Polyester Fully Coated Cable Ties speed up installation with a unique self-locking head design that locks into any part of the tie. Plus, 316 stainless steel is wrapped in UV-resistant, halogen-free, low-smoke Polyester to promote worker safety | M | 1000 | 50 | 50 | 3657.27
07498359334 | MLTFC4S-CP316 | PanSteelTie,316SS,POLY,STD,14,BLK,P100 | The MLTFC4S-CP316 fully coated polyester, self-locking cable tie speeds up installation with a unique self-locking head design that locks into place at any length along the tie body. The Polyester coating is UV-resistant, low smoke, and halogen free. The | M | 1000 | 100 | 100 | 2802.06
07498344599 | MLTFC4SH-LP316 | PanSteelTie,316SS,POLY,SH,17.1,BLK,P50 | The MLTFC4SH-LP316 fully coated polyester, self-locking cable tie speeds up installation with a unique self-locking head design that locks into place at any length along the tie body. The Polyester coating is UV-resistant, low smoke, and halogen free. The | M | 1000 | 50 | 50 | 6441.01
07498370635 | MLTFC5.4H-CP316 | MLTTie,316SS,FullCt,Hvy,18,PK100 | Polyester coated stainless steel tie, AISI 316, heavy, 18.0 length. | M | 1000 | 100 | 100 | 4349.36
07498300702 | MLTFC5.4S-CP316 | MLT Tie, 316 SS, Fully Coated,5.4,PK100 | Polyester coated stainless steel tie, AISI 316, standard | M | 1000 | 100 | 100 | 4215.86
07498344640 | MLTFC6EH-LP316 | PanSteelTie,316SS,POLY,EH,23.4,BLK,P50 | Pan-Steel® Polyester Fully Coated Cable Ties speed up installation with a unique self-locking head design that locks into any part of the tie. Plus, 316 stainless steel is wrapped in UV-resistant, halogen-free, low-smoke Polyester to promote worker safety | M | 1000 | 50 | 50 | 6258.73
07498359326 | MLTFC6H-LP316 | PanSteelTie,316SS,POLY,H,20.5,BLK,P50 | The MLTFC6H-LP316 fully coated polyester, self-locking cable tie speeds up installation with a unique self-locking head design that locks into place at any length along the tie body. The Polyester coating is UV-resistant, low smoke, and halogen free. The | M | 1000 | 50 | 50 | 4967.23
07498359335 | MLTFC6S-CP316 | PanSteelTie,316SS,POLY,STD,21,BLK,P100 | The MLTFC6S-LP316 fully coated polyester, self-locking cable tie speeds up installation with a unique self-locking head design that locks into place at any length along the tie body. The Polyester coating is UV-resistant, low smoke, and halogen free. The | M | 1000 | 100 | 100 | 4139.26
07498344600 | MLTFC6SH-LP316 | PanSteelTie,316SS,POLY,SH,23.4,BLK,P50 | Pan-Steel® Polyester Fully Coated Cable Ties speed up installation with a unique self-locking head design that locks into any part of the tie. Plus, 316 stainless steel is wrapped in UV-resistant, halogen-free, low-smoke Polyester to promote worker safety | M | 1000 | 50 | 50 | 9356.88
07498344641 | MLTFC8EH-LP316 | PanSteelTie,316SS,POLY,EH,29.7,BLK,P50 | Pan-Steel® Polyester Fully Coated Cable Ties speed up installation with a unique self-locking head design that locks into any part of the tie. Plus, 316 stainless steel is wrapped in UV-resistant, halogen-free, low-smoke Polyester to promote worker safety | M | 1000 | 50 | 50 | 8476.14
07498359327 | MLTFC8H-LP316 | PanSteelTie,316SS,POLY,H,26.8,BLK,P50 | The MLTFC8H-LP316 fully coated polyester, self-locking cable tie speeds up installation with a unique self-locking head design that locks into place at any length along the tie body. The Polyester coating is UV-resistant, low smoke, and halogen free. The | M | 1000 | 50 | 50 | 6406.92
07498359336 | MLTFC8S-CP316 | PanSteelTie,316SS,POLY,STD,27,BLK,P100 | The MLTFC8S-CP316 fully coated polyester, self-locking cable tie speeds up installation with a unique self-locking head design that locks into place at any length along the tie body. The Polyester coating is UV-resistant, low smoke, and halogen free. The | M | 1000 | 100 | 100 | 5606.02
07498344601 | MLTFC8SH-LP316 | PanSteelTie,316SS,POLY,SH,29.7,BLK,P50 | Pan-Steel® Polyester Fully Coated Cable Ties speed up installation with a unique self-locking head design that locks into any part of the tie. Plus, 316 stainless steel is wrapped in UV-resistant, halogen-free, low-smoke Polyester to promote worker safety | M | 1000 | 50 | 50 | 12068.54
07498336929 | MMP172-C | Tag,SS 304,1.72"x.75",4 hole,PK100 | Marker plate, four holes, 304 Stainless Steel, 1.72" x .75". | C | 100 | 500 | 100 | 80.91
07498336930 | MMP172-C316 | Tag,SS 316,1.72"x.75",4 hole,PK100 | Marker plate, four holes, 316 Stainless Steel, 1.72" x .75". | C | 100 | 500 | 100 | 97.13
61305639541 | MMP172-M | MRKRPlt,4Holes,304SS,1.72"x.75",1,EA | Marker plate, four holes, 304 Stainless Steel, 1.72" x .75", 1,000 piece carton | M | 1000 | 1000 | 1000 | 594
07498336931 | MMP172W38-C | Mkr.Plate,304SS,1.7"x.38"x.010"Thk,PK100 | Mini marker plate, four holes, 304 Stainless Steel, 1.72" x .38". | C | 100 | 1000 | 100 | 63.53
07498336932 | MMP172W38-C316 | Mkr.Plate,316SS,1.7"x.38"x.010"Thk,PK100 | Mini marker plate, four holes, 316 Stainless Steel, 1.72" x .38". | C | 100 | 100 | 100 | 79.44
61305639546 | MMP172W38-M | MiniMRKRPlt,4Holes,304SS,1.72"x.38",1,EA | Mini marker plate, four holes, 304 Stainless Steel, 1.72" x .38", 1,000 piece carton. | M | 1000 | 1000 | 1000 | 489.88
61305677781 | MMP172W38-M316 | Marker Plate, 316 SS, 4 Hole, 1.7" x .38 | SS Marker Plate, Rectangular, 2 Hole, Dimensions 1.72 Inches x 0.38 Inch x 0.010 Inch (44.0mm x 10.0mm x 0.25mm). Provides permanent identification of pipes, conduit, valves, cables and equipment in harsh environments. Designed for use with Panduit Pan-S | M | 1000 | 4000 | 1000 | 617.25
61305638247 | MMP337W53-MAL-4 | MRKRPlt,Al,4Hole,3.37"x.53",4-up,PK1000 | Marker Plate, Aluminum, 4 Hole, 3.37" x .53" (89mm x 13mm), 4-up | M | 1000 | 1000 | 1000 | 1926.16
61305638246 | MMP337W71-MAL-3 | MRKRPlt,Al,4Hole,3.37"x.71",3-up,PK2000 | Marker Plate, Aluminum, 4 Hole, 3.37" x .71" (89mm x 18mm), 3-up | M | 1000 | 1000 | 1000 | 1926.16
07498354420 | MMP350-C | MkrPlt,304SS,3.5x.75x.010"Thk,PK100 | Marker plate, four holes, 304 Stainless Steel, 3.50" x .75", standard package. | C | 100 | 500 | 100 | 97.21
07498354421 | MMP350-C316 | MkrPlt,316SS,3.5x.75x.010"Thk,PK100 | The MMP350-C316 Stainless Steel Marker Plate provides permanent identification of pipes, conduits, valves, cables, and equipment in harsh environments. The designated plates feature an easy feed design with a raised slot to simplify cable tie installation | C | 100 | 100 | 100 | 114.58
07498308981 | MMP350-M | 304SSTMP,4HoleNat 3.5"x.75"x.010" | The MMP350-M Stainless Steel Marker Plate provides permanent identification of pipes, conduits, valves, cables, and equipment in harsh environments. The designated plates feature an easy feed design with a raised slot to simplify cable tie installation an | M | 1000 | 1000 | 1000 | 831.18
07498308982 | MMP350-M316 | 316 SST MP,4 Hole Nat 3.5"x.75"x.010" | The MMP350-M316 Marker Plate provides permanent identification of pipes, valves, cables, and equipment in harsh environments. Designed for use with Panduit Pan-Steel Cable Ties for fast installation at the lowest cost. Emboss or laser-etch with Panduit Fa | M | 1000 | 1000 | 1000 | 993.52
07498354418 | MMP350H-C | MkrPlt,304SS,3.5x.75x.010"Thk,Hvy,PK100 | Marker plate, four holes, 304 Stainless Steel, heavy cross section, 3.50" x .75", standard package. | C | 100 | 100 | 100 | 92.6
07498354419 | MMP350H-C316 | MkrPlt,316SS,3.5x.75x.010"Thk,Hvy,PK100 | Marker plate, four holes, 316 Stainless Steel, heavy cross section, 3.50" x .75", standard package. | C | 100 | 100 | 100 | 111.32
07498308983 | MMP350H-M | 304SSTMP,4HoleNat,Heavy,3.5"x.75"x.010" | Marker plate, four holes, 304 Stainless Steel, heavy cross section, 3.50" x .75", bulk package. | M | 1000 | 1000 | 1000 | 787.02
07498308984 | MMP350H-M316 | 316 SST MP,4 Hole Nat 3.5"x.75"x.010" | The MMP350H-M316 Marker Plate provides permanent identification of pipes, valves, cables, and equipment in harsh environments. Designed for use with Panduit Pan-Steel Cable Ties for fast installation at the lowest cost. Emboss or laser-etch with Panduit F | M | 1000 | 1000 | 1000 | 950.4
07498311274 | MMP350H-MAL | Alum MP,4 Hole Nat 3.5"x.75"x.010" | The MMP350H-MAL Aluminum Steel Marker Plate provides permanent identification of pipes, conduits, valves, cables, and equipment in harsh environments. The designated plates feature an easy feed design with a raised slot to simplify cable tie installation | M | 1000 | 1000 | 1000 | 748.09
07498329131 | MMP350HW54-MAL | Alum 4 Hole Marker Plate,3.5"x.54"x.012" | Aluminum marker plate, aluminum color. | M | 1000 | 1000 | 1000 | 565.48
07498339999 | MMP350W17-Q | Mkr.Plate,304SS,2Hole,PK25 | Marker plate, two holes, 304 Stainless Steel, 3.50" x 1.7". | C | 100 | 50 | 25 | 217.83
61305639542 | MMP350W17-Q-M | MRKRPlt,2Holes,304SS,3.50"x1.7",1,EA | Marker plate, two holes, 304 Stainless Steel, 3.50" x 1.7", 1,000 piece carton. | M | 1000 | 1000 | 1000 | 1599.16
61305656993 | MMP350W38-CQ | Marker Plate, 304 SS, 4 Hole, 3.5" x .38 | Marker plate, four holes, 304 Stainless Steel, 3.50" x .38", 125 per package. | C | 100 | 500 | 125 | 67.65
61305656964 | MMP350W38-CQ316 | Marker Plate, 316 SS, 4 Hole, 3.5" x .38 | The MMP350W38-CQ316 Stainless Steel Marker Plate provides permanent identification of pipes, conduits, valves, cables, and equipment in harsh environments. The designated plates feature an easy feed design with a raised slot to simplify cable tie installa | C | 100 | 500 | 125 | 81.35
07498308985 | MMP350W38-M | 304 SST MP,4 Hole Nat 3.5"x.38"x.010" | The MMP350W38-M Stainless Steel Marker Plate provides permanent identification of pipes, conduits, valves, cables, and equipment in harsh environments. The designated plates feature an easy feed design with a raised slot to simplify cable tie installation | M | 1000 | 1000 | 1000 | 591.35
07498308986 | MMP350W38-M316 | 316 SST MP,4 Hole Nat 3.5"x.38"x.010" | The MMP350W38-M316 Marker Plate provides permanent identification of pipes, valves, cables, and equipment in harsh environments. Designed for use with Panduit Pan-Steel Cable Ties for fast installation at the lowest cost. Emboss or laser-etch with Panduit | M | 1000 | 1000 | 1000 | 705.41
61305676341 | MP100 | Includes MP100 Printer w/ Protective Imp | The MP100 Mobile Printer prints continuous labels and features an automatic cutter. The ultimate in flexibility with USB, Bluetooth, and mobile app connectivity. The compact size and protective bumper make this printer perfect for the plant floor or job | PC | 1 | 1 | 1 | 168.99
61305673540 | MP100-ACS | Replacement 120-240 VAC Universal Power | The MP100-ACS 12-240 VAC Universal Power Adapter is designed for use with the MP100 mobile printer. RoHA Compliant. Color Black. 1 per package. | PC | 1 | 1 | 1 | 70.09
61305673541 | MP100-IB | Replacement MP100 Impact Bumper | The MP100-IB Replacement Impact Bumper is designed for the MP100 mobile printer. The bumper absorbs the shock associated with normal use. RoHA Compliant. Color Black.1 per package. | PC | 1 | 1 | 1 | 50.05
61305676660 | MP100/E | Includes MP100 printer with protective i | The MP100/E Mobile Printer prints continuous labels and features an automatic cutter. The ultimate in flexibility with USB, Bluetooth, and mobile app connectivity. The compact size and protective bumper make this printer perfect for the plant floor or j | PC | 1 | 1 | 1 | 185.89
07498365000 | MP150-C | MrkrPlt,1.5"x0.75",WH,PK100 | Panduit MP150-C Marker Plates can be installed as flags, tags or wrap around identification plates, to clearly identify all wire harnesses. Use with nylon marking pens for an easy and economic alternative to identify wire harnesses. They are 1.50" x 0.75" | C | 100 | 500 | 100 | 82.8
07498365002 | MP150-C0 | MrkrPlt,1.5"x0.75",WR,BL,PK100 | Harness Identification Marker Plate, 1.50" x 0.75" (38.1mm x 19.1mm), weather resistant, black, standard package. | C | 100 | 500 | 100 | 113.48
07498365001 | MP150-M | MrkrPlt,1.5"x0.75",WH,PK1000 | Harness Identification Marker Plate, 1.50" x 0.75" (38.1mm x 19.1mm), white, bulk package. | M | 1000 | 1000 | 1000 | 582.7
07498365020 | MP175-C | MrkrPlt,1.75"x0.75",WH,PK100 | Harness Identification Marker Plate, 1.75" x 0.75"(44.5mm x 19.1mm), white, standard package. | C | 100 | 500 | 100 | 83.03
07498365021 | MP175-M | MrkrPlt,1.75"x0.75",WH,PK1000 | Panduit MP175-M Marker Plates can be installed as flags, tags or wrap around identification plates, to clearly identify all wire harnesses. Use with nylon marking pens for an easy and economic alternative to identify wire harnesses. They are 1.75" x 0.75" | M | 1000 | 1000 | 1000 | 599.46
07498365040 | MP200-C | MrkrPlt,2"x0.75",WH,PK100 | Harness Identification Marker Plate, 2.00" x 0.75"(50.8mm x 19.1mm), white, standard package. | C | 100 | 500 | 100 | 73.25
07498365041 | MP200-M | MrkrPlt,2"x0.75",WH,PK1000 | Harness Identification Marker Plate, 2.00" x 0.75"(50.8mm x 19.1mm), white, bulk package. | M | 1000 | 1000 | 1000 | 595.46
07498365060 | MP250-C | MrkrPlt,2.5"x.75",WH,PK100 | Panduit MP250-C Marker Plates can be installed as flags, tags or wrap around identification plates, to clearly identify all wire harnesses. Use with nylon marking pens for an easy and economic alternative to identify wire harnesses. They are 2.50”" x 0.75 | C | 100 | 500 | 100 | 90.43
07498365064 | MP250-C0 | MrkrPlt,2.5"x.75",WR,BL,PK100 | Harness Identification Marker Plate, 2.50" x 0.75"(63.5mm x 19.1mm), weather resistant, black. | C | 100 | 500 | 100 | 125
07498365061 | MP250-M | MrkrPlt,2.5"x.75",WH,PK1000 | Harness Identification Marker Plate, 2.50" x 0.75"(63.5mm x 19.1mm), white, bulk package. | M | 1000 | 1000 | 1000 | 706.03
07498365062 | MP250W175-C | MrkrPlt,2.5"x1.75",WH,PK100 | Panduit MP250W175-C Marker Plates can be installed as flags, tags or wrap around identification plates, to clearly identify all wire harnesses. Use with nylon marking pens for an easy and economic alternative to identify wire harnesses. They are 2.50”" x | C | 100 | 500 | 100 | 151.97
07498365063 | MP250W175-M | MrkrPlt,2.5"x1.75",WH,PK1000 | Panduit MP250W175-M Marker Plates can be installed as flags, tags or wrap around identification plates, to clearly identify all wire harnesses. Use with nylon marking pens for an easy and economic alternative to identify wire harnesses. They are 2.50”" x | M | 1000 | 1000 | 1000 | 1001.08
61305676342 | MP300 | Includes MP300 Printer, 1 Cassette of S1 | The Panduit MP300 mobile label printer is the ideal solution for labeling in the field. Our printer offers a wide variety of die-cut and continuous label sizes up to 1.5” wide and an automatic cutter with capabilities for full and half cuts. With 360 dpi | PC | 1 | 1 | 1 | 388.99
61305673542 | MP300-ACS | 120-240 VAC Universal Power Adapter Modu | The MP300-ACS 12-240 VAC Universal Power Adapter is designed for use with the MP300 mobile printer. RoHA Compliant. Color Black. 1 per package. | PC | 1 | 1 | 1 | 99.64
61305673543 | MP300-BATT | Replacement Li-Ion Rechargeable Battery | The MP300-BATT Li-Lon Rechargeable Replacement Battery Pack is designed for use with the MP300 mobile printer. RoHA Compliant. Color Gray. 1 per package. | PC | 1 | 1 | 1 | 99.64
61305673544 | MP300-CASE | Replacement Hard Carrying Case | The MP300-CASE Replacement Hard Carrying Case is designed for the MP300 mobile printer. RoHA Compliant. 15.57" x 11.74" (395.4 mm x 298.4 mm). Color Black. 1 per package. | PC | 1 | 1 | 1 | 79.61
61305676661 | MP300/E | Includes MP300 printer, one (1) S100X15 | The Panduit MP300/E mobile label printer is the ideal solution for labeling in the field. Our printer offers a wide variety of die-cut and continuous label sizes up to 1.5” wide and an automatic cutter with capabilities for full and half cuts. With 360 dp | PC | 1 | 1 | 1 | 427.87
07498365080 | MP350-C | MrkrPlt,3.5"x0.75",WH,PK100 | Panduit MP350-C Marker Plates can be installed as flags, tags or wrap around identification plates, to clearly identify all wire harnesses. Use with nylon marking pens for an easy and economic alternative to identify wire harnesses. They are 3.50”" x 0.75 | C | 100 | 500 | 100 | 98.38
07498365078 | MP350-C0 | MrkrPlt,3.5"x0.75",WR,BL,PK100 | Harness Identification Marker Plate, 3.50" x 0.75"(88.9mm x 19.1mm), weather resistant, black. | C | 100 | 500 | 100 | 132.13
07498365081 | MP350-M | MrkrPlt,3.5"x0.75",WR,BL,PK1000 | Harness Identification Marker Plate, 3.50" x 0.75"(88.9mm x 19.1mm), white, bulk package. | M | 1000 | 1000 | 1000 | 738.71
07498358835 | MPMH38-D0 | MasonryPushMnt,H,.38inH,BL,PK500 | The masonry push barb cable tie mount in black, made of impact modified, weather-resistant nylon 6.6 uses a fir tree hole mounting method. It requires a hole diameter of 0.38" (9.7 mm), is intended for hanging heavy cables, and is designed for use in indo | M | 1000 | 500 | 500 | 718.52
07498358837 | MPMH38-L0 | MasonryPushMnt,H,.38inH,BL,PK50 | The masonry push barb cable tie mount in black, made of impact modified, weather-resistant nylon 6.6 uses a fir tree hole mounting method. It requires a hole diameter of 0.38" (9.7 mm), is intended for hanging heavy cables, and is designed for use in indo | C | 100 | 500 | 50 | 98.35
07498358836 | MPMS19-C0 | MasonryPushMnt,Std,.19inH,BL,PK100 | Panduit MPMS19-C0 Masonry Push Mounts are used to secure wire, cable or tubing to masonry surfaces. They install quickly into pre-drilled holes, using a fir tree hold mounting method. Are 0.97” x 0.25” (24.6mm x 6.4mm) in size and require a hole diameter | C | 100 | 500 | 100 | 62.36
07498358838 | MPMS19-M0 | MasonryPushMnt,Std,.19inH,BL,PK1000 | The masonry push barb cable tie mount in black, made of impact modified, weather-resistant nylon 6.6 uses a fir tree hole mounting method. It requires a hole diameter of 0.19" (4.8 mm) and is designed for use in indoor and outdoor environments. It is used | M | 1000 | 1000 | 1000 | 474.21
07498322194 | MPMS25-C0 | MasonryPushMnt,Std,.25inH,BL,PK100 | The masonry push barb cable tie mount in black, made of impact modified, weather-resistant nylon 6.6 uses a fir tree hole mounting method. It requires a hole diameter of 0.25" (6.4 mm) and is designed for use in indoor and outdoor environments. It is used | C | 100 | 500 | 100 | 73.58
07498322195 | MPMS25-M0 | MasonryPushMnt,Std,.25inH,BL,PK1000 | The masonry push barb cable tie mount in black, made of impact modified, weather-resistant nylon 6.6 uses a fir tree hole mounting method. It requires a hole diameter of 0.25" (6.4 mm) and is designed for use in indoor and outdoor environments. It is used | M | 1000 | 1000 | 1000 | 503.35
07498333607 | MPMWH32-D0 | MasonryPushMnt,Std,.31inH,BL,PK500 | Panduit MPMWH32-D0 Masonry Push Mounts are used to secure wire, cable or tubing to masonry surfaces. They install quickly into pre-drilled holes, using a fir tree hold mounting method. Are 01.41” x 0.28” (35.8mm x 7.1mm) in size and require a hole diamete | M | 1000 | 500 | 500 | 684.88
07498333606 | MPMWH32-L0 | MasonryPushMnt,Std,.31inH,BL,PK50 | The masonry push barb cable tie mount in black, made of impact modified, weather-resistant nylon 6.6 uses a fir tree hole mounting method. It requires a hole diameter of 0.31" (7.9 mm) and is designed for use in indoor and outdoor environments. It is used | C | 100 | 500 | 50 | 102.97
07498322541 | MPWM-H56-Q | TieMount,304SS,PushMnt,.312",PK25 | The MPWM-H56-Q Stainless Steel push-winged tie mount can be used with standard, light-heavy, and heavy cross-section stainless steel ties. | C | 100 | 125 | 25 | 284.28
07498302368 | MRS2LH-L4 | RadialSealTie,304SS,LT-H,12,TS1000,PK50 | Pan-Steel® 360-degree Radial Seal Retained Tension Ties speed up installation with a unique self-locking head design that locks into any part of the 304 stainless steel tie. Plus, the aggressive head and displacement lock provide a quick, tight lock in an | M | 1000 | 250 | 50 | 1449.04
07498302376 | MRS2S-C4 | RadialSealTie,304SS,STD,12.2,TS800,P100 | Pan-Steel® 360-degree Radial Seal Retained Tension Ties speed up installation with a unique self-locking head design that locks into any part of the 304 stainless steel tie. Plus, the aggressive head and displacement lock provide a quick, tight lock in an | M | 1000 | 100 | 100 | 1317.28
07498302377 | MRS4S-C4 | RadialSealTie,304SS,STD,18.5,TS800,P100 | Pan-Steel® 360-degree Radial Seal Retained Tension Ties speed up installation with a unique self-locking head design that locks into any part of the 304 stainless steel tie. Plus, the aggressive head and displacement lock provide a quick, tight lock in an | M | 1000 | 100 | 100 | 1545.92
07498302370 | MRS6LH-L4 | RadialSealTie,304SS,LT-H,25,TS1000,P50 | Pan-Steel® 360-degree Radial Seal Retained Tension Ties speed up installation with a unique self-locking head design that locks into any part of the 304 stainless steel tie. Plus, the aggressive head and displacement lock provide a quick, tight lock in an | M | 1000 | 50 | 50 | 2424.96
07498302378 | MRS6S-C4 | RadialSealTie,304SS,STD,24.8,TS800,P100 | Pan-Steel® 360-degree Radial Seal Retained Tension Ties speed up installation with a unique self-locking head design that locks into any part of the 304 stainless steel tie. Plus, the aggressive head and displacement lock provide a quick, tight lock in an | M | 1000 | 100 | 100 | 2314.7
07498302335 | MRT2H-L4 | RetainedTensionTie,304SS,H,11.3,PK50 | Pan-Steel® Retained Tension Ties speed up installation with a unique self-locking head design that locks into any part of the stainless steel tie. Plus, the patented locking head design provides the highest rated tension in the industry, fastening tightly | M | 1000 | 50 | 50 | 1368.58
07498300729 | MRT2S-C4 | RetainedTensionTie,304SS,STD,12.2,PK100 | Pan-Steel® Retained Tension Ties speed up installation with a unique self-locking head design that locks into any part of the stainless steel tie. Plus, the patented locking head design provides the highest rated tension in the industry, fastening tightly | M | 1000 | 100 | 100 | 1140.43
07498302336 | MRT4H-L4 | RetainedTensionTie,304SS,H,4,18.5,PK50 | Pan-Steel® Retained Tension Ties speed up installation with a unique self-locking head design that locks into any part of the stainless steel tie. Plus, the patented locking head design provides the highest rated tension in the industry, fastening tightly | M | 1000 | 50 | 50 | 1686.45
07498300718 | MRT4LH-L4 | RetainedTensionTie,304SS,LH,18.5,PK50 | Pan-Steel® Retained Tension Ties speed up installation with a unique self-locking head design that locks into any part of the stainless steel tie. Plus, the patented locking head design provides the highest rated tension in the industry, fastening tightly | M | 1000 | 50 | 50 | 1576.81
07498300730 | MRT4S-C4 | RetainedTensionTie,304SS,STD,18.5,PK100 | Pan-Steel® Retained Tension Ties speed up installation with a unique self-locking head design that locks into any part of the stainless steel tie. Plus, the patented locking head design provides the highest rated tension in the industry, fastening tightly | M | 1000 | 100 | 100 | 1433.39
07498344696 | MS10W50T15-L4 | PanSteel Strap,304SS,10"DM,0.50"W,PK50 | The MS10W50T15-L4 Pan-Steel® Stainless Steel Strap is the ultimate solution for strapping applications. The buckle design and tension-controlled installation tool offer quick and safe installation for a wide range of indoor, outdoor, and underground appli | M | 1000 | 50 | 50 | 2736.63
07498344700 | MS10W63T15-L4 | PanSteel Strap,304SS,10"DM,0.63"W,PK50 | The Panduit Pan-Steel® Strap is designed to maintain a safe, secure connection. Built with 304 AISI stainless steel with a fold-over lock, it is ideal for indoor and outdoor conditions. Low-profile buckle, 37"L (940mm), 0.6"W (15mm), Tensile Strength: 372 | M | 1000 | 50 | 50 | 3255.43
07498358711 | MS10W75T30-Q6 | PanSteel Strap,316SS,10"DM,0.75"W,PK25 | The MS10W75T30-Q6 Discrete Length Stainless Steel Buckle Strap cable cleat is an effective option for protecting against high short circuit fault current requirements in harsh environments. The variable design is compatible with quad, trefoil, and multico | M | 1000 | 25 | 25 | 16874.98
07498369176 | MS12W75T30-Q6 | PanSteel Strap,316SS,12"DM,0.75"W,PK25 | The MS12W75T30-Q6 Discrete Length Stainless Steel Buckle Strap cable cleat is an effective option for protecting against high short circuit fault current requirements in harsh environments. The variable design is compatible with quad, trefoil, and multico | M | 1000 | 25 | 25 | 18918.96
61305625871 | MS14W75T30-Q6 | MS Strapping, 316 SS, .75" (19.0mm) Wide | The MS14W75T30-Q6 Discrete Length Stainless Steel Buckle Strap cable cleat is an effective option for protecting against high short circuit fault current requirements in harsh environments. The variable design is compatible with quad, trefoil, and multico | M | 1000 | 25 | 25 | 20146.46
07498344669 | MS2W38T15-L6 | PanSteel Strap,316SS,2"DM,0.38"W,PK50 | The Panduit Pan-Steel® Strap is designed to maintain a safe, secure connection. Built with 316 AISI stainless steel with a fold-over lock, it is ideal for severe weather, intense UV rays, high vibration and galvanic corrosion. Low-profile buckle, 12"L (30 | M | 1000 | 50 | 50 | 1924.93
07498344702 | MS4W38T15-L4 | PanSteel Strap,304SS,4"DM,0.38"W,PK50 | The Panduit Pan-Steel® Strap is designed to maintain a safe, secure connection. Built with 304 AISI stainless steel with a fold-over lock, it is ideal for indoor and outdoor conditions. Low-profile buckle, 18"L (457mm), 0.4"W(10mm), Tensile Strength: 2229 | M | 1000 | 50 | 50 | 1716.58
07498344670 | MS4W38T15-L6 | PanSteel Strap,316SS,4"DM,0.38"W,PK50 | The Panduit Pan-Steel® Strap is designed to maintain a safe, secure connection. Built with 316 AISI stainless steel with a fold-over lock, it is ideal for severe weather, intense UV rays, high vibration and galvanic corrosion. Low-profile buckle, 18"L (45 | M | 1000 | 50 | 50 | 2231.57
07498344693 | MS4W50T15-L4 | PanSteel Strap,304SS,4"DM,0.5"W,PK50 | The Panduit Pan-Steel® Strap is designed to maintain a safe, secure connection. Built with 304 AISI stainless steel with a fold-over lock, it is ideal for indoor and outdoor conditions. Low-profile buckle, 18"L (457mm), 0.5"W (13mm), Tensile Strength: 297 | M | 1000 | 50 | 50 | 1875.61
07498344685 | MS4W50T15-L6 | PanSteel Strap,316SS,4"DM,0.5"W,PK50 | The Panduit Pan-Steel® Strap is designed to maintain a safe, secure connection. Built with 316 AISI stainless steel with a fold-over lock, it is ideal for severe weather, intense UV rays, high vibration and galvanic corrosion. Low-profile buckle. 18"L (45 | M | 1000 | 50 | 50 | 2438.32
07498344697 | MS4W63T15-L4 | PanSteel Strap,304SS,4"DM,0.63"W,PK50 | The Panduit Pan-Steel® Strap is designed to maintain a safe, secure connection. Built with 304 AISI stainless steel with a fold-over lock, it is ideal for indoor and outdoor conditions. Low-profile buckle, 18"L (457mm), 0.6"W (16mm), Tensile STrength: 356 | M | 1000 | 50 | 50 | 2192.39
07498344689 | MS4W63T15-L6 | PanSteel Strap,316SS,4"DM,0.63"W,PK50 | The Panduit Pan-Steel® Strap is designed to maintain a safe, secure connection. Built with 316 AISI stainless steel with a fold-over lock, it is ideal for severe weather, intense UV rays, high vibration and galvanic corrosion. Low-profile buckle, 18"L (45 | M | 1000 | 50 | 50 | 2850.07
07498338872 | MS4W75T30-Q6 | PanSteel Strap,316SS,4"DM,0.63"W,PK50 | The MS4W75T30-Q6 Discrete Length Stainless Steel Buckle Strap cable cleat is an effective option for protecting against high short circuit fault current requirements in harsh environments. The variable design is compatible with quad, trefoil, and multicor | M | 1000 | 25 | 25 | 15112.82
07498344694 | MS6W50T15-L4 | PanSteel Strap,304SS,6"DM,0.5"W,PK50 | The Panduit Pan-Steel® Strap is designed to maintain a safe, secure connection. Built with 304 AISI stainless steel with a fold-over lock, it is ideal for indoor and outdoor conditions. Low-profile buckle, 24"L (620mm), 0.5"W (13mm), Tensile Strength: 356 | M | 1000 | 50 | 50 | 2254.82
07498344698 | MS6W63T15-L4 | PanSteel Strap,304SS,6"DM,0.63"W,PK50 | The Panduit Pan-Steel® Strap is designed to maintain a safe, secure connection. Built with 304 AISI stainless steel with a fold-over lock, it is ideal for indoor and outdoor conditions. Low-profile buckle, 24"L (620mm), 0.6"W (16mm), Tensile Strength: 372 | M | 1000 | 50 | 50 | 2407.72
07498358710 | MS6W75T30-Q6 | PanSteel Strap,316SS,6"DM,0.75"W,PK25 | The MS8W75T30-Q6 Discrete Length Stainless Steel Buckle Strap cable cleat is an effective option for protecting against high short circuit fault current requirements in harsh environments. The variable design is compatible with quad, trefoil, and multicor | M | 1000 | 25 | 25 | 15213.88
07498344695 | MS8W50T15-L4 | PanSteel Strap,304SS,8"DM,0.5"W,PK50 | The MS8W50T15-L4 Pan-Steel® Stainless Steel Strap is the ultimate solution for strapping applications. The fold over design provides high-retained tension in mechanical fastening and cable bundling applications. The smooth surfaces and rounded edges assur | M | 1000 | 50 | 50 | 2464.77
07498344699 | MS8W63T15-L4 | PanSteel Strap,304SS,8"DM,0.63"W,PK50 | The Panduit Pan-Steel® Strap is designed to maintain a safe, secure connection. Built with 304 AISI stainless steel with a fold-over lock, it is ideal for indoor and outdoor conditions. Low-profile buckle, 31"L (787mm), 0.6"W (16mm), Tensile Strength: 372 | M | 1000 | 50 | 50 | 2919.74
07498344691 | MS8W63T15-L6 | PanSteel Strap,316SS,8"DM,0.63"W,PK50 | The Panduit Pan-Steel® Strap is designed to maintain a safe, secure connection. Built with 316 AISI stainless steel with a fold-over lock, it is ideal for severe weather, intense UV rays, high vibration and galvanic corrosion. Low-profile buckle, 31"L (78 | M | 1000 | 50 | 50 | 3614.87
07498338873 | MS8W75T30-Q6 | PanSteel Strap,316SS,8"DM,0.75"W,PK25 | The MS8W75T30-Q6 Discrete Length Stainless Steel Buckle Strap cable cleat is an effective option for protecting against high short circuit fault current requirements in harsh environments. The variable design is compatible with quad, trefoil, and multicor | M | 1000 | 25 | 25 | 16029.85
07498344658 | MSBW38-C4 | PanSteel Buckle,304SS,0.38"W,PK100 | The Panduit Pan-Steel® low-profile buckles are designed to maintain a safe, secure connection. Built with 304 AISI stainless steel with a fold-over lock, it is ideal for indoor and outdoor conditions. 0.4"W (10mm), 100pc. | C | 100 | 100 | 100 | 52.91
07498344655 | MSBW38-C6 | PanSteel Buckle,316SS,0.38"W,PK100 | The Panduit Pan-Steel® low-profile buckles are designed to maintain a safe, secure connection. Built with 316 AISI stainless steel with a fold-over lock, it is ideal for severe weather, intense UV rays, high vibration and galvanic corrosion. 0.4"W (10mm), | C | 100 | 500 | 100 | 62.34
07498344659 | MSBW50-C4 | PanSteel Buckle,304SS,0.50"W,PK100 | The Panduit Pan-Steel® low-profile buckles are designed to maintain a safe, secure connection. Built with 304 AISI stainless steel with a fold-over lock, it is ideal for indoor and outdoor conditions. 0.5"W (13mm), 100pc. | C | 100 | 500 | 100 | 63.08
07498344656 | MSBW50-C6 | PanSteel Buckle,316SS,0.50"W,PK100 | The Panduit Pan-Steel® low-profile buckles are designed to maintain a safe, secure connection. Built with 316 AISI stainless steel with a fold-over lock, it is ideal for severe weather, intense UV rays, high vibration and galvanic corrosion. 0.5"W (13mm), | C | 100 | 100 | 100 | 78.11
07498344660 | MSBW63-C4 | PanSteel Buckle,304SS,0.63"W,PK100 | The Panduit Pan-Steel® low-profile buckles are designed to maintain a safe, secure connection. Built with 304 AISI stainless steel with a fold-over lock, it is ideal for indoor and outdoor conditions. 0.6"W (16mm), 100pc. | C | 100 | 500 | 100 | 71.44
07498344657 | MSBW63-C6 | PanSteel Buckle,316SS,0.63"W,PK100 | The Panduit Pan-Steel® low-profile buckles are designed to maintain a safe, secure connection. Built with 316 AISI stainless steel with a fold-over lock, it is ideal for severe weather, intense UV rays, high vibration and galvanic corrosion. 0.6"W (16mm), | C | 100 | 100 | 100 | 88.48
07498339405 | MSBW75-C6 | PanSteel Buckle,316SS,0.75"W,PK100 | The Panduit Pan-Steel® buckles are designed to maintain a safe, secure connection. Built with 316 AISI stainless steel with a fold-over lock, it is ideal for severe weather, intense UV rays, high vibration and galvanic corrosion. For use with .75" (19mm) | C | 100 | 100 | 100 | 403.22
07498344680 | MSC10W50T15-L6 | PanSteel Strapping,N316L,TS2225,.5",37' | Panduit® Pan-Steel® Nylon 11 Coated Strapping can be cut to meet your many project needs. Built with 316L stainless steel coated with Nylon and a fold-over lock, it maintains a safe, secure connection despite severe weather, intense UV rays, high vibratio | M | 1000 | 50 | 50 | 6681.32
07498344662 | MSC4W38T15-L6 | PanSteel Strapping,N316L,TS1335,.4",18' | Panduit® Pan-Steel® Nylon 11 Coated Strapping can be cut to meet your many project needs. Built with 316L stainless steel coated with Nylon and a fold-over lock, it maintains a safe, secure connection despite severe weather, intense UV rays, high vibratio | M | 1000 | 250 | 50 | 3187.8
07498344677 | MSC4W50T15-L6 | PanSteel Strapping,N316L,TS2225,.5",18' | Panduit® Pan-Steel® Nylon 11 Coated Strapping can be cut to meet your many project needs. Built with 316L stainless steel coated with Nylon and a fold-over lock, it maintains a safe, secure connection despite severe weather, intense UV rays, high vibratio | M | 1000 | 50 | 50 | 3764.1
07498344681 | MSC4W63T15-L6 | PanSteel Strapping,N316L,TS3560,.6",18' | Panduit® Pan-Steel® Nylon 11 Coated Strapping can be cut to meet your many project needs. Built with 316L stainless steel coated with Nylon and a fold-over lock, it maintains a safe, secure connection despite severe weather, intense UV rays, high vibratio | M | 1000 | 50 | 50 | 4632.43
07498344678 | MSC6W50T15-L6 | PanSteel Strapping,N316L,TS2225,.5",24' | Panduit® Pan-Steel® Nylon 11 Coated Strapping can be cut to meet your many project needs. Built with 316L stainless steel coated with Nylon and a fold-over lock, it maintains a safe, secure connection despite severe weather, intense UV rays, high vibratio | M | 1000 | 50 | 50 | 4814.24
07498344682 | MSC6W63T15-L6 | PanSteel Strapping,N316L,TS3560,.6",24' | Panduit® Pan-Steel® Nylon 11 Coated Strapping can be cut to meet your many project needs. Built with 316L stainless steel coated with Nylon and a fold-over lock, it maintains a safe, secure connection despite severe weather, intense UV rays, high vibratio | M | 1000 | 50 | 50 | 5681.86
07498344679 | MSC8W50T15-L6 | PanSteel Strapping,N316L,TS2225,.5",31' | Panduit® Pan-Steel® Nylon 11 Coated Strapping can be cut to meet your many project needs. Built with 316L stainless steel coated with Nylon and a fold-over lock, it maintains a safe, secure connection despite severe weather, intense UV rays, high vibratio | M | 1000 | 50 | 50 | 5819.37
07498344683 | MSC8W63T15-L6 | PanSteel Strapping,N316L,TS3560,.6",31' | Panduit® Pan-Steel® Nylon 11 Coated Strapping can be cut to meet your many project needs. Built with 316L stainless steel coated with Nylon and a fold-over lock, it maintains a safe, secure connection despite severe weather, intense UV rays, high vibratio | M | 1000 | 50 | 50 | 6906.34
07498345337 | MSCNW38T15-QR6 | PanSteel Strapping,N316L,TS1335,.4",83' | The MSCNW38T15-QR6 Pan-Steel® custom length, strapping is made of 316 grade Stainless Steel for harsh and corrosive environments. Can be cut to length in the field for application versatility. Convenient product packaging offers a metric and english measu | PC | 1 | 1 | 1 | 162.81
07498345338 | MSCNW50T15-QR6 | PanSteel Strapping,N316L,TS3115,.5",83' | Panduit® Pan-Steel® Custom Stainless Steel Strapping can be cut to meet your many project needs. Built with 316L stainless steel coated with Nylon with a fold-over lock, it maintains a safe, secure connection despite severe weather, intense UV rays, high | PC | 1 | 1 | 1 | 181.26
07498345339 | MSCNW63T15-QR6 | PanSteel Strapping,N316L,TS3560,.6",83' | Panduit® Pan-Steel® Custom Stainless Steel Strapping can be cut to meet your many project needs. Built with 316L stainless steel coated with Nylon with a fold-over lock, it maintains a safe, secure connection despite severe weather, intense UV rays, high | PC | 1 | 1 | 1 | 193.42
07498313630 | MSG-1.3-C | METAL STUD GROMMET,STD HOLE,PK100 | Metal stud grommet, 1-11/32" hole (100/pack). | C | 100 | 100 | 100 | 39.4
07498320457 | MSG-1.3-M | METAL STUD GROMMET,STD HOLE,PK1000 | Metal Stud Grommet, 1-11/32" Hole (1,000 pc. Pack) | M | 1000 | 1000 | 1000 | 267.43
07498320489 | MSGV-1.3-C | METAL STUD GROMMET,W/TABS,STD HOLE,PK100 | Metal stud grommet, 1 11/32" hole, anti-vibration for 1/2" to 1" pipe (100/pack). | C | 100 | 100 | 100 | 38.78
07498320490 | MSGV-1.3-M | METAL STUD GROM,W/TABS,STD HOLE,PK1000 | Metal Stud Grommet, 1-11/32" Hole, Anti-Vibration for 1/2" to 1" Pipe (1,000 pc. Pack) | M | 1000 | 1000 | 1000 | 267.47
07498308876 | MSPT-1.3 | METAL STUD PUNCH TOOL,EA | Metal stud punch tool with contoured handle for increased leverage. | PC | 1 | 1 | 1 | 571.36
07498344674 | MSW38T15-CR4 | PanSteel Strapping,304SS,TS2225,.4",100' | Panduit® Pan-Steel® Custom Stainless Steel Strapping can be cut to meet your many project needs. Built with 304 stainless steel coated with a fold-over lock, it maintains a safe, secure connection. Perfect for indoor and outdoor environments. Low-profile | RL | 1 | 5 | 1 | 79.69
07498344666 | MSW38T15-CR6 | PanSteel Strapping,316SS,TS2225,.4",100' | Panduit® Pan-Steel® Custom Stainless Steel Strapping can be cut to meet your many project needs. Built with 316L stainless steel coated with a fold-over lock, it maintains a safe, secure connection despite severe weather, intense UV rays, high vibration a | RL | 1 | 1 | 1 | 103.59
07498344675 | MSW50T15-CR4 | PanSteel Strapping,304SS,TS3115,.5",100' | The MSW50T15-CR4 Pan-Steel® custom length, strapping is made of 304 grade Stainless Steel for general purpose (indoor and outdoor) applications. Can be cut to length in the field for application versatility. Convenient product packaging offers a metric an | RL | 1 | 5 | 1 | 80.49
07498344667 | MSW50T15-CR6 | PanSteel Strapping,316SS,TS3115,.5",100' | Panduit® Pan-Steel® Custom Stainless Steel Strapping can be cut to meet your many project needs. Built with 316L stainless steel coated with a fold-over lock, it maintains a safe, secure connection despite severe weather, intense UV rays, high vibration a | RL | 1 | 1 | 1 | 109.84
07498344676 | MSW63T15-CR4 | PanSteel Strapping,304SS,TS3560,.6",100' | Panduit® Pan-Steel® Custom Stainless Steel Strapping can be cut to meet your many project needs. Built with 304 stainless steel coated with a fold-over lock, it maintains a safe, secure connection. Perfect for indoor and outdoor environments. Low-profile | RL | 1 | 1 | 1 | 90.16
07498344668 | MSW63T15-CR6 | PanSteel Strapping,316SS,TS3560,.6",100' | Panduit® Pan-Steel® Custom Stainless Steel Strapping can be cut to meet your many project needs. Built with 316L stainless steel coated with a fold-over lock, it maintains a safe, secure connection despite severe weather, intense UV rays, high vibration a | RL | 1 | 1 | 1 | 129.22
07498339846 | MSW75T30-CR6 | PanSteel Strapping,201,TS10656,.8",100' | Panduit® Pan-Steel® Custom Stainless Steel Strapping can be cut to meet your many project needs. Built with 316L stainless steel coated with a fold-over lock, it maintains a safe, secure connection despite severe weather, intense UV rays, high vibration a | RL | 1 | 1 | 1 | 557.11
07498333621 | MT150D-Q | Tag,SS 304,1.5" circle,PK25 | Marker tag, 1.50" circular, 304 Stainless Steel. | C | 100 | 50 | 25 | 209.77
07498322555 | MT172-C | MarkerTag,304SS,1.72"x.75"x.010,PK100 | Marker tag, one hole, 304 Stainless Steel, rectangle, 1.72" x .75". | C | 100 | 500 | 100 | 81.66
07498327871 | MT172-C316 | MarkerTag,316SS,1.72"x.75"x.010,PK100 | Marker tag, one hole, 316 Stainless Steel, rectangle, 1.72" x .75". | C | 100 | 500 | 100 | 98.05
61305644876 | MT172-M | Marker tag, one hole, 304 Stainless Stee | Marker tag, one hole, 304 Stainless Steel, rectangle, 1.72" x .75", 1,000 piece carton. | M | 1000 | 1000 | 1000 | 599.46
61305639547 | MT172W38-M | MRKRTag,1Hole,304SS,Rectangle,EA | Marker tag, one hole, 304 Stainless Steel, rectangle, 1.72" x 0.38", 1,000 piece carton. | M | 1000 | 1000 | 1000 | 494.74
07498333627 | MT1D-Q | Tag,SS 304,1.0" circle,PK25 | Marker tag, 1.00" circular, 304 Stainless Steel. | C | 100 | 50 | 25 | 119.52
07498333625 | MT206W119A-Q | Marker Tag, 304 SS, Dog Tag, 2.1" (53mm) | Marker tag (dog tag type), 304 Stainless Steel, 2.1" x 1.2". | C | 100 | 250 | 25 | 161.71
07498322553 | MT350-C | Tag,SS 304,3.5"x.75",1-hole,PK100 | Marker tag, one hole, 304 Stainless Steel, rectangle, 3.50" x .75". | C | 100 | 500 | 100 | 98.45
07498322557 | MT350-C316 | Tag,SS 316,3.5"x.75",1-hole,PK100 | Marker tag, one hole, 316 Stainless Steel, rectangle, 3.50" x .75". | C | 100 | 500 | 100 | 118.22
61305639545 | MT350-M | MRKRTag,1Hole,304SS,Rectangle,EA | Marker tag, one hole, 304 Stainless Steel, rectangle, 3.50" x .75", 1,000 piece carton. | M | 1000 | 1000 | 1000 | 722.63
61305639574 | MT350W17-D-4HL | Marker Tag, 304 SS, 4 Hole,PK500 | Marker Tag, 304 SS, 4 Hole, 3.50" (89mm) x 1.73" (44mm) | M | 1000 | 500 | 500 | 2014.75
07498333619 | MT350W17-Q | MarkerTag,304SS,3.50"x1.73"x.015,PK25 | Marker tag, one hole, 304 Stainless Steel, rectangle, 3.50" x 1.7". | C | 100 | 250 | 25 | 230.86
61305639543 | MT350W17-Q-M | MRKRTag,1Hole,304SS,Rectangle,EA | Marker tag, one hole, 304 Stainless Steel, rectangle, 3.50" x 1.7", 1,000 piece carton. | M | 1000 | 1000 | 1000 | 1695
61305639544 | MT350W38-M316 | MRKRTag,1Hole,316SS,3.50"x.38",1,EA | Marker tag, one hole, 316 Stainless Steel, 3.50" x .38", 1,000 piece carton. | M | 1000 | 1000 | 1000 | 650.55
07498333631 | MTB150D-Q | Tag,Brass,1.5in circle,PK25 | Marker tag, 1.50" circular, brass. | C | 100 | 250 | 25 | 136.27
07498337908 | MTHCEH-C316 | BandingHead,316SS,FullyCoated,EH,PK100 | Loose piece coated banding head for extra-heavy cross section banding. | M | 1000 | 100 | 100 | 1208.56
07498337907 | MTHCH-C316 | BandingHead,316SS,FullyCoated,H,PK100 | Loose piece coated banding head for heavy cross section banding. | M | 1000 | 100 | 100 | 888.32
07498334497 | MTHCSH-C316 | BandingHead,316SS,FullyCoated,SH,PK100 | Loose piece coated banding head for super-heavy cross section banding. | M | 1000 | 100 | 100 | 1726.46
07498344642 | MTHEH-C | BandingHead,304SS,EH,PK100 | Loose piece banding head for extra-heavy cross section banding. | M | 1000 | 100 | 100 | 967.18
07498354425 | MTHH-C | BandingHead,304SS,H,PK100 | The MTHH-C custom length banding head is a loose piece banding head designed for heavy cross section banding. The self-locking head design speeds up installation and lock into place at any length along the tie body. | M | 1000 | 500 | 100 | 708.58
07498322368 | MTHH-C316 | BandingHead,316SS,H,PK100 | The MTHH-C316 custom length banding head is a loose piece banding head designed for heavy cross section banding. The self-locking head design speeds up installation and lock into place at any length along the tie body. | M | 1000 | 100 | 100 | 846.02
07498335986 | MTHS-C | BandingHead,,304SS,Std,PK100 | Loose piece banding head for standard cross section banding. | M | 1000 | 500 | 100 | 579.96
07498335987 | MTHS-C316 | BandingHead,316SS,Std,PK100 | Loose piece banding head for standard cross section banding, Stainless Steel 316. | M | 1000 | 500 | 100 | 758.6
07498344608 | MTHSH-C | BandingHead,304SS,SH,PK100 | Loose piece banding head for super-heavy cross section banding. | M | 1000 | 100 | 100 | 1445.95
07498320969 | MTM1H-C | TieMnt,304SS,1HoleFoldover,#8S,PK100 | The MTM1H-C Stainless Steel Tie Mount uses one hold foldover mounting with a #8 (M4) screw. Designed for use with standard, light-heavy, and heavy cross-section Pan-Steel ties as well as 0.38 inch (9.5mm) wide strapping. | C | 100 | 100 | 100 | 139.04
07498335975 | MTM1H10-C | TieMnt,304SS,1HoleFoldover,#10S,PK100 | The MTM1H10-C Stainless Steel Tie Mounts provide a low profile, one-hole mounting option and can be used with standard, light-heavy, and heavy cross section Pan-Steel® Ties as well as .38 inch (9.5mm) wide strapping. | C | 100 | 100 | 100 | 139.04
07498335974 | MTM1H25-C | TieMnt,304SS,1HoleFoldoverr,.25"S,PK100 | The MTM1H25-C Stainless Steel Tie Mounts provide a low profile, one-hole mounting option and can be used with standard, light-heavy, and heavy cross section Pan-Steel® Ties as well as .38 inch (9.5mm) wide strapping. | C | 100 | 100 | 100 | 139.04
07498334330 | MTM2H-Q | TieMnt,304SS,2Way,#8Screw,PK25 | The MTM2H-Q Stainless Steel Tie Mounts provide a low profile, one-hole mounting option and can be used with standard, light-heavy, and heavy cross section Pan-Steel® Ties as well as .38 inch (9.5mm) wide strapping. | C | 100 | 125 | 25 | 330.89
07498358430 | MTP1H-E10-C | MultTiePlt,1Bdle,#10Screw,Nat,PK100 | The multiple tie plate in natural color supports one bundle and is used with miniature, intermediate, standard, heavy-standard, light-heavy, and heavy cable ties. It uses #10 (M5) screws and is made of nylon 6.6, which increases mechanical strength, heat | C | 100 | 200 | 100 | 525.4
07498358429 | MTP1H-E6-C | MultTiePlt,1Bdle,#6Screw,Nat,PK100 | Panduit’s MTP1H-E6-C Multiple Tie Plates are designed to secure bundles that are closely spaced. With their low profile design, bundles stay close to mounting surface making them ideal for areas where overhead space is limited. These mounts can be used wi | C | 100 | 200 | 100 | 541.18
07498358428 | MTP1S-E10-C | MultTiePlt,1Bdle,M-S,#10Screw,Nat,PK100 | The multiple tie plate in natural color supports one bundle and is used with miniature, intermediate, and standard cable ties. It uses #10 (M5) screws and is made of nylon 6.6, which increases mechanical strength, heat and wear resistance, and stiffness. | C | 100 | 200 | 100 | 106.58
07498358427 | MTP1S-E6-C | MultTiePlt,1Bdle,M-S,#6Screw,Nat,PK100 | The multiple tie plate in natural color supports one bundle and is used with miniature, intermediate, and standard cable ties. It uses #6 (M3) screws and is made of nylon 6.6, which increases mechanical strength, heat and wear resistance, and stiffness. I | C | 100 | 200 | 100 | 109.79
07498358434 | MTP2H-E10-C | MultTiePlt,2Bdle,M-H,#10Screw,Nat,PK100 | Panduit’s MTP2H-E10-C Multiple Tie Plates are designed to secure bundles that are closely spaced. With their low profile design, bundles stay close to mounting surface making them ideal for areas where overhead space is limited. These mounts can be used w | C | 100 | 200 | 100 | 527.5
07498358433 | MTP2H-E6-C | MultTiePlt,2Bdle,M-H,#6Screw,Nat,PK100 | Panduit’s MTP2H-E6-C Multiple Tie Plates are designed to secure bundles that are closely spaced. With their low profile design, bundles stay close to mounting surface making them ideal for areas where overhead space is limited. These mounts can be used wi | C | 100 | 200 | 100 | 543.37
07498358432 | MTP2S-E10-C | MultTiePlt,2Bdle,M-S,#10Screw,Nat,PK100 | Panduit’s MTP2S-E10-C Multiple Tie Plates are designed to secure bundles that are closely spaced. With their low profile design, bundles stay close to mounting surface making them ideal for areas where overhead space is limited. These mounts can be used w | C | 100 | 200 | 100 | 129.31
07498358431 | MTP2S-E6-C | MultTiePlt,2Bdle,M-S,#6Screw,Nat,PK100 | Panduit’s MTP2S-E6-C Multiple Tie Plates are designed to secure bundles that are closely spaced. With their low profile design, bundles stay close to mounting surface making them ideal for areas where overhead space is limited. These mounts can be used wi | C | 100 | 200 | 100 | 133.18
07498358438 | MTP3H-E10-C | MultTiePlt,3Bdle,M-H,#10Screw,Nat,PK100 | The multiple tie plate in natural color supports three bundles and is used with miniature, intermediate, standard, heavy-standard, light-heavy, and heavy cable ties. It uses #10 (M5) screws and is made of nylon 6.6, which increases mechanical strength, he | C | 100 | 200 | 100 | 548.16
07498358437 | MTP3H-E6-C | MultTiePlt,3Bdle,M-H,#6Screw,Nat,PK100 | Panduit’s MTP3H-E6-C Multiple Tie Plates are designed to secure bundles that are closely spaced. With their low profile design, bundles stay close to mounting surface making them ideal for areas where overhead space is limited. These mounts can be used wi | C | 100 | 200 | 100 | 564.58
07498358436 | MTP3S-E10-C | MultTiePlt,3Bdle,M-S,#10Screw,Nat,PK100 | The multiple tie plate in natural color supports three bundles and is used with miniature, intermediate, and standard cable ties. It uses #10 (M5) screws and is made of nylon 6.6, which increases mechanical strength, heat and wear resistance, and stiffnes | C | 100 | 200 | 100 | 149.25
07498358435 | MTP3S-E6-C | MultTiePlt,3Bdle,M-S,#6Screw,Nat,PK100 | Panduit’s MTP3S-E6-C Multiple Tie Plates are designed to secure bundles that are closely spaced. With their low profile design, bundles stay close to mounting surface making them ideal for areas where overhead space is limited. These mounts can be used wi | C | 100 | 200 | 100 | 153.71
07498358442 | MTP4H-E10-C | MultTiePlt,4Bdle,M-H,#10Screw,Nat,PK100 | The multiple tie plate in natural color supports four bundles and is used with miniature, intermediate, standard, heavy-standard, light-heavy, and heavy cable ties. It uses #10 (M5) screws and is made of nylon 6.6, which increases mechanical strength, hea | C | 100 | 200 | 100 | 597.88
07498358441 | MTP4H-E6-C | MultTiePlt,4Bdle,M-H,#6Screw,Nat,PK100 | Panduit’s MTP4H-E6-C Multiple Tie Plates are designed to secure bundles that are closely spaced. With their low profile design, bundles stay close to mounting surface making them ideal for areas where overhead space is limited. These mounts can be used wi | C | 100 | 200 | 100 | 615.85
07498358440 | MTP4S-E10-C | MultTiePlt,4Bdle,M-S,#10Screw,Nat,PK100 | The multiple tie plate in natural color supports four bundles and is used with miniature, intermediate, and standard cable ties. It uses #10 (M5) screws and is made of nylon 6.6, which increases mechanical strength, heat and wear resistance, and stiffnes | C | 100 | 200 | 100 | 287.52
07498358439 | MTP4S-E6-C | MultTiePlt,4Bdle,M-S,#6Screw,Nat,PK100 | Panduit’s MTP4S-E6-C Multiple Tie Plates are designed to secure bundles that are closely spaced. With their low profile design, bundles stay close to mounting surface making them ideal for areas where overhead space is limited. These mounts can be used wi | C | 100 | 200 | 100 | 296.12
07498358446 | MTP5H-E10-C | MultTiePlt,5Bdle,M-H,#10Screw,Nat,PK100 | The multiple tie plate in natural color supports five bundles and is used with miniature, intermediate, standard, heavy-standard, light-heavy, and heavy cable ties. It uses #10 (M5) screws and is made of nylon 6.6, which increases mechanical strength, hea | C | 100 | 100 | 100 | 642.57
07498358445 | MTP5H-E6-C | MultTiePlt,5Bdle,M-H,#6Screw,Nat,PK100 | Panduit’s MTP5H-E6-C Multiple Tie Plates are designed to secure bundles that are closely spaced. With their low profile design, bundles stay close to mounting surface making them ideal for areas where overhead space is limited. These mounts can be used wi | C | 100 | 100 | 100 | 661.87
07498358444 | MTP5S-E10-C | MultTiePlt,5Bdle,M-S,#10Screw,Nat,PK100 | The multiple tie plate in natural color supports five bundles and is used with miniature, intermediate, and standard cable ties. It uses #10 (M5) screws and is made of nylon 6.6, which increases mechanical strength, heat and wear resistance, and stiffness | C | 100 | 200 | 100 | 399.58
07498358443 | MTP5S-E6-C | MultTiePlt,5Bdle,M-S,#6Screw,Nat,PK100 | The multiple tie plate in natural color supports five bundles and is used with miniature, intermediate, and standard cable ties. It uses #6 (M3) screws and is made of nylon 6.6, which increases mechanical strength, heat and wear resistance, and stiffness. | C | 100 | 200 | 100 | 411.6
07498358448 | MTP6H-E10-C | MultTiePlt,6Bdle,M-H,#10Screw,Nat,PK100 | Panduit’s MTP6H-E10-C Multiple Tie Plates are designed to secure bundles that are closely spaced. With their low profile design, bundles stay close to mounting surface making them ideal for areas where overhead space is limited. These mounts can be used w | C | 100 | 100 | 100 | 731.16
07498358447 | MTP6H-E6-C | MultTiePlt,6Bdle,M-H,#6Screw,Nat,PK100 | Panduit’s MTP6H-E6-C Multiple Tie Plates are designed to secure bundles that are closely spaced. With their low profile design, bundles stay close to mounting surface making them ideal for areas where overhead space is limited. These mounts can be used wi | C | 100 | 100 | 100 | 753.09
07498300830 | MTPC2H-E10-C39 | RoundEdgTiePlt,2Bdle,M-Hties,NAT,PK100 | The rounded edge multiple tie plate in natural color supports two bundles and is used with miniature, intermediate, standard, heavy-standard, light-heavy, and heavy cable ties. It uses #10 (M5) screws and is made of heat-stabilized nylon 6.6, which incre | C | 100 | 100 | 100 | 667.33
07498300831 | MTPC3H-E10-C39 | RoundEdgTiePlt,3Bdle,M-Hties,NAT,PK100 | Panduit’s MTP6H-E10-C Rounded Edge Multiple Tie Plates are designed to secure bundles that are closely spaced. With their low profile design, bundles stay close to mounting surface making them ideal for areas where overhead space is limited. These mounts | C | 100 | 100 | 100 | 641.16
07498300832 | MTPC4H-E10-C39 | RoundEdgTiePlt,4Bdle,M-Hties,NAT,PK100 | The rounded edge multiple tie plate in natural color supports four bundles and is used with miniature, intermediate, standard, heavy-standard, light-heavy, and heavy cable ties. It uses #10 (M5) screws and is made of heat-stabilized nylon 6.6, which incre | C | 100 | 100 | 100 | 720.35
07498300833 | MTPC5H-E10-C39 | RoundEdgTiePlt,5Bdle,M-Hties,NAT,PK100 | The rounded edge multiple tie plate in natural color supports five bundles and is used with miniature, intermediate, standard, heavy-standard, light-heavy, and heavy cable ties. It uses #10 (M5) screws and is made of heat-stabilized nylon 6.6, which incre | C | 100 | 100 | 100 | 812.91
07498300834 | MTPC6H-E10-C39 | RoundEdgTiePlt,6Bdle,M-Hties,NAT,PK100 | The rounded edge multiple tie plate in natural color supports six bundles and is used with miniature, intermediate, standard, heavy-standard, light-heavy, and heavy cable ties. It uses #10 (M5) screws and is made of heat-stabilized nylon 6.6, which increa | C | 100 | 100 | 100 | 897.99
07498310888 | MTPC7H-E10-C39 | RoundEdgTiePlt,7Bdle,M-Hties,NAT,PK100 | The rounded edge multiple tie plate in natural color supports seven bundles and is used with miniature, intermediate, standard, heavy-standard, light-heavy, and heavy cable ties. It uses #10 (M5) screws and is made of heat-stabilized nylon 6.6, which incr | C | 100 | 100 | 100 | 971.16
07498302303 | MTRTH | MetalTieRetainedTensionTool,H,Ties,EA | Installation tool for use with the following stainless steel cross section retained tension ties:Type MRT and MRS: Heavy and double wrapped heavy | PC | 1 | 1 | 1 | 3577.61
07498302304 | MTRTLS | MetalTieRetainedTensionTool,L-H&S,EA | Installation tool for use with the following stainless steel cross section retained tension ties:Type MRT and MRS: Standard and light-heavyType MRT and MRS: Double wrapped standard and light-heavy | PC | 1 | 1 | 1 | 3577.61
07498356971 | N025X075CBT | TT,Adh Non-Lam Vyl Clth Lbl,.25"x.75",WH | White, vinyl cloth label. | M | 1000 | 10000 | 10000 | 30.31
07498356929 | N025X075FJJ | NetworkLabel,Adh,.25"Wx.75"H,WH,PK10000 | Non-laminated polyolefin label, 0.25" W x 0.75" H, 12-10 AWG, adhesive polyolefin, white, 25 labels/row, 275 labels/sheet, 10000 labels per package. | M | 1000 | 10000 | 10000 | 30.93
07498356973 | N025X150CBT | TT,Adh Non-Lam Vyl Clth Lbl,.25"x1.5" | White, vinyl cloth label. | M | 1000 | 2500 | 2500 | 54.48
07498396764 | N025X150FJJ | L/IJ,Adh Po Network Lbl,.25"x1.5",WH | Non-laminated polyolefin label, 0.25" W x 1.50" H, 8-2 AWG, adhesive polyolefin, white, 67 labels/row, 150 labels/sheet, 10000 labels per package. | M | 1000 | 10000 | 10000 | 37.32
07498356974 | N025X175CBT | TT,Adh Non-Lam Vyl Clth Lbl,.25"x1.75" | White, vinyl cloth label. | M | 1000 | 10000 | 10000 | 60.55
07498333149 | N050X075C1C | P1 Adh Nyl Cloth Cass,.5"x.75",WH | White, nylon cloth label for 12 — 10 AWG wires, 250/cassette. | PC | 1 | 10 | 1 | 36.72
07498333109 | N050X075C1T | TT,Non-Lam Lbl,Nyl Cloth,.5"x.75",WH | White, nylon cloth label, 0.50" x 0.75". | M | 1000 | 10000 | 10000 | 33.77
07498335124 | N050X075CBC | P1Cass,CompLbl,.5"Wx.75"H,WH,EA | White, perforated vinyl cloth label for 12 — 10 AWG wires, 125/cassette, 0.50" x 0.75". | PC | 1 | 10 | 1 | 33.35
07498346276 | N050X075CBT | TT,Adh Non-Lam Vyl Clth Lbl,.5"x.75",WH | The N050X075CBT Thermal Transfer Non-Laminated Label is constructed of a thin and comformable material with repositionable adhesive that allows the label to be removed and resued in temporary applications. Works well on Teflon coated wires. For use with | M | 1000 | 10000 | 10000 | 32.15
07498356931 | N050X075FJJ | NetworkLabel,Adh,.5"Wx.75"H,WH,PK10000 | Non-laminated polyolefin label, 0.50" W x 0.75" H, 12-10 AWG, adhesive polyolefin, white, 14 labels/row, 154 labels/sheet, 10000 labels per package. | M | 1000 | 10000 | 10000 | 38.74
07498356976 | N050X100CBT | TT,Adh Non-Lam Vyl Clth Lbl,.5"x1",WH | White, vinyl cloth label. | M | 1000 | 10000 | 10000 | 46.94
07498333150 | N050X125C1C | P1 Adh Ny Cloth Cass,10-6AWG,.5x1.25",WH | White, nylon cloth label for 10 — 6 AWG wires, 150/cassette, 0.50" x 1.25". | PC | 1 | 10 | 1 | 29.46
07498333110 | N050X125C1T | P1 Adh Ny Cloth Cass,.5x1.25",WH | White, nylon cloth label, 0.50" x 1.25". | M | 1000 | 10000 | 10000 | 55.76
07498356977 | N050X125CBT | TT,Lbl,VylCloth,.5"Wx1.25"H,WH,PK10000 | White, vinyl cloth label. | M | 1000 | 10000 | 10000 | 53.11
07498356965 | N050X125FJJ | NetworkLabel,Adh,.5"Wx1.25"H,WH,PK10000 | Non-laminated polyolefin label, 0.50" W x 1.25" H, 10-6 AWG, adhesive polyolefin, white, 14 labels/row, 98 labels/sheet, 10000 labels per package. | M | 1000 | 10000 | 10000 | 43.92
07498356978 | N050X150CBT | TT,Adh Non-Lam Vyl Clth Lbl,.5"x1.5",WH | White, vinyl cloth label. | M | 1000 | 2500 | 2500 | 64.51
07498356966 | N050X150FJJ | NetworkLabel,Adh,.5"Wx1.5"H,WH,PK5000 | Non-laminated polyolefin label, 0.50" W x 1.50" H, 8-2 AWG, adhesive polyolefin, white, 14 labels/row, 84 labels/sheet, 5000 labels per package. | M | 1000 | 5000 | 5000 | 51.67
07498333151 | N100X075C1C | P1 Adh Nyl Cloth Cass,1"x.75",WH | White, nylon cloth label for 12 — 10 AWG wires, 250/cassette. | PC | 1 | 10 | 1 | 36.72
07498333111 | N100X075C1T | TT,Non-Lam Lbl,Nyl Cloth,1"x.75",WH | White, nylon cloth label, 1.00" x 0.75". | M | 1000 | 10000 | 10000 | 71.19
07498396454 | N100X075CBC | P1Cass,CompLbl,1"Wx.75"L,WH,EA | White, perforated vinyl cloth label for 12 — 10 AWG wires, 125/cassette, 1.00" x 0.75". | PC | 1 | 10 | 1 | 46.94
07498356985 | N100X075CBT | TT,Adh Non-Lam Vyl Clth Lbl,1"x.75",WH | The N100X075CBT Thermal Transfer Non-Laminated Label is constructed of a thin and comformable material with repositionable adhesive that allows the label to be removed and resued in temporary applications. Works well on Teflon coated wires. For use with | M | 1000 | 10000 | 10000 | 67.8
07498356967 | N100X075FJJ | NetworkLabel,Adh,1"Wx.75"H,WH,PK5000 | Non-laminated polyolefin label, 1.0" W x 0.75" H, 12-10 AWG, adhesive polyolefin, white, 7 labels/row, 77 labels/sheet, 5000 labels per package. | M | 1000 | 5000 | 5000 | 73.98
07498335244 | N100X125CBC | P1Cass,CompLbl,1"Wx1.25"H,WH,EA | White, perforated vinyl cloth label for 10 — 6 AWG wires, 125/cassette. | PC | 1 | 10 | 1 | 26.75
07498357022 | N100X125CBT | TT,Adh Non-Lam Vyl Clth Lbl,1"x1.25",WH | White, vinyl cloth label | M | 1000 | 5000 | 5000 | 95.91
07498333096 | N100X150C1T | TT,Non-Lam Nyl Cloth Lbl,1"x1.5",WH | White, nylon cloth label, 1.00" x 1.5". | M | 1000 | 5000 | 5000 | 110.79
07498357024 | N100X150CBT | TT,Adh Non-Lam Vyl Clth Lbl,1"x1.5",WH | White, vinyl cloth label, 1.00" x 1.5". | M | 1000 | 5000 | 5000 | 105.51
07498345019 | N100X150FJJ | NetworkLabel,Adh,1"Wx1.5"H,WH,PK2500 | Non-laminated polyolefin label, 1.0" W x 1.50" H, 8-2 AWG, adhesive polyolefin, white, 7 labels/row, 42 labels/sheet, 2500 labels per package. | M | 1000 | 2500 | 2500 | 151.39
07498357030 | N100X175CBT | TT,Non-lam,Label,VylCloth,WH,PK2500 | The N100X175CBT Thermal Transfer Non-Laminated Label is constructed of a thin and comformable material with repositionable adhesive that allows the label to be removed and resued in temporary applications. Works well on Teflon coated wires. For use with | M | 1000 | 2500 | 2500 | 127.1
07498323143 | NC.5WH6 | Hal-Free Duct Cover, .5 x6',WH,6ft | Type NC halogen-free wiring duct cover, .5 W x 6' length, halogen-free, white. | FT | 1 | 6 | 6 | 2.74
07498323147 | NC1.5WH6 | Hal-Free Duct Cover, 1.5 x6',WH,6ft | The NC1.5WH6 Halogen-Free Wiring Duct Cover features a non-slip liner to prevent cover slide. Designed with the user in mind, the cover is easy to install and remove. A special-purpose material is for use in halogen-free or high-temperature applications. | FT | 1 | 6 | 6 | 4.36
07498323149 | NC1WH6 | Hal-Free Cover 1 x 6', WH, 6ft | The NC1.5WH6 Halogen-Free Wiring Duct Cover features a non-slip liner to prevent cover slide. Designed with the user in mind, the cover is easy to install and remove. A special-purpose material is for use in halogen-free or high-temperature applications. | FT | 1 | 6 | 6 | 3.56
07498365215 | NC25LG2 | Repl MTC HalFree DCT CVR,25mmx2M,LG,2MT | The NC25LG2 Halogen-Free Wiring Duct Cover features a non-slip liner to prevent cover slide. Designed with the user in mind, the cover is easy to install and remove. A special-purpose material is for use in halogen-free or high-temperature applications. | MR | 1 | 20 | 20 | 10.49
07498323153 | NC2WH6 | Hal-Free Cover 2 x 6', WH, 6ft | The NC2WH6 Halogen-Free PPO Wiring Duct Cover features a non-slip, liner to prevent cover slide. The cover is easy to install and remove. The special-purpose material is for use in halogen-free or high-temperature applications. It has a UL 94 flame clas | FT | 1 | 6 | 6 | 4.84
07498323155 | NC3WH6 | Hal-Free Duct Cover,3 Wx6',WH,EA | Type NC halogen-free wiring duct cover, 3 W x 6' length, halogen-free, white. | FT | 1 | 6 | 6 | 6.28
07498323157 | NC4WH6 | Hal-Free Duct Cover,4 Wx6',WH,EA | Type NC halogen-free wiring duct cover, 4 W x 6' length, halogen-free, white. | FT | 1 | 6 | 6 | 7.73
07498321450 | NE.5X.5WH6 | Slot Hal-Free Duct,.5X.5X6',WH, 6ft | Panduct® type NE halogen-free wiring duct, .5 W x .5 H, 6' length, halogen-free, white. | FT | 1 | 6 | 6 | 5.85
07498321458 | NE.5X1WH6 | Slot Hal-Free Duct,.5X1X6',WH, 6ft | Panduct® type NE halogen-free wiring duct, .5 W x 1 H, 6' length, halogen-free, white. | FT | 1 | 6 | 6 | 6.16
07498321468 | NE1.5X1.5WH6 | Slot Hal-Free Duct,1.5X1.5X6',WH, 6ft | The NE1.5X1.5WH6 Halogen-Free Wide Slot Wiring Duct design provides greater rigidity and allows for a wide range of wire/bundle sizes. Upper and lower scorelines for easy finger/sidewall section removal. UL 94 flame class of V-0 with a UL recognized conti | FT | 1 | 6 | 6 | 11.17
07498321472 | NE1.5X2WH6 | Slot Hal-Free Duct,1.5X2X6',WH, 6ft | The NE1.5X2WH6 Halogen-Free Wide Slot Wiring Duct design provides greater rigidity and allows for a wide range of wire/bundle sizes. Upper and lower scorelines for easy finger/sidewall section removal. UL 94 flame class of V-0 with a UL recognized continu | FT | 1 | 6 | 6 | 14.26
07498321474 | NE1.5X3WH6 | Slot Hal-Free Duct,1.5X3X6',WH, 6ft | Panduct® type NE halogen-free wiring duct, 1.5 W x 3 H, 6' length, halogen-free, white. | FT | 1 | 6 | 6 | 18.25
07498321476 | NE1.5X4WH6 | Slot Hal-Free Duct,.5X4X6',WH, 6ft | The NE1.5X4WH6 Halogen-Free Wide Slot Wiring Duct design provides greater rigidity and allows for a wide range of wire/bundle sizes. Upper and lower scorelines for easy finger/sidewall section removal. UL 94 flame class of V-0 with a UL recognized continu | FT | 1 | 6 | 6 | 23.9
07498321478 | NE1X1.5WH6 | Slot Hal-Free Duct,1X1.5X6',WH, 6ft | The NE1X1.5WH6 Halogen-Free Wide Slot Wiring Duct design provides greater rigidity and allows for a wide range of wire/bundle sizes. Upper and lower scorelines for easy finger/sidewall section removal. UL 94 flame class of V-0 with a UL recognized continu | FT | 1 | 6 | 6 | 7.8
07498321480 | NE1X1WH6 | Slot Hal-Free Duct,1X1X6',WH, 6ft | The NE1X1WH6 Halogen-Free Wide Slot Wiring Duct design provides greater rigidity and allows for a wide range of wire/bundle sizes. Upper and lower scorelines for easy finger/sidewall section removal. UL 94 flame class of V-0 with a UL recognized continuou | FT | 1 | 6 | 6 | 6.16
07498321482 | NE1X2WH6 | Slot Hal-Free Duct,1X2X6',WH, 6ft | The NE1X2WH6 Halogen-Free Wide Slot Wiring Duct de.sign provides greater rigidity and allows for a wide range of wire/bundle sizes. Upper and lower scorelines for easy finger/sidewall section removal. UL 94 flame class of V-0 with a UL recognized continuo | FT | 1 | 6 | 6 | 9.79
07498321484 | NE1X3WH6 | Slot Hal-Free Duct,1X3X6',WH, 6ft | The NE1X3WH6 Halogen-Free Wide Slot Wiring Duct design provides greater rigidity and allows for a wide range of wire/bundle sizes. Upper and lower scorelines for easy finger/sidewall section removal. UL 94 flame class of V-0 with a UL recognized continuou | FT | 1 | 6 | 6 | 16.43
07498321486 | NE1X4WH6 | Slot Hal-Free Duct,1X4X6',WH, 6ft | The NE1X4WH6 Halogen-Free Wide Slot Wiring Duct design provides greater rigidity and allows for a wide range of wire/bundle sizes. Upper and lower scorelines for easy finger/sidewall section removal. UL 94 flame class of V-0 with a UL recognized continuou | FT | 1 | 6 | 6 | 19.97
07498321490 | NE2X1WH6 | Slot Hal-Free Duct,2X1X6',WH, 6ft | The NE2X1WH6 Halogen-Free Wide Slot Wiring Duct design provides greater rigidity and allows for a wide range of wire/bundle sizes. Upper and lower scorelines for easy finger/sidewall section removal. UL 94 flame class of V-0 with a UL recognized continuou | FT | 1 | 6 | 6 | 8.75
07498321492 | NE2X2WH6 | Slot Hal-Free Duct,2X2X6',WH, 6ft | The NE2X2WH6 Halogen-Free Wide Slot Wiring Duct design provides greater rigidity and allows for a wide range of wire/bundle sizes. Upper and lower scorelines for easy finger/sidewall section removal. UL 94 flame class of V-0 with a UL recognized continuou | FT | 1 | 6 | 6 | 14.58
07498321437 | NE2X2WH6-A | Slot Hal-Free Duct,ADH,2X2X6',WH,6ft | The NE2X2WH6-A Halogen-Free Wide Slot Wiring Duct design provides greater rigidity and allows for a wide range of wire/bundle sizes. Upper and lower scorelines for easy finger/sidewall section removal. UL 94 flame class of V-0 with a UL recognized continu | FT | 1 | 6 | 6 | 17.45
07498321494 | NE2X3WH6 | Slot Hal-Free Duct,2X3X6',WH, 6ft | The NE2X3WH6 Panduct NE Halogen-Free Slotted Wiring Duct has a nominal duct size designed to optimize space. Manufactured with a special-purpose material for use in halogen-free or high-temperature applications. It has a UL 94 flame class of V-0 with a UL | FT | 1 | 6 | 6 | 20.88
07498321496 | NE2X4WH6 | Slot Hal-Free Duct,2X4X6',WH, 6ft | The NE2X4WH6 Halogen-Free Wide Slot Wiring Duct design provides greater rigidity and allows for a wide range of wire/bundle sizes. Upper and lower scorelines for easy finger/sidewall section removal. UL 94 flame class of V-0 with a UL recognized continuou | FT | 1 | 6 | 6 | 26.27
07498321500 | NE3X1WH6 | Slot Hal-Free Duct,3X1X6',WH, 6ft | Panduct® type NE halogen-free wiring duct, 3 W x 1 H, 6' length, halogen-free, white. | FT | 1 | 6 | 6 | 12.22
07498321502 | NE3X2WH6 | Slot Hal-Free Duct,3X2X6',WH, 6ft | Panduct® type NE halogen-free wiring duct, 3 W x 2 H, 6' length, halogen-free, white. | FT | 1 | 6 | 6 | 20.36
07498321504 | NE3X3WH6 | Slot Hal-Free Duct,3X3X6',WH, 6ft | Panduct® type NE halogen-free wiring duct, 3 W x 3 H, 6' length, halogen-free, white. | FT | 1 | 6 | 6 | 24.03
07498321506 | NE3X4WH6 | Slot Hal-Free Duct,3X4X6',WH, 6ft | The NE3X4WH6 Halogen-Free Wide Slot Wiring Duct design provides greater rigidity and allows for a wide range of wire/bundle sizes. Upper and lower scorelines for easy finger/sidewall section removal. UL 94 flame class of V-0 with a UL recognized continuou | FT | 1 | 6 | 6 | 30.73
07498321508 | NE3X5WH6 | Slot Hal-Free Duct,3X5X6',WH, 6ft | The NE3X5WH6 Halogen-Free Wide Slot Wiring Duct design provides greater rigidity and allows for a wide range of wire/bundle sizes. Upper and lower scorelines for easy finger/sidewall section removal. UL 94 flame class of V-0 with a UL recognized continuou | FT | 1 | 6 | 6 | 38.99
07498321512 | NE4X2WH6 | Slot Hal-Free Duct,4X2X6',WH, 6ft | Panduct® type NE halogen-free wiring duct, 4 W x 2 H, 6' length, halogen-free, white. | FT | 1 | 6 | 6 | 23.56
07498321514 | NE4X3WH6 | Slot Hal-Free Duct,4X3X6',WH, 6ft | The NE4X3WH6 Halogen-Free Wide Slot Wiring Duct design provides greater rigidity and allows for a wide range of wire/bundle sizes. Upper and lower scorelines for easy finger/sidewall section removal. UL 94 flame class of V-0 with a UL recognized continuou | FT | 1 | 6 | 6 | 28.87
07498321516 | NE4X4WH6 | Slot Hal-Free Duct,4X4X6',WH, 6ft | The NE4X4WH6 Halogen-Free Wide Slot Wiring Duct design provides greater rigidity and allows for a wide range of wire/bundle sizes. Upper and lower scorelines for easy finger/sidewall section removal. UL 94 flame class of V-0 with a UL recognized continuou | FT | 1 | 6 | 6 | 34.65
07498321447 | NE4X4WH6-A | Slot Hal-Free Duct,ADH,4X4X6',WH,6ft | Panduct® type NE halogen-free wiring duct, 4 W x 4 H, 6' length, halogen-free, adhesive, white. | FT | 1 | 6 | 6 | 39.86
07498321518 | NE4X5WH6 | Slot Hal-Free Duct,4X5X6',WH, 6ft | Panduct® type NE halogen-free wiring duct, 4 W x 5 H, 6' length, halogen-free, white. | FT | 1 | 6 | 6 | 39.93
07498365117 | NNC100X100LG2 | Slot HalFree MDCT,100mmx100mmx2M,LG,2Mtr | Panduct® type NNC halogen-free metric wiring duct, 100mm W x 97.8mm H x 2M length, halogen-free, light gray. | MR | 1 | 10 | 10 | 119.47
07498365105 | NNC100X100WH2 | Slot HalFree MDCT,100mmx100mmx2M,WH,2Mtr | The NNC100X100WH2 Halogen-Free Wide Slot Wiring Duct is used to route, protect, and manage wires near sensitive electronic equipment and in environments where heat resistance or public safety is a concern. UL 94 flame class of V-0 with a UL recognized con | MR | 1 | 10 | 10 | 125.43
07498398559 | NNC100X50LG2 | Slot HalFree MDCT,100mmx50mmx2M,LG,2Mtr | Panduct® type NNC halogen-free metric wiring duct, 100mm W x 47.8mm H x 2M length, halogen-free, light gray. | MR | 1 | 10 | 10 | 87.88
07498365116 | NNC100X75LG2 | Slot HalFree MDCT,100mmx75mmx2M,LG,2Mtr | Panduct® type NNC halogen-free metric wiring duct, 100mm W x 72.4mm H x 2M length, halogen-free, light gray. | MR | 1 | 10 | 10 | 107.82
07498365106 | NNC25X25LG2 | Slot HalFree MDCT,25mmx25mmx2M,LG,2Mtr | Panduct® type NNC halogen-free metric wiring duct, 25mm W x 25mm H x 2M length, halogen-free, light gray. | MR | 1 | 20 | 20 | 28.62
07498365100 | NNC25X25WH2 | Slot HalFree MDCT,25mmx25mmx2M,WH,2Mtr | Panduct® type NNC halogen-free metric wiring duct, 25mm W x 25mm H x 2M length, halogen-free, white. | MR | 1 | 20 | 20 | 28.62
07498365107 | NNC25X37LG2 | Slot HalFree MDCT,25mmx37mmx2M,LG,2Mtr | Panduct® type NNC halogen-free metric wiring duct, 25mm W x 37mm H x 2M length, halogen-free, light gray. | MR | 1 | 20 | 20 | 33.6
07498398530 | NNC25X50LG2 | Slot HalFree MDCT,25mmx50mmx2M,LG,2Mtr | Panduct® type NNC halogen-free metric wiring duct, 25mm W x 50mm H x 2M length, halogen-free, light gray. | MR | 1 | 20 | 20 | 37.29
07498344280 | NNC25X50WH2 | Slot HalFree MDCT,25mmx50mmx2M,WH,2Mtr | Panduct® type NNC halogen-free metric wiring duct, 25mm W x 50mm H x 2M length, halogen-free, white. | MR | 1 | 20 | 20 | 39.16
07498365108 | NNC25X75LG2 | Slot HalFree MDCT,25mmx75mmx2M,LG,2Mtr | Panduct® type NNC halogen-free metric wiring duct, 25mm W x 75mm H x 2M length, halogen-free, light gray. | MR | 1 | 20 | 20 | 56.21
07498365102 | NNC25X75WH2 | Slot HalFree MDCT,25mmx75mmx2M,WH,2Mtr | The NNC25X75WH2 Halogen-Free Wide Slot Wiring Duct is used to route, protect, and manage wires near sensitive electronic equipment and in environments where heat resistance or public safety is a concern. UL 94 flame class of V-0 with a UL recognized conti | MR | 1 | 20 | 20 | 59.02
07498398531 | NNC37X37LG2 | Slot HalFree MDCT,37mmx37mmx2M,LG,2Mtr | Panduct® type NNC halogen-free metric wiring duct, 37mm W x 37mm H x 2M length, halogen-free, light gray. | MR | 1 | 20 | 20 | 43.02
07498344277 | NNC37X37WH2 | Slot HalFree MDCT,37mmx37mmx2M,WH,2Mtr | The NNC37X37WH2 Halogen-Free Wide Slot Wiring Duct is used to route, protect, and manage wires near sensitive electronic equipment and in environments where heat resistance or public safety is a concern. UL 94 flame class of V-0 with a UL recognized conti | MR | 1 | 20 | 20 | 43.02
07498398532 | NNC37X50LG2 | Slot HalFree MDCT,37mmx50mmx2M,LG,2Mtr | Panduct® type NNC halogen-free metric wiring duct, 37mm W x 50mm H x 2M length, halogen-free, light gray. | MR | 1 | 20 | 20 | 51.65
07498344278 | NNC37X50WH2 | Slot HalFree MDCT,37mmx50mmx2M,WH,2Mtr | Panduct® type NNC halogen-free metric wiring duct, 37mm W x 50mm H x 2M length, halogen-free, white. | MR | 1 | 20 | 20 | 54.24
07498398533 | NNC37X75LG2 | Slot HalFree MDCT,37mmx75mmx2M,LG,2Mtr | Panduct® type NNC halogen-free metric wiring duct, 37mm W x 75mm H x 2M length, halogen-free, light gray. | MR | 1 | 20 | 20 | 62.71
07498344279 | NNC37X75WH2 | Slot HalFree MDCT,37mmx75mmx2M,WH,2Mtr | Panduct® type NNC halogen-free metric wiring duct, 37mm W x 75mm H x 2M length, halogen-free, white. | MR | 1 | 20 | 20 | 65.83
07498365109 | NNC50X100LG2 | Slot HalFree MDCT,50mmx100mmx2M,LG,2Mtr | Panduct® type NNC halogen-free metric wiring duct, 50mm W x 100mm H x 2M length, halogen-free, light gray. | MR | 1 | 10 | 10 | 87.27
07498365103 | NNC50X100WH2 | Slot HalFree MDCT,50mmx100mmx2M,WH,2Mtr | Panduct® type NNC halogen-free metric wiring duct, 50mm W x 100mm H x 2M length, halogen-free, white. | MR | 1 | 10 | 10 | 87.27
07498398534 | NNC50X50LG2 | Slot HalFree MDCT,50mmx50mmx2M,LG,2Mtr | The NNC50X50LG2 Halogen-Free Wide Slot Wiring Duct is used to route, protect, and manage wires near sensitive electronic equipment and in environments where heat resistance or public safety is a concern. UL 94 flame class of V-0 with a UL recognized conti | MR | 1 | 20 | 20 | 53.86
07498344281 | NNC50X50WH2 | Slot HalFree MDCT,50mmx50mmx2M,WH,2Mtr | Panduct® type NNC halogen-free metric wiring duct, 50mm W x 50mm H x 2M length, halogen-free, white. | MR | 1 | 20 | 20 | 56.55
07498398535 | NNC50X75LG2 | Slot HalFree MDCT,50mmx75mmx2M,LG,2Mtr | The NNC50X75LG2 Halogen-Free Wide Slot Wiring Duct is used to route, protect, and manage wires near sensitive electronic equipment and in environments where heat resistance or public safety is a concern. UL 94 flame class of V-0 with a UL recognized conti | MR | 1 | 10 | 10 | 71.28
07498344282 | NNC50X75WH2 | Slot HalFree MDCT,50mmx75mmx2M,WH,2Mtr | The NNC50X75WH2 Halogen-Free Wide Slot Wiring Duct is used to route, protect, and manage wires near sensitive electronic equipment and in environments where heat resistance or public safety is a concern. UL 94 flame class of V-0 with a UL recognized conti | MR | 1 | 10 | 10 | 71.28
07498342205 | NNC75DWH2 | HalFree MTC DividerWall,75mmx2M,WH,2Mtr | Panduct® type NNC divider wall, 3.00" (75mm) nominal duct height, 2M lenght, halogen-free, white. | MR | 1 | 2 | 2 | 24.65
07498398541 | NNC75X75LG2 | Slot HalFree MDCT,75mmx75mmx2M,LG,2Mtr | Panduct® type NNC halogen-free metric wiring duct, 75mm W x 75mm H x 2M length, halogen-free, light gray. | MR | 1 | 10 | 10 | 84.13
07498344283 | NNC75X75WH2 | Slot HalFree MDCT,75mmx75mmx2M,WH,2Mtr | The NNC75X75WH2 Halogen-Free Wide Slot Wiring Duct is used to route, protect, and manage wires near sensitive electronic equipment and in environments where heat resistance or public safety is a concern. UL 94 flame class of V-0 with a UL recognized conti | MR | 1 | 10 | 10 | 84.13
07498325220 | NR1-C | Duct Nylon Push Rivet, 100pcs | The NR1-C Nylon rivet is for use with TNR rivet tool. Mean pull-off force: PVC 90 lbs;Type NE/Type NNC 70 lbs. Mean shear force: PVC 139 lbs;Type NE/Type NNC 126 lbs. Color White. 100 per package. | C | 100 | 500 | 100 | 17.8
07498325221 | NR1-M | Duct Nylon Push Rivet, 1000pcs | The NR1-M Nylon rivet is for use with TNR rivet tool. Mean pull-off force: PVC 90 lbs; Type NE/Type NNC 70 lbs. Mean shear force: PVC 139 lbs; Type NE/Type NNC 126 lbs. Color White. 1000 per package. | M | 1000 | 5000 | 1000 | 156.31
07498345850 | NWSLC-2Y | Identification Sleeve,1.00",YL,PK100 | The NWSLC-2Y Identification Sleeve provides a larger labeling surface on small cables allowing legends to be clearly seen. It is recommended to locate sleeve on the straight section of cable at least 2.00" from fiber boot. For use with labels: S100X150YAJ | M | 1000 | 1000 | 100 | 88.91
07498340221 | NWSLC-2Y-AQ | AQ Sleeve for 2mm Simplex CBL,1"L,100PK | The cable identification sleeve in aqua is for 2mm simplex cable with labels S100X150YAJ (laser/inkjet), S100X150VAC (LS8E handheld printer), and S100X150VA1Y or S100X150VATY (thermal transfer printer). It is 1" long and made of flexible PVC. It comes in | M | 1000 | 1000 | 100 | 88.91
07498345881 | NWSLC-3Y | OR Sleeve for 3mm Simplex CBL,1"L,100PK | The NWSLC-3Y Identification Sleeve provides a larger labeling surface on small cables allowing legends to be clearly seen. It is recommended to locate sleeve on the straight section of cable at least 2.00" from fiber boot. For us with labels: S100X150YAJ | M | 1000 | 1000 | 100 | 88.91
07498345882 | NWSLC-7Y | WH ID Slv,3mm Dup Fiber Cable,1",100PK | The NWSLC-7Y Identification Sleeve provides a larger labeling surface on small cables allowing legends to be clearly seen. It is recommended to locate sleeve on the straight section of cable at least 2.00" from fiber boot. For use with labels: S100X225YAJ | M | 1000 | 1000 | 100 | 144.71
07498344877 | NWSLC2-2Y | YL Sleeve for 2mm Simplex CBL,2"L,100PK | The cable identification sleeve in yellow is for 2mm simplex cable with labels S200X150YAJ (laser/inkjet) and S200X150VATY (thermal transfer printer). It is 2" long and made of flexible PVC. It comes in 100-piece packages. | M | 1000 | 1000 | 100 | 186.52
07498344889 | NWSLC2-2Y-AQ | AQ Sleeve for 2mm Simplex CBL,2"L,100PK | The cable identification sleeve in aqua is for 2mm simplex cable with labels S200X150YAJ (laser/inkjet) and S200X150VATY (thermal transfer printer). It is 2" long and made of flexible PVC. It comes in 100-piece packages. | M | 1000 | 1000 | 100 | 186.52
07498344879 | NWSLC2-3Y | OR Sleeve for 2mm Simplex CBL,2"L,100PK | The cable identification sleeve in orange is for 3mm simplex cable with labels S200X150YAJ (laser/inkjet) and S200X150VATY (thermal transfer printer). It is 2" long and made of flexible PVC. It comes in 100-piece packages. | M | 1000 | 1000 | 100 | 186.52
07498344887 | NWSLC2-7Y | WH Sleeve for 2mm Simplex CBL,2"L,100PK | The NWSLC2-7Y Identification Sleeve provides a larger labeling surface on small cables allowing legends to be clearly seen. It is recommended to locate sleeve on the straight section of cable at least 2.00" from fiber boot. For use with labels: S200X225YA | M | 1000 | 1000 | 100 | 303.89
07498333060 | OMTM-S25-C0 | MultGangCbleTieMnt,1inoffset,BL,PK100 | The multiple gang cable tie mount in black is used to fasten wires and cables at one inch above a mounting surface at equal spaced distances. It uses a 1/4" (M6) screw mounting method and made of weather-resistant nylon 6.6, which increases mechanical str | C | 100 | 500 | 100 | 234.62
07498380521 | P10-10F-D | Fork Non-Insul,12-10AWG,#10,PK500 | Fork Terminal, non-insulated, 12- 10 AWG, #10 stud size, bulk package. | M | 1000 | 500 | 500 | 253.39
07498380520 | P10-10F-L | Fork,Non-Insul,12-10AWG,#10,PK50 | Fork Terminal, non-insulated, 12- 10 AWG, #10 stud size, standard package. | C | 100 | 250 | 50 | 56.88
07498380707 | P10-10FF-D | Fork Flange,Non-Insul,12-10AWG,#10,PK500 | Flanged Fork Terminal, 12- 10 AWG, #10 stud size, non-insulated, bulk package. | M | 1000 | 500 | 500 | 317.92
07498380917 | P10-10LF-D | Fork,Locking,Non-Ins,12-10AWG,#10,PK500 | Locking Fork Terminal, non-insulated, 14- 10 AWG, #10 stud size, bulk package. | M | 1000 | 500 | 500 | 313.16
07498380233 | P10-10R-D | Ring,Non-Insul,12-10AWG,#10 STUD,PK500 | The P10-10R-D Pan-Term® Terminal is a non-insulated, ring terminal. Brazed seam protects terminal barrel from splitting during the crimping process. Internal barrel serrations assure good wire contact and maximum tensile strength. | M | 1000 | 500 | 500 | 246.24
07498380232 | P10-10R-L | Ring,Non-Insul,12-10AWG,#10 STUD,PK50 | The P10-10R-L Pan-Term® Terminal is a non-insulated, ring terminal. Brazed seam protects terminal barrel from splitting during the crimp process. Internal barrel serrations assure good wire contact and maximum tensile strength. | C | 100 | 500 | 50 | 56.88
07498380553 | P10-10RHT6-D | Ring, HiTemp,Non-Ins,12-10AWG,#10,PK500 | High Temperature Ring Terminal, 12 – 10 AWG, #10 stud size, non-insulated, bulk package. | M | 1000 | 500 | 500 | 397.78
07498380543 | P10-10RHT6-L | Ring, HiTemp,Non-Ins,12-10AWG,#10,PK50 | The P10-10RHT6-L Pan-Term® Terminal is a non-insulated, nickel-plated, ring terminal for high temperature applications. Brazed seam protects terminal barrel from splitting during the crimp process. Internal barrel serrations assure good wire contact and m | C | 100 | 500 | 50 | 79.24
07498391287 | P10-12R-L | Ring,Non-Insul,12-10AWG,1/2IN STUD,PK50 | Ring Terminal, 14 – 10 AWG, 1/2" stud size, non-insulated. | C | 100 | 250 | 50 | 99.37
07498380235 | P10-14R-D | Ring,Non-Insul,12-10AWG,1/4IN STUD,PK500 | The P10-14R-D Pan-Term® Terminal is a non-insulated, ring terminal. Brazed seam protects terminal barrel from splitting during the crimp process. Internal barrel serrations assure good wire contact and maximum tensile strength. | M | 1000 | 500 | 500 | 268.24
07498380234 | P10-14R-L | Ring,Non-Insul,12-10AWG,1/4IN STUD,PK50 | The P10-14R-L Pan-Term® Terminal is a non-insulated, ring terminal. Brazed seam protects terminal barrel from splitting during the crimp process. Internal barrel serrations assure good wire contact and maximum tensile strength. | C | 100 | 500 | 50 | 67.18
07498380554 | P10-14RHT6-D | Ring,HiTemp,NonIns,12-10AWG,1/4IN,PK500 | High Temperature Ring Terminal, 12 – 10 AWG, 1/4" stud size, non-insulated, bulk package. | M | 1000 | 500 | 500 | 479.84
07498380544 | P10-14RHT6-L | Ring,HiTemp,Non-Ins,12-10AWG,1/4IN,PK50 | High Temperature Ring Terminal, 12 – 10 AWG, 1/4" stud size, non-insulated, standard package. | C | 100 | 50 | 50 | 82.4
07498380239 | P10-38R-D | Ring,Non-Insul,12-10AWG,3/8IN STUD,PK500 | Ring Terminal, 14 – 10 AWG, 3/8" stud size, non-insulated, bulk package. | M | 1000 | 500 | 500 | 306.78
07498380238 | P10-38R-L | Ring,Non-Insul,12-10AWG,3/8IN STUD,PK50 | Ring Terminal, 14 – 10 AWG, 3/8" stud size, non-insulated, standard package. | C | 100 | 250 | 50 | 67.18
07498380237 | P10-56R-D | Ring,Non-Ins,12-10AWG,5/16IN STUD,PK500 | Ring Terminal, 12 – 10 AWG, 5/16" stud size, non-insulated, bulk package. | M | 1000 | 500 | 500 | 322.11
07498380236 | P10-56R-L | Ring,Non-Ins,12-10AWG,5/16IN STUD,PK50 | Ring Terminal, 12 – 10 AWG, 5/16" stud size, non-insulated, standard package. | C | 100 | 250 | 50 | 70.52
07498380516 | P10-6F-L | Fork,Non-Insul,12-10AWG,#6 STUD,PK50 | Fork Terminal, non-insulated, 12- 10 AWG, #6 stud size, standard package. | C | 100 | 50 | 50 | 55.24
07498380229 | P10-6R-D | Ring,Non-Insul,12-10AWG,#6 STUD,PK500 | Ring Terminal, 14 – 10 AWG, #6 stud size, non-insulated, bulk package. | M | 1000 | 500 | 500 | 253.39
07498380228 | P10-6R-L | Ring,Non-Insul,12-10AWG,#6 STUD,PK50 | Ring Terminal, 12 – 10 AWG, #6 stud size, non-insulated, standard package. | C | 100 | 250 | 50 | 58.5
07498380541 | P10-6RHT6-L | Ring,HiTemp,Non-Ins,12-10AWG,#6,PK50 | High Temperature Ring Terminal, 12 – 10 AWG, #6 stud size, non-insulated, standard package. | C | 100 | 250 | 50 | 79.24
07498380519 | P10-8F-D | Fork,Non-Insul,12-10AWG,#8,PK500 | Fork Terminal, non-insulated, 12- 10 AWG, #8 stud size, bulk package. | M | 1000 | 500 | 500 | 276.5
07498380518 | P10-8F-L | Fork,Non-Insul,12-10AWG,#8,PK50 | Fork Terminal, non-insulated, 12- 10 AWG, #8 stud size, standard package. | C | 100 | 50 | 50 | 56.86
07498380915 | P10-8LF-D | Fork,Locking,non-ins,12-10AWG,#8,PK500 | Locking Fork Terminal, non-insulated, 14- 10 AWG, #8 stud size, bulk package. | M | 1000 | 500 | 500 | 295.52
07498380914 | P10-8LF-L | Fork,Locking,non-ins,12-10AWG,#8,PK50 | Locking Fork Terminal, non-insulated, 14- 10 AWG, #8 stud size, standard package. | C | 100 | 50 | 50 | 68.52
07498380231 | P10-8R-D | Ring,Non-Insul,12-10AWG,#8 STUD,PK500 | Ring Terminal, 14 – 10 AWG, #8 stud size, non-insulated, bulk package. | M | 1000 | 500 | 500 | 236.79
07498380230 | P10-8R-L | Ring,Non-Insul,12-10AWG,#8 STUD,PK50 | Ring Terminal, 14 – 10 AWG, #8 stud size, non-insulated, standard package. | C | 100 | 250 | 50 | 54.16
07498380552 | P10-8RHT6-D | Ring,HiTemp,Non-Insul,12-10AWG,#8,PK500 | High Temperature Ring Terminal, 12 – 10 AWG, #8 stud size, non-insulated, bulk package. | M | 1000 | 500 | 500 | 413.61
07498380542 | P10-8RHT6-L | Ring,HiTemp,Non-Ins,12-10AWG,#8,PK50 | High Temperature Ring Terminal, 12 – 10 AWG, #8 stud size, non-insulated, standard package. | C | 100 | 50 | 50 | 79.24
07498381232 | P10-P55-D | Pin,Non-Insul,12-10AWG,.55 pin len,PK500 | Pin Terminal, 12 10 AWG, non-insulated, .55 pin length, bulk package. | M | 1000 | 500 | 500 | 490.58
07498380281 | P12-10HDR-D | Ring,HD,non-insul,16-12AWG,#10,PK500 | Ring Terminal, 16-12 AWG, #10 stud size, heavy duty, non-insulated, bulk package. | M | 1000 | 500 | 500 | 404.89
07498380280 | P12-10HDR-L | Ring,HD,non-insul,16-12AWG,#10,PK50 | Ring Terminal 16-12 AWG, #10 stud size, heavy duty, non-insulated, standard package. | C | 100 | 500 | 50 | 75.87
07498380283 | P12-14HDR-D | Ring,HD,non-insul,16-12AWG,1/4IN,PK500 | Ring Terminal, 16-12 AWG, 1/4" stud size, heavy duty, non-insulated, bulk package. | M | 1000 | 500 | 500 | 454.69
07498380287 | P12-38HDR-D | Ring,HD,non-insul,16-12AWG,3/8IN,PK500 | Ring Terminal, 16-12 AWG, 3/8" stud size, heavy duty, non-insulated, bulk package. | M | 1000 | 500 | 500 | 468.15
07498380285 | P12-56HDR-D | Ring,HD,non-insul,16-12AWG,5/16IN,PK500 | Ring Terminal, 16-12 AWG, 5/16" stud size, heavy duty, non-insulated, bulk package. | M | 1000 | 500 | 500 | 454.69
07498380284 | P12-56HDR-L | Ring,HD,non-insul,16-12AWG,5/16IN,PK50 | Ring Terminal, 16-12 AWG, 5/16" stud size, heavy duty, non-insulated, standard package. | C | 100 | 250 | 50 | 85.97
07498380277 | P12-6HDR-D | Ring,HD,non-insul,16-12AWG,#6 STUD,PK500 | Ring Terminal, 16-12 AWG, #6 stud size, heavy duty, non-insulated, bulk package. | M | 1000 | 500 | 500 | 425.15
07498380279 | P12-8HDR-D | Ring,HD,non-insul,16-12AWG,#8 STUD,PK500 | Ring Terminal, 16-12 AWG, #8 stud size, heavy duty, non-insulated, bulk package. | M | 1000 | 500 | 500 | 425.15
07498362962 | P12P24 | BEAM CLAMP,1/8-1/4,PUSH,3/4 in,PK100 | Beam clamp for 1/8" - 1/4" flange with 3/4" push fit conduit clip; 1/2" Rigid/IMC; static load capacity: 25 lbs. - vertically for bottom mount. | PC | 1 | 100 | 100 | 1.97
07498363853 | P12P24SM | BEAM CLAMP,1/8-1/4,PUSH,3/4 in,SM,PK100 | Beam clamp for 1/8" - 1/4" flange with 3/4" push fit conduit clip; 1/2" Rigid/IMC; static load capacity: 15 lbs. vertically for side mount. | PC | 1 | 200 | 100 | 1.55
07498362994 | P12P58 | BEAM CLAMP,5/16-1/2,PUSH,3/4 in,PK100 | Beam clamp for 5/16" - 1/2" flange with 3/4" push fit conduit clip, 1/2" Rigid/IMC, static load capacity: 25 lbs. - vertically for bottom mount. | PC | 1 | 100 | 100 | 2.14
07498380512 | P14-10F-C | Fork,Non-Insul,16-14AWG,#10,PK100 | Fork Terminal, non-insulated, 16- 14 AWG, #10 stud size, standard package. | C | 100 | 100 | 100 | 42.75
07498380513 | P14-10F-M | Fork,Non-Insul,16-14AWG,#10,PK1000 | Fork Terminal, non-insulated, 16- 14 AWG, #10 stud size, bulk package. | M | 1000 | 1000 | 1000 | 186.76
07498380911 | P14-10LF-M | Fork,Lock,NonIns,18-14AWG,#10STUD,PK1000 | Locking Fork Terminal, non-insulated, 18- 14 AWG, #10 stud size, bulk package. | M | 1000 | 1000 | 1000 | 207.2
07498380858 | P14-10LFN-C | Fork,Lock,NonIns,18-14AWG,#10 NRW,PK100 | Locking Fork Terminal, non-insulated, 18- 14 AWG, #10 stud size, narrow tongue, standard package. | C | 100 | 500 | 100 | 53.29
07498380220 | P14-10R-C | Ring,Non-Insul,16-14AWG,#10 STUD,PK100 | The P14-10R-C Pan-Term® Terminal is a non-insulated, ring terminal. Brazed seam protects terminal barrel from splitting during the crimp process. Internal barrel serrations assure good wire contact and maximum tensile strength. | C | 100 | 500 | 100 | 40.7
07498380221 | P14-10R-M | Ring ,Non-Insul,16-14AWG,#10 STUD,PK1000 | The P14-10R-M Pan-Term® Terminal is a non-insulated, ring terminal. Brazed seam protects terminal barrel from splitting during the crimp process. Internal barrel serrations assure good wire contact and maximum tensile strength. | M | 1000 | 1000 | 1000 | 169.51
07498380540 | P14-10RHT6-C | Ring,HiTemp,NonInsul,16-14AWG,#10,SP | High Temperature Ring Terminal, 16 – 14 AWG, #10 stud size, non-insulated, standard package. | C | 100 | 500 | 100 | 52.4
07498380550 | P14-10RHT6-M | Ring,HiTemp,NonInsul,16-14AWG,#10,BP | High Temperature Ring Terminal, 16 – 14 AWG, #10 stud size, non-insulated, bulk package. | M | 1000 | 1000 | 1000 | 264.01
07498391286 | P14-12R-L | Ring,Non-Insul,16-14AWG,1/2IN STUD,PK50 | Ring Terminal, 18 – 14 AWG, 1/2" stud size, non-insulated, 50 pc. package quantity. | C | 100 | 250 | 50 | 89.7
07498380222 | P14-14R-C | Ring,Non-Ins,16-14AWG,1/4IN STUD,PK100 | The P14-14R-C Pan-Term® Terminal is a non-insulated, ring terminal. Brazed seam protects terminal barrel from splitting during the crimp process. Internal barrel serrations assure good wire contact and maximum tensile strength. | C | 100 | 500 | 100 | 58.2
07498380223 | P14-14R-M | Ring,Non-Ins,16-14AWG,1/4IN STUD,PK1000 | Ring Terminal, 18 – 14 AWG, 1/4" stud size, non-insulated, bulk package. | M | 1000 | 1000 | 1000 | 243.99
07498380226 | P14-38R-C | Ring,Non-Ins,16-14AWG,3/8IN STUD,PK100 | Ring Terminal, 18 – 14 AWG, 3/8" stud size, non-insulated, standard package. | C | 100 | 500 | 100 | 58.25
07498380227 | P14-38R-M | Ring,Non-Ins,16-14AWG,3/8IN STUD,PK1000 | Ring Terminal, 18 – 14 AWG, 3/8" stud size, non-insulated, bulk package. | M | 1000 | 1000 | 1000 | 293.29
07498380215 | P14-4R-M | Ring,Non-Insul,16-14AWG,#4 STUD,PK1000 | Ring Terminal, 18 – 14 AWG, #4 stud size, non-insulated, bulk package. | M | 1000 | 1000 | 1000 | 188.54
07498380224 | P14-56R-C | Ring,Non-Ins,16-14AWG,5/16IN STUD,PK100 | Ring Terminal, 18 – 14 AWG, 5/16" stud size, non-insulated, standard package. | C | 100 | 100 | 100 | 58.25
07498380225 | P14-56R-M | Ring,Non-Ins,16-14AWG,5/16IN STUD,PK1000 | Ring Terminal, 18 – 14 AWG 5/16" stud size, non-insulated, bulk package. | M | 1000 | 1000 | 1000 | 279.32
07498380508 | P14-6F-C | Fork,Non-Insul,16-14AWG,#6 STUD,PK100 | Fork Terminal, non-insulated, 18- 14 AWG, #6 stud size, standard package. | C | 100 | 100 | 100 | 40.81
07498380509 | P14-6F-M | Fork,Non-Insul,16-14AWG,#6 STUD,PK1000 | Fork Terminal, non-insulated, 18- 14 AWG, #6 stud size, bulk package. | M | 1000 | 1000 | 1000 | 181.4
07498380702 | P14-6FF-C | Fork,Flange,Non-Ins,16-14AWG,#6,PK100 | Flanged Fork Terminal, 16- 14 AWG, #6 stud size, non-insulated, standard package. | C | 100 | 500 | 100 | 49.57
07498380861 | P14-6FN-M | Fork,Non-Ins,16-14AWG,#6 STUD,NRW,PK1000 | Fork Terminal, non-insulated, 18- 14 AWG, #6 stud size, narrow tongue, bulk package. | M | 1000 | 1000 | 1000 | 177.97
07498380906 | P14-6LF-C | Fork,Lock,Non-Ins,16-14AWG,#6 STUD,PK100 | Locking Fork Terminal, non-insulated, 18- 14 AWG, #6 stud size, standard package. | C | 100 | 500 | 100 | 53.31
07498380907 | P14-6LF-M | Fork,Lock,NonIns,16-14AWG,#6 STUD,PK1000 | Locking Fork Terminal, non-insulated, 18- 14 AWG, #6 stud size, bulk package. | M | 1000 | 1000 | 1000 | 205.14
07498380216 | P14-6R-C | Ring,Non-Insul,16-14AWG,#6 STUD,PK100 | Ring Terminal, 18 – 14 AWG, #6 stud size, non-insulated, standard package. | C | 100 | 100 | 100 | 40.81
07498380217 | P14-6R-M | Ring,Non-Insul,16-14AWG,#6 STUD,PK1000 | Ring Terminal, 18 – 14 AWG, #6 stud size, non-insulated, bulk package. | M | 1000 | 1000 | 1000 | 172.76
07498380538 | P14-6RHT6-C | Ring,HiTemp,Non-Insul,16-14AWG,#6,PK100 | High Temperature Ring Terminal, 16 – 14 AWG, #6 stud size, non-insulated, standard package. | C | 100 | 100 | 100 | 55.01
07498380548 | P14-6RHT6-M | Ring,HiTemp,Non-Insul,16-14AWG,#6,PK1000 | High Temperature Ring Terminal, 16 – 14 AWG, #6 stud size, non-insulated, bulk package. | M | 1000 | 1000 | 1000 | 277.2
07498380510 | P14-8F-C | Fork,Non-Insul,16-14AWG,#8,PK100 | Fork Terminal, non-insulated, 18- 14 AWG, #8 stud size, standard package. | C | 100 | 100 | 100 | 42.75
07498380511 | P14-8F-M | Fork,Non-Insul,16-14AWG,#8,PK1000 | Fork Terminal, non-insulated, 18- 14 AWG, #8 stud size, bulk package. | M | 1000 | 1000 | 1000 | 172.76
07498380704 | P14-8FF-C | Fork,Flange,Non-Ins,16-14AWG,#8,PK100 | Flanged Fork Terminal, 16- 14 AWG, #8 stud size, non-insulated, standard package. | C | 100 | 500 | 100 | 49.57
07498380705 | P14-8FF-M | Fork,Flange,Non-Ins,16-14AWG,#8,PK1000 | Flanged Fork Terminal, 16- 14 AWG, #8 stud size, non-insulated, bulk package. | M | 1000 | 1000 | 1000 | 214.41
07498380909 | P14-8LF-M | Fork,Lock,NonIns,16-14AWG,#8 STUD,PK1000 | Locking Fork Terminal, non-insulated, 18- 14 AWG, #8 stud size, bulk package. | M | 1000 | 1000 | 1000 | 213.19
07498380218 | P14-8R-C | Ring,Non-Insul,16-14AWG,#8 STUD,PK100 | Ring Terminal, 18 – 14 AWG, #8 stud size, non-insulated, standard package. | C | 100 | 500 | 100 | 40.7
07498380219 | P14-8R-M | Ring,Non-Insul,16-14AWG,#8 STUD,PK1000 | Ring Terminal, 18 – 14 AWG, #8 stud size, non-insulated, bulk package. | M | 1000 | 1000 | 1000 | 172.76
07498380539 | P14-8RHT6-C | Ring,HiTemp,Non-Insul,16-14AWG,#8,PK100 | High Temperature Ring Terminal, 16 – 14 AWG, #8 stud size, non-insulated, standard package. | C | 100 | 100 | 100 | 55.01
07498380549 | P14-8RHT6-M | Ring,HiTemp,Non-Insul,16-14AWG,#8,PK1000 | High Temperature Ring Terminal, 16 – 14 AWG, #8 stud size, non-insulated, bulk package. | M | 1000 | 1000 | 1000 | 277.2
07498381229 | P14-P47-C | Pin,Non-Ins,16-14AWG,.49 PIN LGTH,PK100 | Pin Terminal, 16 14 AWG, non-insulated, .49 pin length, standard package. | C | 100 | 100 | 100 | 64.24
07498381230 | P14-P47-M | Pin,Non-Ins,16-14AWG,.49 PIN LGTH,PK1000 | Pin Terminal, 16 14 AWG, non-insulated, .49 pin length, bulk package. | M | 1000 | 1000 | 1000 | 294.69
07498362963 | P16M24 | BEAM CLAMP,SNAP CLOSE,1 in,PK100 | Beam clamp for 1/8" - 1/4" flange with 1" snap closed conduit clip, bottom mount, static load capacity: 75 lbs. vertically. | PC | 1 | 100 | 100 | 2.27
07498363854 | P16M24SM | BEAM CLAMP,SNAP CLOSE,SD MNT,1 in,PK100 | Beam clamp for 1/8" - 1/4" flange with 1" snap close conduit clip, side mount, static load capacity: 25 lbs. vertically. | PC | 1 | 100 | 100 | 1.84
07498363036 | P16M912 | BEAM CLAMP,9/16-3/4in,SNP CLS,1 in,PK100 | Beam clamp for 9/16" - 3/4" flange with 1" snap closed conduit clip, bottom mount, static load capacity: 75 lbs. vertically. | PC | 1 | 100 | 100 | 2.71
07498363937 | P16M912SM | BeamClmp,9/16-3/4in,Snp,SDMNT,1",PK100 | Beam clamp for 9/16" - 3/4" flange with 1" snap close conduit clip, side mount, static load capacity: 25 lbs. vertically. | PC | 1 | 100 | 100 | 2.56
07498363144 | P16MB18A | BOX/CONDUIT HANGER,1 in,CNDT,NO-THD,PK25 | Box support assembly for 1 EMT/Rigid/IMC conduit with plain 1/4 mounting hole. | PC | 1 | 25 | 25 | 5.34
07498380504 | P18-10F-C | Fork,Non-Insul,22-16AWG,#10 STUD,PK100 | Fork Terminal, non-insulated, 22- 16 AWG, #10 stud size, standard package. | C | 100 | 100 | 100 | 42.75
07498380854 | P18-10FN-C | Fork,Non-Insul,22-16AWG,#10,NRW,PK100 | Fork Terminal, non-insulated, 22- 16 AWG, #10 stud size, narrow tongue. | C | 100 | 500 | 100 | 42.45
07498380206 | P18-10R-C | Ring,Non-Insul,22-16AWG,#10 STUD,PK100 | Ring Terminal, 22 – 16 AWG, #10 stud size, non-insulated, standard package. | C | 100 | 100 | 100 | 40.81
07498380207 | P18-10R-M | Ring,Non-Insul,22-16AWG,#10 STUD,PK1000 | The P18-10R-M Pan-Term® Terminal is a non-insulated, ring terminal. Brazed seam protects terminal barrel from splitting during the crimp process. Internal barrel serrations assure good wire contact and maximum tensile strength. | M | 1000 | 1000 | 1000 | 172.76
07498380537 | P18-10RHT6-C | Ring,HiTemp,Non-Insul,22-18AWG,#10,PK100 | High Temperature Ring Terminal, 22 – 18 AWG, #10 stud size, non-insulated, standard package. | C | 100 | 100 | 100 | 52.42
07498380547 | P18-10RHT6-M | Ring,HiTemp,Non-Ins,22-18AWG,#10,PK1000 | The P18-10RHT6-M Pan-Term® Terminal is a non-insulated, nickel-plated, ring terminal for high temperature applications. The metal insulation grip sleeve crimps to wire insulation, providing protection and strain relief to the crimp joint from high vibrati | M | 1000 | 1000 | 1000 | 251.4
07498391285 | P18-12R-C | Ring,Non-Ins,22-16AWG,1/2 IN STUD,PK100 | Ring Terminal, 22 – 16 AWG, 1/2" stud size, non-insulated. | C | 100 | 100 | 100 | 89.7
07498380507 | P18-14F-M | Fork,Non-Insul,22-16AWG,1/4 IN,PK1000 | Fork Terminal, non-insulated, 22- 16 AWG, 1/4 stud size, bulk package. | M | 1000 | 1000 | 1000 | 251.17
07498380208 | P18-14R-C | Ring,Non-Ins,22-16AWG,1/4 IN STUD,PK100 | Ring Terminal, 22 – 16 AWG, 1/4" stud size, non-insulated, standard package. | C | 100 | 100 | 100 | 54.94
07498380209 | P18-14R-M | Ring,Non-Ins,22-16AWG,1/4 IN STUD,PK1000 | Ring Terminal, 22 – 16 AWG, 1/4" stud size, non-insulated, bulk package. | M | 1000 | 1000 | 1000 | 287.77
07498380212 | P18-38R-C | Ring,Non-Ins,22-16AWG,3/8 IN STUD,PK100 | Ring Terminal, 22 – 16 AWG, 3/8" stud size, non-insulated, standard package. | C | 100 | 100 | 100 | 41.57
07498380201 | P18-4R-M | Ring,NonInsul,22-16AWG,#4 STUD,PK1000 | Ring Terminal, 22 – 16 AWG, #4 stud size, non-insulated, bulk package. | M | 1000 | 1000 | 1000 | 167.84
07498380210 | P18-56R-C | Ring,Non-Ins,22-16AWG,4/16 IN STUD,PK100 | Ring Terminal, 22 – 16 AWG, 5/16" stud size, non-insulated, standard package. | C | 100 | 100 | 100 | 45.71
07498380500 | P18-6F-C | Fork,Non-Insul,22-16AWG,#6 STUD,PK100 | Fork Terminal, non-insulated, 22- 16 AWG, #6 stud size, standard package. | C | 100 | 500 | 100 | 40.81
07498380501 | P18-6F-M | Fork,Non-Insul,22-16AWG,#6 STUD,PK1000 | Fork Terminal, non-insulated, 22- 16 AWG, #6 stud size, bulk package. | M | 1000 | 1000 | 1000 | 171.09
07498380853 | P18-6FN-C | Fork,Non-Insul,22-16AWG,#6,NRW,PK100 | Fork Terminal, non-insulated, 22- 16 AWG, #6 stud size, narrow tongue, standard package. | C | 100 | 100 | 100 | 40.81
07498380859 | P18-6FN-M | Fork,Non-Insul,22-16AWG,#6,NRW,PK1000 | Fork Terminal, non-insulated, 22- 16 AWG, #6 stud size, narrow tongue, bulk package. | M | 1000 | 1000 | 1000 | 181.4
07498380901 | P18-6LF-M | Fork,Locking,Non-Ins,22-16AWG,#6,PK1000 | Locking Fork Terminal, non-insulated, 22- 16 AWG, #6 stud size, bulk package. | M | 1000 | 1000 | 1000 | 205.14
07498380202 | P18-6R-C | Ring,Non-Insul,22-16AWG,#6 STUD,PK100 | Ring Terminal, 22 – 16 AWG, #6 stud size, non-insulated, standard package. | C | 100 | 100 | 100 | 40.81
07498380203 | P18-6R-M | Ring,NonInsul,22-16AWG,#6 STUD,PK1000 | Ring Terminal, 22 – 16 AWG, #6 stud size, non-insulated, bulk package. | M | 1000 | 1000 | 1000 | 172.76
07498380545 | P18-6RHT6-M | Ring,HiTemp,Non-Insul,22-18AWG,#6,PK100 | High Temperature Ring Terminal, 22 – 18 AWG, #6 stud size, non-insulated, bulk package. | M | 1000 | 1000 | 1000 | 263.99
07498380199 | P18-6RN-M | Ring,Non-Insul,22-16AWG,#6,NRW,PK1000 | Ring Terminal, 22 – 16 AWG, #6 stud size, narrow tongue, non-insulated, bulk package. | M | 1000 | 1000 | 1000 | 176.22
07498380502 | P18-8F-C | Fork,Non-Insul,22-16AWG,#8 STUD,PK100 | Fork Terminal, non-insulated, 22- 16 AWG, #8 stud size, standard package. | C | 100 | 100 | 100 | 42.43
07498380700 | P18-8FF-C | Fork,Flange,Non-Insul,22-16AWG,#8,PK100 | Flanged Fork Terminal, 22- 16 AWG, #8 stud size, non-insulated, standard package. | C | 100 | 500 | 100 | 49.1
07498380903 | P18-8LF-M | Fork,Locking,Non-Ins,22-16AWG,#8,PK1000 | Locking Fork Terminal, non-insulated, 22- 16 AWG, #8 stud size, bulk package. | M | 1000 | 1000 | 1000 | 213.19
07498380204 | P18-8R-C | Ring,Non-Insul,22-16AWG,#8 STUD,PK100 | Ring Terminal, 22 – 16 AWG, #8 stud size, non-insulated, standard package. | C | 100 | 100 | 100 | 40.81
07498380205 | P18-8R-M | Ring,Non-Insul,22-16AWG,#8 STUD,PK1000 | Ring Terminal, 22 – 16 AWG, #8 stud size, non-insulated, bulk package. | M | 1000 | 1000 | 1000 | 172.76
07498380536 | P18-8RHT6-C | Ring,NonInsul,22-16AWG,#8 STUD,PK1000 | High Temperature Ring Terminal, 22 – 18 AWG, #8 stud size, non-insulated, standard package. | C | 100 | 100 | 100 | 52.42
07498380546 | P18-8RHT6-M | Ring,HiTemp,Non-Insul,22-18AWG,#8,PK100 | High Temperature Ring Terminal, 22 – 18 AWG #8 stud size, non-insulated, bulk package. | M | 1000 | 1000 | 1000 | 263.99
07498381227 | P18-P47-C | Pin,Non-Ins,22-18AWG,.49 PIN LGTH,PK100 | Pin Terminal, 22 18 AWG, non-insulated, .49 pin length, standard package. | C | 100 | 500 | 100 | 62.61
07498381228 | P18-P47-M | Pin,Non-Ins,22-18AWG,.49 PIN LGTH,PK1000 | Pin Terminal, 22 18 AWG, non-insulated, .49 pin length, bulk package. | M | 1000 | 1000 | 1000 | 294.32
07498387050 | P2-10R-T | Ring,Non-Ins,2 AWG,#10 STUD,PK200 | Ring terminal, large wire, 2 AWG, #10 stud size, non-insulated, bulk package. | M | 1000 | 200 | 200 | 1800.08
07498387054 | P2-12R-T | Ring Term,Non-Insul,2AWG,1/2 IN,PK200 | Ring terminal, large wire, 2 AWG, 1/2" stud size, non-insulated, bulk package. | M | 1000 | 200 | 200 | 2073.24
07498387049 | P2-12R-X | Ring Term,Non-Insul,2AWG,1/2 IN,PK10 | Ring terminal, large wire, 2 AWG, 1/2" stud size, non-insulated, standard package. | C | 100 | 50 | 10 | 448.65
07498387051 | P2-14R-T | Ring Term,Non-Insul,2AWG,1/4 IN,PK200 | Ring terminal, large wire, 2 AWG, 1/4" stud size, non-insulated, bulk package. | M | 1000 | 200 | 200 | 1851.5
07498387046 | P2-14R-X | Ring Term,Non-Insul,2AWG,1/4 IN,PK10 | Ring terminal, large wire, 2 AWG, 1/4" stud size, non-insulated, standard package. | C | 100 | 100 | 10 | 408.85
07498312809 | P2-14RHT6-X | Ring,HiTemp,Non-Ins,2 AWG,1/4 IN,PK10 | High Temperature Ring Terminal, 2 AWG, 1/4" stud size, non-insulated. | C | 100 | 10 | 10 | 275.23
07498387053 | P2-38R-T | Ring Term,Non-Insul,2AWG,3/8 IN,PK200 | The P2-38R-T Pan-Term® Terminal is a non-insulated, ring terminal. Brazed seam protects terminal barrel from splitting during the crimp process. Internal barrel serrations assure good wire contact and maximum tensile strength. | M | 1000 | 200 | 200 | 1851.5
07498387048 | P2-38R-X | Ring Term,Non-Insul,2AWG,3/8 IN,PK10 | Ring terminal, large wire, 2 AWG, 3/8" stud size, non-insulated, standard package. | C | 100 | 50 | 10 | 389.38
07498312810 | P2-38RHT6-X | Ring,HiTemp,Non-Ins,2 AWG,3/8 IN,PK10 | High Temperature Ring Terminal, 2 AWG, 3/8" stud size, non-insulated. | C | 100 | 50 | 10 | 269.79
07498387052 | P2-56R-T | Ring Term,Non-Insul,2AWG,5/16 IN,PK200 | The P2-56R-T Pan-Term® Terminal is a non-insulated, ring terminal. Brazed seam protects terminal barrel from splitting during the crimp process. Internal barrel serrations assure good wire contact and maximum tensile strength. | M | 1000 | 200 | 200 | 1851.5
07498387047 | P2-56R-X | Ring Term,Non-Insul,2AWG,5/16 IN,PK10 | Ring terminal, large wire, 2 AWG, 5/16" stud size, non-insulated, standard package. | C | 100 | 50 | 10 | 408.85
07498312811 | P2-56RHT6-X | Ring,HiTemp,Non-Ins,2 AWG,5/16 IN,PK10 | High Temperature Ring Terminal, 2 AWG, 5/16" stud size, non-insulated. | C | 100 | 10 | 10 | 273.3
07498363856 | P20M24SM | BEAM CLAMP,1/8-1/4 in,SD MNT,1.25,PK100 | Beam clamp for 1/8"-1/4" flange, 1-1/4" snap closed conduit clip, side mount, static load capacity: 25 lbs. vertically. | PC | 1 | 100 | 100 | 2.27
07498389029 | P22-10R-M | Ring,Non-Insul,26-22AWG,#10 STUD,PK1000 | Ring Terminal, 26 – 22 AWG, #10 stud size, non-insulated, bulk package. | M | 1000 | 1000 | 1000 | 166.68
07498389021 | P22-2R-M | Ring,Non-Insul,26-22AWG,#2 STUD,PK1000 | Ring Terminal, 26 – 22 AWG, #2 stud size, non-insulated, bulk package. | M | 1000 | 1000 | 1000 | 166.68
07498389045 | P22-4F-M | Fork,Non-Insul,26-22AWG,#4 STUD,PK1000 | Fork Terminal, non-insulated, 26- 22 AWG, #4 stud size, bulk package. | M | 1000 | 1000 | 1000 | 166.68
07498389022 | P22-4R-C | Ring,Non-Insul,26-22AWG,#4 STUD,PK100 | Ring Terminal, 26 – 22 AWG, #4 stud size, non-insulated, standard package. | C | 100 | 1000 | 100 | 37.31
07498389023 | P22-4R-M | Ring,Non-Insul,26-22AWG,#4 STUD,PK1000 | Ring Terminal, 26 – 22 AWG, #4 stud size, non-insulated, bulk package. | M | 1000 | 1000 | 1000 | 166.68
07498389046 | P22-6F-C | Fork,Non-Insul,26-22AWG,#6 STUD,PK100 | Fork Terminal, non-insulated, 26- 22 AWG, #6 stud size, standard package. | C | 100 | 100 | 100 | 37.31
07498389025 | P22-6R-M | Ring,Non-Insul,26-22AWG,#6 STUD,PK1000 | Ring Terminal, 26 – 22 AWG, #6 stud size, non-insulated, bulk package. | M | 1000 | 1000 | 1000 | 166.68
07498389027 | P22-8R-M | Ring,Non-Insul,26-22AWG,#8 STUD,PK1000 | Ring Terminal, 26 – 22 AWG, #8 stud size, non-insulated, bulk package. | M | 1000 | 1000 | 1000 | 166.68
07498390840 | P3000037EG | BEAM CLAMP,3/4 in FLGE,3/8-16 HOLE,PK25 | Malleable iron beam clamp for 3/4" flange with 3/8-16 threaded hole. | PC | 1 | 1050 | 25 | 5.09
07498372245 | P304B2 | PRESS-ON NAIL PLATE,PK100 | Press-on nail plate for wood or metal studs. | PC | 1 | 200 | 100 | .68
07498362977 | P32M24 | BEAM CLAMP,1/8-1/4 in,SNP CLS,2 in,PK100 | Beam clamp for 1/8" - 1/4" flange with 2" snap closed conduit clip, static load capacity: 75 lbs. vertically. | PC | 1 | 100 | 100 | 3.21
07498363858 | P32M24SM | BEAM CLAMP,1/8-1/4 in,SD MNT,2 in,PK100 | Beam clamp for 1/8" - 1/4" flange with 2" snap closed conduit clip, side mount, static load capacity: 25 lbs. vertically.. | PC | 1 | 100 | 100 | 2.72
07498363007 | P32M58 | BEAM CLAMP,5/16-1/2in,SNAP,2in,PK100 | Beam clamp for 5/16" - 1/2" flange with 2" snap closed conduit clip, static load capacity: 75 lbs. vertically. | PC | 1 | 100 | 100 | 2.79
07498387055 | P4-10R-E | Ring Term,Non-Insul,4AWG,#10 STUD,PK20 | Ring terminal, large wire, 4 AWG, #10 stud size, non-insulated, standard package. | C | 100 | 20 | 20 | 256.14
07498387060 | P4-10R-T | Ring Term,Non-Insul,4AWG,#10 STUD,PK200 | The P4-10R-T Pan-Term® Terminal is a non-insulated, ring terminal. Brazed seam protects terminal barrel from splitting during the crimp process. Internal barrel serrations assure good wire contact and maximum tensile strength. | M | 1000 | 200 | 200 | 1422.64
07498387059 | P4-12R-E | Ring,Non-Insul,4 AWG,1/2 IN,PK20 | Ring terminal, large wire, 4 AWG, 1/2" stud size, non-insulated, standard package. | C | 100 | 100 | 20 | 324.5
07498387064 | P4-12R-T | Ring,Non-Insul,4 AWG,1/2 IN,PK200 | Ring terminal, large wire, 4 AWG, 1/2" stud size, non-insulated, bulk package. | M | 1000 | 200 | 200 | 1717.71
07498387056 | P4-14R-E | Ring Term,Non-Insul,4AWG,1/4 IN,PK20 | Ring terminal, large wire, 4 AWG, 1/4" stud size, non-insulated, standard package. | C | 100 | 100 | 20 | 239.38
07498387061 | P4-14R-T | Ring Term,Non-Insul,4AWG,1/4 IN,PK200 | The P4-14R-T Pan-Term® Terminal is a non-insulated, ring terminal. Brazed seam protects terminal barrel from splitting during the crimp process. Internal barrel serrations assure good wire contact and maximum tensile strength. | M | 1000 | 200 | 200 | 1334.86
07498313014 | P4-14RHT6-E | Ring,HiTemp,Non-Ins,4 AWG,1/4 IN,PK20 | High Temperature Ring Terminal, 4 AWG, 1/4" stud size, non-insulated. | C | 100 | 100 | 20 | 201.39
07498387058 | P4-38R-E | Ring Term,Non-Insul,4AWG,3/8 IN,PK20 | Ring terminal, large wire, 4 AWG, 3/8" stud size, non-insulated, standard package. | C | 100 | 100 | 20 | 237.11
07498387063 | P4-38R-T | Ring Term,Non-Insul,4AWG,3/8 IN,PK200 | The P4-38R-T Pan-Term® Terminal is a non-insulated, ring terminal. Brazed seam protects terminal barrel from splitting during the crimp process. Internal barrel serrations assure good wire contact and maximum tensile strength. | M | 1000 | 200 | 200 | 1360.52
07498313108 | P4-38RHT6-E | Ring,HiTemp,Non-Ins,4 AWG,3/8 IN,PK20 | High Temperature Ring Terminal, 4 AWG, 3/8" stud size, non-insulated. | C | 100 | 200 | 20 | 205.59
07498387057 | P4-56R-E | Ring,Non-Insul,4AWG,5/16 IN,PK20 | Ring terminal, large wire, 4 AWG, 5/16" stud size, non-insulated, standard package. | C | 100 | 20 | 20 | 248.96
07498387062 | P4-56R-T | Ring,Non-Insul,4AWG,5/16 IN,PK200 | The P4-56R-T Pan-Term® Terminal is a non-insulated, ring terminal. Brazed seam protects terminal barrel from splitting during the crimp process. Internal barrel serrations assure good wire contact and maximum tensile strength. | M | 1000 | 200 | 200 | 1360.52
07498363141 | P449 | FLEXIBLE CABLE CLIP,PUSH MOUNT,PK100 | Flexible cable clip to attach MC or AC cable to metal stud, cable sizes 12-2, 12-3, 14-2, 14-3. | PC | 1 | 100 | 100 | .89
07498363843 | P4G16 | TWIST-ON T-BAR HANGER,PK100 | Twist-on T-bar hanger with 1/4"-20 stud 5/8" long. | PC | 1 | 200 | 100 | 1.2
07498363846 | P4H24 | HAMMER-ON BEAM CLMP,TAB,1/8-1/4 in,PK100 | Beam clamp for 1/8" - 1/4" flange for wire, S-hook, strap, and chain | PC | 1 | 100 | 100 | .72
07498363860 | P4H58 | HAMMER-ON BEAM CLMP,TAB,5/16-1/2in,PK100 | Beam clamp for 5/16" - 1/2" flange for wire, S-hook, strap, and chain, static load capacity: 200 lbs. | PC | 1 | 100 | 100 | .82
07498363410 | P4TI24 | BEAM CLAMP,1/8-1/4,ROD HGR,1/4-20,PK100 | Beam clamp for 1/8 - 1/4 flange with rod hanger for 1/4-20 threaded rod, static load capacity: 160 lbs. | PC | 1 | 200 | 100 | 1.54
07498363512 | P4TIB | ROD HANGER,RT ANGLE,1/4-20 THD,PK100 | Rod hanger for 1/4-20 threaded rod with angle bracket. | PC | 1 | 200 | 100 | 1.22
07498362938 | P4Z34 | MultifunctionClip,#12Wire-3/8"Rod, PK100 | Multi-function clip for drop wire or 1/8" - 3/8" flange, attaches to #12 wire through 3/8" rod, no static load rating -- for positioning only. | PC | 1 | 600 | 100 | .52
61305616882 | P510HD | MTCLIP,HEAVYDUTY,T-GRID,PK100 | StrongHold P510HD Mounting Clips for Heavy Duty T-Grid Box Hanger. For use in acoustic, ceiling and partitioning and electrical applications. For use with StrongHold P512HD Heavy Duty T-Grid Box Hanger. Maximum compatible rod size 24” (609.6mm), made of S | PK | 1 | 200 | 100 | .95
07498364000 | P512 | BOX TO T-BAR FSTNR,FLUSH-OFFSET MNT,PK50 | StrongHold P512 Box-to-T-bar fasteners with box mounting clip for flush or ¾” offset mount. For use in acoustic, ceiling and partitioning and electrical applications. They accommodate 24” T-bar span and come in packages of 50. | PC | 1 | 50 | 50 | 9.19
07498364128 | P512A | BOX TO T-BAR FASTENER,UP TO 8in ADJ,PK50 | StrongHold P512A Adjustable Box-to-T-bar fasteners accomedates 24" T-Bar span, and is adjustable up to 8" height. This versatility allows for the installation of double deep boxes, speaker cases and emergency light fixtures above T-bar. For use in acousti | PC | 1 | 25 | 25 | 14.85
61305616881 | P512HD | T-GRID BOX,ASSEMBLYHANGER,PK25 | StrongHold P512HD Heavy Duty T-Grid Box Hanger and Fastener for 24" span. For use in acoustic, ceiling and partitioning and electrical applications and come in packages of 25.For use with StrongHold P510HD Mounting Clip for Heavey Duty T-Grid Box Hanger. | PK | 1 | 25 | 25 | 7.88
07498364125 | P512HDK | ADJUSTABLE BOX BAR HANGER,PK50 | Adjustable box bar hanger - installs in 1/2 knockouts in bottom of box. | PC | 1 | 50 | 50 | 7.62
07498363276 | P515A | T-BAR CLIP for TROFFERS,PK100 | T-bar clip for round or rectagular head T-bar. | PC | 1 | 100 | 100 | .6
07498387066 | P6-10R-E | Ring,Non-Insul,6AWG,#10 STUD,PK20 | Ring terminal, large wire, 6 AWG, #10 stud size, non-insulated, standard package. | C | 100 | 100 | 20 | 189.66
07498387072 | P6-10R-T | Ring,Non-Insul,6AWG,#10 STUD,PK200 | Ring terminal, large wire, 6 AWG, #10 stud size, non-insulated, bulk package. | M | 1000 | 200 | 200 | 936.47
07498313122 | P6-10RHT6-E | Ring,HiTemp,Non-Ins,6 AWG,#10 STUD,PK20 | High Temperature Ring Terminal, 6 AWG, #10 stud size, non-insulated, standard package. | C | 100 | 20 | 20 | 138.03
07498387070 | P6-12R-E | Ring,Non-Insul,6AWG,1/2IN STUD,PK200 | Ring terminal, large wire, 6 AWG, 1/2" stud size, non-insulated, standard package. | C | 100 | 100 | 20 | 228.36
07498387076 | P6-12R-T | Ring,Non-Insul,6AWG,1/2IN STUD,PK20 | Ring terminal, large wire, 6 AWG, 1/2" stud size, non-insulated, bulk package. | M | 1000 | 200 | 200 | 1469.97
07498387067 | P6-14R-E | Ring,Non-Insul,6AWG,1/4IN STUD,PK20 | The P6-14R-E Pan-Term® Terminal is a non-insulated, ring terminal. Brazed seam protects terminal barrel from splitting during the crimp process. Internal barrel serrations assure good wire contact and maximum tensile strength. | C | 100 | 200 | 20 | 191.47
07498387073 | P6-14R-T | Ring,Non-Insul,6AWG,1/4IN STUD,PK200 | The P6-14R-T Pan-Term® Terminal is a non-insulated, ring terminal. Brazed seam protects terminal barrel from splitting during the crimp process. Internal barrel serrations assure good wire contact and maximum tensile strength. | M | 1000 | 200 | 200 | 936.47
07498313125 | P6-14RHT6-E | Ring,HiTemp,Non-Ins,6 AWG,1/4 IN,PK20 | High Temperature Ring Terminal, 6 AWG, 1/4" stud size, non-insulated. | C | 100 | 100 | 20 | 136.79
07498387069 | P6-38R-E | Ring,Non-Insul,6AWG,3/8IN STUD,PK20 | Ring terminal, large wire, 6 AWG, 3/8" stud size, non-insulated, standard package. | C | 100 | 100 | 20 | 189.66
07498387075 | P6-38R-T | Ring,Non-Insul,6AWG,3/8IN STUD,PK200 | Ring terminal, large wire, 6 AWG, 3/8" stud size, non-insulated, bulk package. | M | 1000 | 200 | 200 | 1011.42
07498387068 | P6-56R-E | Ring,Non-Insul,6AWG,5/16IN STUD,PK20 | Ring terminal, large wire, 6 AWG, 5/16" stud size, non-insulated, standard package. | C | 100 | 100 | 20 | 199.15
07498387074 | P6-56R-T | Ring,Non-Insul,6AWG,5/16 IN STUD,PK200 | The P6-56R-T Pan-Term® Terminal is a non-insulated, ring terminal. Brazed seam protects terminal barrel from splitting during the crimp process. Internal barrel serrations assure good wire contact and maximum tensile strength. | M | 1000 | 200 | 200 | 1011.42
07498313127 | P6-56RHT6-E | Ring,HiTemp,Non-Ins,6 AWG,5/16 IN,PK20 | High Temperature Ring Terminal, 6 AWG, 5/16" stud size, non-insulated. | C | 100 | 200 | 20 | 135.69
07498387065 | P6-8R-E | Ring,Non-Insul,6AWG,#8 STUD,PK20 | Ring terminal, large wire, 6 AWG, #8 stud size, non-insulated, standard package. | C | 100 | 200 | 20 | 184.4
07498387071 | P6-8R-T | Ring,Non-Insul,6AWG,#8 STUD,PK200 | Ring terminal, large wire, 6 AWG, #8 stud size, non-insulated, bulk package. | M | 1000 | 200 | 200 | 918.1
07498362979 | P6M24 | BEAM CLAMP,1/8-1/4,SNAP,3/8,CNDT,,PK100 | Beam clamp for 1/8" - 1/4" flange with 3/8" snap closed conduit clip, bottom mount, static load capacity: 75 lbs. vertkically. | PC | 1 | 100 | 100 | 2.32
07498363859 | P6M24SM | BEAM CLAMP,1/8-1/4,SNAP,3/8,SD MT,PK100 | Beam clamp for 1/8" - 1/4" flange with 3/8" snap closed conduit clip, side mount, static load capacity: 25 lbs. vertically. | PC | 1 | 100 | 100 | 1.85
07498363150 | P6MB18A | BOX/CONDUIT HANGER,3/8 CNDT,NO-THD,PK25 | Box support assembly for 3/8 EMT/Rigid/IMC conduit, or 14-2 through 12-3 MC/AC cable, for 4 square box, non-threaded center hole for screw or threaded rod mount. | PC | 1 | 50 | 25 | 4.23
07498390991 | P6Z34 | MULTIFUNCTION CLIP,PK100 | Multi-function clip for drop wire or1/8" - 7-16" flange; attaches to #12 wire through 3/8" rod with improved performance; no static load rating -- for positioning only. | PC | 1 | 200 | 100 | .55
07498387078 | P8-10R-Q | Ring,Non-Insul,8AWG,#10 STUD,PK25 | Ring terminal, large wire, 8 AWG, #10 stud size, non-insulated, standard package. | C | 100 | 125 | 25 | 154.68
07498387084 | P8-10R-T | Ring,Non-Insul,8AWG,#10 STUD,PK200 | The P8-10R-T Pan-Term® Terminal is a non-insulated, ring terminal. Brazed seam protects terminal barrel from splitting during the crimp process. Internal barrel serrations assure good wire contact and maximum tensile strength. | M | 1000 | 200 | 200 | 710.2
07498318965 | P8-10RHT6-Q | Ring,HiTemp,Non-Ins,8 AWG,#10 STUD,PK25 | High Temperature Ring Terminal, 8 AWG, #10 stud size, non-insulated, standard package. | C | 100 | 125 | 25 | 114.93
07498319962 | P8-10RNHT6-Q | Ring,HiTemp,Non-Ins,8 AWG,#10,NRW,PK25 | High Temperature Ring Terminal, 8 AWG, #10 stud size, non-insulated, narrow tongue. | C | 100 | 250 | 25 | 109.45
07498387082 | P8-12R-Q | Ring,Non-Insul,8AWG,1/2IN STUD,PK25 | Ring terminal, large wire, 8 AWG, 1/2" stud size, non-insulated, standard package. | C | 100 | 25 | 25 | 206.19
07498387088 | P8-12R-T | Ring,Non-Insul,8AWG,1/2IN STUD,PK200 | Ring terminal, large wire, 8 AWG, 1/2" stud size, non-insulated, bulk package. | M | 1000 | 200 | 200 | 1143.17
07498387079 | P8-14R-Q | Ring,Non-Insul,8AWG,1/4IN STUD,PK25 | The P8-14R-Q Pan-Term® Terminal is a non-insulated, ring terminal. Brazed seam protects terminal barrel from splitting during the crimp process. Internal barrel serrations assure good wire contact and maximum tensile strength. | C | 100 | 125 | 25 | 151.8
07498387085 | P8-14R-T | Ring,Non-Insul,8AWG,1/4IN STUD,PK200 | The P8-14R-T Pan-Term® Terminal is a non-insulated, ring terminal. Brazed seam protects terminal barrel from splitting during the crimp process. Internal barrel serrations assure good wire contact and maximum tensile strength. | M | 1000 | 200 | 200 | 710.2
07498318967 | P8-14RHT6-Q | Ring,HiTemp,NonIns,8 AWG,1/4IN STUD,PK25 | High Temperature Ring Terminal, 8 AWG, 1/4" stud size, non-insulated. | C | 100 | 125 | 25 | 114.93
07498387081 | P8-38R-Q | Ring,Non-Insul,8AWG,3/8IN STUD,PK25 | Ring terminal, large wire, 8 AWG, 3/8" stud size, non-insulated, standard package. | C | 100 | 25 | 25 | 172.16
07498387087 | P8-38R-T | Ring,Non-Insul,8AWG,3/8IN STUD,PK200 | Ring terminal, large wire, 8 AWG, 3/8" stud size, non-insulated, bulk package. | M | 1000 | 200 | 200 | 922.78
07498387080 | P8-56R-Q | Ring,Non-Insul,8AWG,5/16IN STUD,PK25 | Ring terminal, large wire, 8 AWG, 5/16" stud size, non-insulated, standard package. | C | 100 | 25 | 25 | 173.71
07498387086 | P8-56R-T | Ring,Non-Insul,8AWG,5/16IN STUD,PK200 | The P8-56R-T Pan-Term® Terminal is a non-insulated, ring terminal. Brazed seam protects terminal barrel from splitting during the crimp process. Internal barrel serrations assure good wire contact and maximum tensile strength. | M | 1000 | 200 | 200 | 878.82
07498318969 | P8-56RHT6-Q | Ring,HiTemp,NonIns,8AWG,5/16IN STUD,PK25 | High Temperature Ring Terminal, 8 AWG, 5/16" stud size, non-insulated. | C | 100 | 25 | 25 | 127.76
07498387077 | P8-8R-Q | Ring,Non-Insul,8AWG,#8 STUD,PK25 | Ring terminal, large wire, 8 AWG, #8 stud size, non-insulated, standard package. | C | 100 | 125 | 25 | 159.37
07498387083 | P8-8R-T | Ring,Non-Insul,8AWG,#8 STUD,PK200 | Ring terminal, large wire, 8 AWG, #8 stud size, non-insulated, bulk package. | M | 1000 | 200 | 200 | 651.68
07498399867 | P8-8RN-T | Ring,Non-Insul,8AWG,#8 STUD,NRW,PK200 | Ring terminal, large wire, narrow tongue, 8 AWG, #8 stud size, non-insulated, bulk package. | M | 1000 | 200 | 200 | 651.47
07498319926 | P8-8RNHT6-Q | Ring,HiTemp,Non-Ins,8 AWG,#8,NRW,PK25 | High Temperature Ring Terminal, 8 AWG, #8 stud size, non-insulated, narrow tongue. | C | 100 | 250 | 25 | 114.93
07498362968 | P812M24 | BEAM CLAMP,1/8-1/4,SNAP,1/2-3/4,PK100 | Beam clamp for 1/8" - 1/4" flange with 1/2" - 3/4" snap closed conduit clip, bottom mount, static load capacity: 75 lbs. vertcally. | PC | 1 | 100 | 100 | 1.8
07498363857 | P812M24SM | BEAM CLAMP,1/8-1/4,SNAP,1/2-3/4,SM,PK100 | Beam clamp for 1/8" - 1/4" flange with 1/2" - 3/4" snap closed conduit clip, side mount, static load capacity: 25 lbs. vertically. | PC | 1 | 200 | 100 | 1.44
07498363006 | P812M58 | BEAM CLAMP,5/16-1/2,SNAP,1/2-3/4,PK100 | Beam clamp for 5/16" - 1/2" flange with 1/2" - 3/4" snap closed conduit clip, bottom mount, static load capacity: 75 lbs. vertically. | PC | 1 | 100 | 100 | 2.09
07498363882 | P812M58SM | BEAM CLAMP,5/16-1/2,SNP,1/2-3/4,SM,PK100 | Beam clamp for 5/16" - 1/2" flange with 1/2" - 3/4" snap closed conduit clip, side mount, static load capacity: 25 lbs. vertically. | PC | 1 | 200 | 100 | 1.65
07498363046 | P812M912 | BEAM CLAMP,9/16-3/4,SNAP,1/2-3/4,PK100 | Beam clamp for 9/16" - 3/4" flange with 1/2" - 3/4" snap closed conduit clip, bottom mount, static load capacity: 75 lbs. vertically. | PC | 1 | 100 | 100 | 2.64
07498363953 | P812M912SM | BEAM CLAMP,9/16-3/4,SNP,1/2-3/4,SM,PK100 | Beam clamp for 9/16" - 3/4" flange with 1/2" - 3/4" snap closed conduit clip, side mount, static load capacity: 25 lbs. vertically. | PC | 1 | 100 | 100 | 2.29
07498363147 | P812MB18 | BOX/CONDUIT HGR,1/2-3/4,CNDT,#12AWG,PK25 | Box support assembly for 1/2 - 3/4 EMT/Rigid/IMC conduit for use with #12 wire through 1/4 rod. | PC | 1 | 50 | 25 | 5.66
07498363145 | P812MB18A | BOX/CONDUIT HGR,1/2-3/4,CNDT,NT,PK25 | Box support assembly for 1/2 - 3/4 EMT/Rigid/IMC conduit with plain mounting hole for screw or threaded rod mount. | PC | 1 | 25 | 25 | 4.94
07498363148 | P812MB18S | BOX/CONDUIT HGR,1/2-3/4,CNDT,STUD,PK25 | Box support assembly with 1/4-20 stud 5/8 long in center hole for use with 1/2 - 3/4 EMT/Rigid/IMC conduit. | PC | 1 | 25 | 25 | 5.95
61305602212 | PAT1.5M4.0 | Auto Cable Tie Tool Head PLT1.5-XMR,EA | Panduit’s Automatic Cable Tie Installation Systems offer multiple sizes of ergonomic, lightweight tool heads. The PAT1.5M4.0 reduces operator fatigue and repetitive motion injuries. It can be operated either right or left-handed and has a cable tie tip co | PC | 1 | 1 | 1 | 8142.55
61305610837 | PAT1.5M4.0-BT | Auto Cable Tie Tool Head BT1.5M-XMR,EA | Automatic Cable Tie Tool Head for BT1.5M-XMR Cable Ties, Plastic Ergonomic Housing. | PC | 1 | 1 | 1 | 8324.92
61305602211 | PAT1M4.0 | Auto Cable Tie Tool Head PLT1M-XMR,EA | Panduit’s Automatic Cable Tie Installation Systems offer multiple sizes of ergonomic, lightweight tool heads. The PAT1M4.0 reduces operator fatigue and repetitive motion injuries. It can be operated either right or left-handed and has a cable tie tip coll | PC | 1 | 1 | 1 | 7932.83
61305610836 | PAT1M4.0-BT | Auto Cable Tie Tool Head BT1M-XMR,EA | Automatic Cable Tie Tool Head for BT1M-XMR Cable Ties, Plastic Ergonomic Housing. | PC | 1 | 1 | 1 | 8115.2
07498319833 | PAT3S | AutoToolHead,PLT3S-VMRTies,EA | Lightweight, ergonomic tool head | PC | 1 | 1 | 1 | 13536.89
61305634695 | PATMBM4.0 | Bench Mount for PAT1M4.0 / PAT1.5M4.0 Fm | Bench Mount with Foot Pedal for PAT1M4.0 / PAT1.5M4.0 Systems | PC | 1 | 1 | 1 | 2188.37
61305679286 | PATMFM4.0 | PAT1M4.0 Family Flush Mount Tool | Panduit PATMFM4.0 flushmount fixture accessory for PAT4.0 eliminates the need to lift wire or cable bundle from work surface. It includes a hand actuated paddle that eliminates the traditional foot pedal common to bench mounts. It also includes an integra | PC | 1 | 1 | 1 | 2735.46
07498339842 | PATSBM | BenchMountPAT2S,PAT3S,Systems | Allows hands-free operation for high volume usage. Includes bench mount fixture and foot pedal assembly. | PC | 1 | 1 | 1 | 1577.45
61305606303 | PBB0024 | BARR TAPE, 3"X1000-FT, REFL, DGR, RD | Reflective Plastic Barricade Tape used to section off hazards and danger zones quickly and effectively, DANGER message repeats in black and reflective silver print continuously along the length of the roll, Lightweight 3-mil polyethylene plastic, Durable | RL | 1 | 4 | 1 | 52.71
61305606294 | PBB0041 | BARR TAPE, 3"X1000-FT, DANGER, RD | Barricade Tapes used to section off hazards and danger zones quickly and effectively, Bold DANGER warning message continuously repeated the length of the roll, Lightweight 3-mil polyethylene plastic, Durable for indoor and outdoor environments, Black on R | RL | 1 | 4 | 1 | 82.53
07498362836 | PBC | SCREW-ON CLAMP,1/2 in,SPRNG STEEL,PK100 | Screw-on beam clamp for up to 1/2" flange - spring steel, static load capacity: 100 lbs. | PC | 1 | 200 | 100 | 1.29
07498362859 | PBC200 | SCREW-ON CLAMP,1/2 in,ZINC PLATED,PK100 | Screw-on beam clamp for up to 1/2" flange -zinc-plated, static load capacity: 100 lbs. | PC | 1 | 50 | 50 | 3.97
07498390843 | PBC260025EG | BEAM CLAMP,1/4 in FLG,1/4-20 HOLE,PK50 | Malleable iron beam clamp for 1/4" flange with 1/4-20 threaded hole. | PC | 1 | 50 | 50 | 4.18
07498364123 | PBC400 | SCREW-ON CLAMP,15/16 in,ZINC PLTD,PK100 | Screw-on beam clamp for up to 7/8" flange - zinc-plated-steel, static load capacity: 200 lbs. | PC | 1 | 25 | 25 | 11.32
07498362900 | PBC812M | SCREW-ON CLAMP,1/2-3/4 in,EMT/IMC,PK100 | Screw-on beam clamp for up to 1/2" flange with 1/2" - 3/4" conduit clip, static load capacity: 100 lbs. | PC | 1 | 100 | 100 | 2.45
07498362902 | PBC812MSM | SCERW-ON CLAMP,1/2-3/4 in,SIDE MNT,PK100 | Screw-on beam clamp for up to 1/2" flange with 1/2 - 3/4" conduit clip - side mount, static load capacity: 25 lbs. | PC | 1 | 100 | 100 | 2.56
07498311143 | PBDCT | Bench Mnt Wiring Duct Cutting Tool ,1ea | The PBDCT Wiring Duct Cutting Tool is a bench-mount tool that cuts mid-to-high volumes of wiring duct/covers, which increases productivity versus hand tools. The tool features an ergonomic, hand-actuated cutting mechanism with a precision-ground steel bla | PC | 1 | 1 | 1 | 2040.36
07498319390 | PBDCT-B | Intl Orders only,PBDCT Base | Base for bench mount cutter tool for slotted wiring duct and cover with telescoping measure (sold outside U.S. only). | PC | 1 | 1 | 1 | 1606.77
07498311244 | PBDCT-BLD | PBDCT Replacement Blade | Replacement blade for PBDCT bench mount wiring duct cutter. | PC | 1 | 1 | 1 | 719.2
07498390839 | PBHC | BOX MOUNTING CLIP WITH SCREW,PK50 | StrongHold PBHC Box Mounting Clips with screw, allows for additional electrical boxes to be mounted to the P512 and P512A box mounting brackets. They are black in color and come in packages of 50. | PC | 1 | 600 | 50 | .55
07498358365 | PBMS-H25-C | CableMount,PushButton,0.25hole,NAT,PK100 | Panduit PBMS-H25-C Push Button Cable Mounts can be used where both sides of the panel are accessible and require no adhesive or additional mounting hardware. They have a maximum panel thickness limit of 0.13” (3.2mm) and require a panel hole of 0.25” (6.4 | C | 100 | 1000 | 100 | 42.03
07498358366 | PBMS-H25-C14 | CableMount,PushButton,0.25hole,GRY,PK100 | The push button cable tie mount requires a 0.25" (6.4 mm) hole and is gray. It is made of nylon 6.6, which increases mechanical strength, heat and wear resistance, and stiffness. It comes in packages of 100. | C | 100 | 1000 | 100 | 45.49
07498358945 | PBMS-H25-M | CableMount,PushButton,0.25holeNat,PK1000 | Panduit PMBS-H25-M push button cable tie mount requires no adhesive or additional mounting hardware. Designed for use where both sides of the panel are accessible. For maximum panel thickness of .125" (3.2mm) and for hole size .250" (6.4mm). Use with Min | M | 1000 | 1000 | 1000 | 300.88
07498358369 | PBMS-H25-M0 | CblMount,PushButton,0.25holeWRBL,PK1000 | Panduit PBMS-H25-M0 Push Button Cable Mounts can be used where both sides of the panel are accessible and require no adhesive or additional mounting hardware. They have a maximum panel thickness limit of 0.13” (3.2mm) and require a panel hole of 0.25” (6. | M | 1000 | 1000 | 1000 | 354.57
07498358368 | PBMS-H25-M14 | CableMount,PushButton,GRY,PK1000 | Panduit PBMS-H25-M14 Push Button Cable Mounts can be used where both sides of the panel are accessible and require no adhesive or additional mounting hardware. They have a maximum panel thickness limit of 0.13” (3.2mm) and require a panel hole of 0.25” (6 | M | 1000 | 1000 | 1000 | 311.09
07498358370 | PBMS-H25-M30 | CableMnt,PshButton,0.25hole,HS,BL,PK1000 | Panduit PBMS-H25-M30 Push Button Cable Mounts can be used where both sides of the panel are accessible and require no adhesive or additional mounting hardware. They have a maximum panel thickness limit of 0.13” (3.2mm) and require a panel hole of 0.25” (6 | M | 1000 | 1000 | 1000 | 420.89
07498378853 | PBMSL-H25-M30 | CableMnt,PshButton,.25hole,HS,BL,PK1000 | The push button cable tie mount requires a 0.25" (6.4 mm) hole and is natural color. It is made of heat-stabilized nylon 6.6, which increases mechanical strength, heat and wear resistance, and stiffness. It comes in packages of 1000. | M | 1000 | 1000 | 1000 | 429.04
07498372500 | PBSC1-X | HrnssBrdSpringWireBrkout,1",PK10 | Harness spring wire breakout system, 1" (25.4mm) hole spacing. | PC | 1 | 100 | 10 | 4.18
07498372503 | PBSC12-X | HrnssBrdSpringWireBrkout,12",PK10 | Harness spring wire breakout system, 12" (304.8mm) hole spacing. | PC | 1 | 100 | 10 | 11.26
07498372501 | PBSC3-X | HrnssBrdSpringWireBrkout,3",PK10 | Harness spring wire breakout system, 3" (76.2mm) hole spacing. | PC | 1 | 100 | 10 | 6.35
07498372502 | PBSC6-X | HrnssBrdSpringWreBrkout,6",PK10 | Harness spring wire breakout system, 6" (152.4mm) hole spacing. | PC | 1 | 100 | 10 | 8.4
07498319840 | PBTMT | Tool,Heavy Duty,Battery Operated,EA | The PBTMT Battery Powered Installation Tool provides an ergonomic and compact, lightweight body, reducing operator fatigue. The automatic flush cut off enhances productivity with the easy one-hand installation. The cable tie side entry allows for quick si | PC | 1 | 1 | 1 | 2268.85
61305673500 | PBTMT-HEAD | Replacement head component for the PBTMT | The PBTMT-HEAD is a replacement part designed specifically for the PBTMT and PBTMT/E battery operated power tools. | PC | 1 | 1 | 1 | 1583.26
07498319839 | PBTMT/E | Power MLT Tool CE,EA | Battery Powered Installation tool for use with the following stainless steel cross section ties: Type MLT and MLTFC: Heavy, extra-heavy, and super-heavy Type MLTC: Heavy Type MLTDH: Extra-Heavy and super-heavy Used with custom length banding cross sec | PC | 1 | 1 | 1 | 2268.85
07498309249 | PC-123/2M | CTN 8.125X3.750X79.125 WS-0230 D/S | CTN 8.125X3.750X79.125 WS-0230 D/S | PC | 1 | 10 | 10 | 7.92
07498309250 | PC-434/2M | CTN 4.125X2.062X79.062 WS-0230 D/S | CTN 4.125X2.062X79.062 WS-0230 D/S | PC | 1 | 200 | 200 | 5.86
07498309251 | PC-452/2M | CTN 13.937X4.187X79.125 WS-0230 D/S | CTN 13.937X4.187X79.125 WS-0230 D/S | PC | 1 | 10 | 10 | 5.71
07498309253 | PC-524/2M | CTN 5.750X4.687X79.375 WS-0230 D/S | CTN 5.750X4.687X79.375 WS-0230 D/S | PC | 1 | 100 | 100 | 4.29
07498309254 | PC-565/2M | CTN 4.937X2.437X79.375 WS-0230 D/S | CTN 4.937X2.437X79.375 WS-0230 D/S | PC | 1 | 200 | 200 | 3.71
07498309255 | PC-658L | 5.437X3.062X72.688 Mc/CARR 6 FT DUCT CAR | 5.437X3.062X72.688 Mc/CARR 6 FT DUCT CARTON | PC | 1 | 10 | 10 | 2.74
07498309256 | PC-660L | 5.5X5.375X72.688 Mc/CARR 6 FT DUCT CARTO | 5.5X5.375X72.688 Mc/CARR 6 FT DUCT CARTON | PC | 1 | 10 | 10 | 5.19
07498309261 | PC-662L | 7.5X5.25X72.688 Mc/CARR 6 FT DUCT CARTON | 7.5X5.25X72.688 Mc/CARR 6 FT DUCT CARTON | PC | 1 | 10 | 10 | 5.48
07498309262 | PC-771L | CARTON 3.715X2.179X79.752 | CARTON 3.715X2.179X79.752 | PC | 1 | 20 | 20 | 4.29
07498309263 | PC-780L | SPEC C07E REV12 WS-#### D/S | SPEC C07E REV12 WS | PC | 1 | 20 | 20 | 3.87
07498309234 | PC-79 | CARTON REV 02 WS-0230 | CARTON REV 02 WS-0230 D/S | PC | 1 | 10 | 10 | 7.38
07498309264 | PC-800 | SPEC C07E REV12 WS-#### D/S | SPEC C07E REV12 WS | PC | 1 | 20 | 20 | 8.73
07498383882 | PC038-H25D-C0 | Clamp,.38"bdl,IM,WRBL,PK100 | Pan-Clamp™ heavy duty fixed diameter clamp, .38" (9.5mm) bundle, black, standard package. | C | 100 | 500 | 100 | 69.2
07498383883 | PC038-H25D-D0 | Clamp,.38"bdl,IM,WRBL,PK500 | Pan-Clamp™ heavy duty fixed diameter clamp, .38" (9.5mm) bundle, black, bulk package. | M | 1000 | 1000 | 500 | 461.3
07498383884 | PC050-H25D-C0 | Clamp,.50"bdl,IM,WRBL,PK100 | Pan-Clamp™ heavy duty fixed diameter clamp, .50" (12.7mm) bundle, black, standard package. | C | 100 | 500 | 100 | 75.47
07498383885 | PC050-H25D-D0 | Clamp,.50"bdl,IM,WRBL,PK500 | Pan-Clamp™ heavy duty fixed diameter clamp, .50" (12.7mm) bundle, black, bulk package. | M | 1000 | 1000 | 500 | 503.25
07498383886 | PC062-H25D-C0 | Clamp,.63"bdl,IM,WRBL,PK100 | Pan-Clamp™ heavy duty fixed diameter clamp, .62" (15.8mm) bundle, black, standard package. | C | 100 | 500 | 100 | 81.78
07498383887 | PC062-H25D-D0 | Clamp,.63"bdl,IM,WRBL,PK500 | Pan-Clamp™ heavy duty fixed diameter clamp, .62" (15.8mm) bundle, black, bulk package. | M | 1000 | 1000 | 500 | 545.2
07498383888 | PC075-H25D-C0 | Clamp,.75"bdl,IM,WRBL,PK100 | Pan-Clamp™ heavy duty fixed diameter clamp, .75" (19.1mm) bundle, black, standard package. | C | 100 | 500 | 100 | 88.08
07498383889 | PC075-H25D-D0 | Clamp,.75"bdl,IM,WRBL,PK500 | Panduit PC075-H25D-D0 Pan-Clamp™ Heavy Duty Fixed Diameter Clamps are great for securing wires, cables and hydraulic hoses in heavy duty applications, such as; light vehicles, heavy trucks and specialty vehicles. The maximum panel thickness is 0.13” (3.2m | M | 1000 | 1000 | 500 | 559.2
07498383890 | PC087-H25D-C0 | Clamp,.88"bdl,IM,WRBL,PK100 | Pan-Clamp™ heavy duty fixed diameter clamp, .87" (22.1mm) bundle, black, standard package. | C | 100 | 500 | 100 | 94.37
07498383891 | PC087-H25D-D0 | Clamp,.88"Bdl,IM,WRBL,PK500 | Pan-Clamp™ heavy duty fixed diameter clamp, .87" (22.1mm) bundle, black, bulk package. | M | 1000 | 1000 | 500 | 629.07
07498383892 | PC100-H25D-C0 | Clamp,1.00"bdl,IM,WRBL,PK100 | Pan-Clamp™ heavy duty fixed diameter clamp, 1.00" (25.4mm) bundle, black, standard package. | C | 100 | 500 | 100 | 100.65
07498383893 | PC100-H25D-T0 | Clamp,1.00"Bdl,IM,WRBL,PK200 | Panduit PC100-H25D-T0 Pan-Clamp™ Heavy Duty Fixed Diameter Clamps are great for securing wires, cables and hydraulic hoses in heavy duty applications, such as; light vehicles, heavy trucks and specialty vehicles. The maximum panel thickness is 0.13” (3.2m | M | 1000 | 1000 | 200 | 639.06
07498383894 | PC112-H25D-C0 | Clamp,1.12"Bdl,IM,WRBL,PK100 | Panduit PC112-H25D-C0 Pan-Clamp™ Heavy Duty Fixed Diameter Clamps are great for securing wires, cables and hydraulic hoses in heavy duty applications, such as; light vehicles, heavy trucks and specialty vehicles. The maximum panel thickness is 0.13” (3.2m | C | 100 | 500 | 100 | 103.82
07498383895 | PC112-H25D-T0 | Clamp,1.12"Bdl,IM,WRBL,PK200 | Pan-Clamp™ heavy duty fixed diameter clamp, 1.12" (28.5mm) bundle, black, bulk package. | M | 1000 | 1000 | 200 | 712.96
07498383896 | PC125-H25D-C0 | Clamp,1.25"Bdl,IM,WRBL,PK100 | Pan-Clamp™ heavy duty fixed diameter clamp, 1.25" (31.8mm) bundle, black, standard package. | C | 100 | 500 | 100 | 113.28
07498393711 | PCA07-0 | Non-Adh,Clip-On WM,OD .08"-.1",0 Leg | Clip-On Wire Markers, .08"-.10" Wire OD, Black/White 300 PC, Legend: '0'. | PK | 1 | 1 | 1 | 42.23
07498392966 | PCA07-0-9 | Non-Adh,Clip-On WM,OD .08"-.1",0-9 Leg | Clip-On Wire Markers, .08-.10 Wire OD, Black/White 300 PC, Legend: '0 thru 9'. | PK | 1 | 1 | 1 | 42.23
07498393712 | PCA07-1 | Non-Adh,Clip-On WM,OD .08"-.1",1 Leg | Clip-On Wire Markers, .08-.10 Wire OD, Black/White 300 PC, Legend: '1'. | PK | 1 | 1 | 1 | 42.23
07498393713 | PCA07-2 | Non-Adh,Clip-On WM,OD .08"-.1",2 Leg | Clip-On Wire Markers, .08-.10 Wire OD, Black/White 300 PC, Legend: '2'. | PK | 1 | 1 | 1 | 42.23
07498393714 | PCA07-3 | Non-Adh,Clip-On WM,OD .08"-.1",3 Leg | Clip-On Wire Markers, .08-.10 Wire OD, Black/White 300 PC, Legend: '3'. | PK | 1 | 1 | 1 | 42.23
07498393715 | PCA07-4 | Non-Adh,Clip-On WM,OD .08"-.1",4 Leg | Clip-On Wire Markers, .08-.10 Wire OD, Black/White 300 PC, Legend: '4'. | PK | 1 | 1 | 1 | 42.23
07498393716 | PCA07-5 | Non-Adh,Clip-On WM,OD .08"-.1",5 Leg | Clip-On Wire Markers, .08-.10 Wire OD, Black/White 300 PC, Legend: '5'. | PK | 1 | 1 | 1 | 42.23
07498393717 | PCA07-6 | Non-Adh,Clip-On WM,OD .08"-.1",6 Leg | Clip-On Wire Markers, .08-.10 Wire OD, Black/White 300 PC, Legend: '6'. | PK | 1 | 1 | 1 | 42.23
07498393718 | PCA07-7 | Non-Adh,Clip-On WM,OD .08"-.1",7 Leg | Clip-On Wire Markers, .08-.10 Wire OD, Black/White 300 PC, Legend: '7'. | PK | 1 | 1 | 1 | 42.23
07498393719 | PCA07-8 | Non-Adh,Clip-On WM,OD .08"-.1",8 Leg | Clip-On Wire Markers, .08-.10 Wire OD, Black/White 300 PC, Legend: '8'. | PK | 1 | 1 | 1 | 42.23
07498393720 | PCA07-9 | Non-Adh,Clip-On WM,OD .08"-.1",9 Leg | Clip-On Wire Markers, .08-.10 Wire OD, Black/White 300 PC, Legend: '9'. | PK | 1 | 1 | 1 | 42.23
07498393749 | PCA11-0 | Non-Adh,Clip-On WM,OD .11"-.13",0 Leg | Clip-On Wire Markers, .11-.13 Wire OD, Black/White 300 PC, Legend: '0'. | PK | 1 | 1 | 1 | 42.23
07498392967 | PCA11-0-9 | Non-Adh,Clip-On WM,OD .11"-.13",0-9 Leg | Clip-On Wire Markers, .11-.13 Wire OD, Black/White 300 PC, Legend: '0 thru 9'. | PK | 1 | 1 | 1 | 42.23
07498393750 | PCA11-1 | Non-Adh,Clip-OnWM,OD .11-.13",300p,1 Leg | StrongHold PCA11-1 Clip-On Wire Markers are non-adhesive markers that grip tightly to wire/cable. Their chevron cut keeps multiple markers on a cable aligned. Markers are supplied on an application wand tool for easy installation. Suitable for wires with | PK | 1 | 1 | 1 | 40.23
07498393751 | PCA11-2 | Non-Adh,Clip-On WM,OD .11"-.13",2 Leg | StrongHold PCA11-2 Clip-On Wire Markers are non-adhesive markers that grip tightly to wire/cable. Their chevron cut keeps multiple markers on a cable aligned. Markers are supplied on an application wand tool for easy installation. Suitable for wires with | PK | 1 | 1 | 1 | 40.23
07498393752 | PCA11-3 | Non-Adh,Clip-On WM,OD .11"-.13",3 Leg | Clip-On Wire Markers, .11-.13 Wire OD, Black/White 300 PC, Legend: '3'. | PK | 1 | 1 | 1 | 42.23
07498393753 | PCA11-4 | Non-Adh,Clip-On WM,OD .11"-.13",4 Leg | Clip-On Wire Markers, .11-.13 Wire OD, Black/White 300 PC, Legend: '4'. | PK | 1 | 1 | 1 | 42.23
07498393754 | PCA11-5 | Non-Adh,Clip-On WM,OD .11"-.13",5 Leg | Clip-On Wire Markers, .11-.13 Wire OD, Black/White 300 PC, Legend: '5'. | PK | 1 | 1 | 1 | 42.23
07498393755 | PCA11-6 | Non-Adh,Clip-On WM,OD .11"-.13",6 Leg | Clip-On Wire Markers, .11-.13 Wire OD, Black/White 300 PC, Legend: '6'. | PK | 1 | 1 | 1 | 42.23
07498393756 | PCA11-7 | Non-Adh,Clip-On WM,OD .11"-.13",7 Leg | Clip-On Wire Markers, .11-.13 Wire OD, Black/White 300 PC, Legend: '7'. | PK | 1 | 1 | 1 | 42.23
07498393757 | PCA11-8 | Non-Adh,Clip-On WM,OD .11"-.13",8 Leg | Clip-On Wire Markers, .11-.13 Wire OD, Black/White 300 PC, Legend: '8'. | PK | 1 | 1 | 1 | 42.23
07498393758 | PCA11-9 | Non-Adh,Clip-On WM,OD .11"-.13",9 Leg | Clip-On Wire Markers, .11-.13 Wire OD, Black/White 300 PC, Legend: '9'. | PK | 1 | 1 | 1 | 42.23
07498393723 | PCA11-A | Non-Adh,Clip-On WM,OD .11"-.13",A Leg | Clip-On Wire Markers, .11-.13 Wire OD, Black/White 300 PC, Legend: 'A'. | PK | 1 | 1 | 1 | 42.23
07498393724 | PCA11-B | Non-Adh,Clip-On WM,OD .11"-.13",B Leg | Clip-On Wire Markers, .11-.13 Wire OD, Black/White 300 PC, Legend: 'B'. | PK | 1 | 1 | 1 | 42.23
07498393725 | PCA11-C | Non-Adh,Clip-On WM,OD .11"-.13",C Leg | Clip-On Wire Markers, .11-.13jeff Wire OD, Black/White 300 PC | PK | 1 | 1 | 1 | 42.23
07498393726 | PCA11-D | Non-Adh,Clip-On WM,OD .11"-.13",D Leg | Clip-On Wire Markers, .11-.13 Wire OD, Black/White 300 PC, Legend: 'D'. | PK | 1 | 1 | 1 | 42.23
07498393727 | PCA11-E | Non-Adh,Clip-On WM,OD .11"-.13",E Leg | Clip-On Wire Markers, .11-.13 Wire OD, Black/White 300 PC, Legend: 'E'. | PK | 1 | 1 | 1 | 42.23
07498393728 | PCA11-F | Non-Adh,Clip-On WM,OD .11"-.13",F Leg | Clip-On Wire Markers, .11-.13 Wire OD, Black/White 300 PC, Legend: 'F'. | PK | 1 | 1 | 1 | 42.23
07498393729 | PCA11-G | Non-Adh,Clip-On WM,OD .11"-.13",G Leg | Clip-On Wire Markers, .11-.13 Wire OD, Black/White 300 PC, Legend: 'G'. | PK | 1 | 1 | 1 | 42.23
07498393730 | PCA11-H | Non-Adh,Clip-On WM,OD .11"-.13",H Leg | Clip-On Wire Markers, .11-.13 Wire OD, Black/White 300 PC, Legend: 'H'. | PK | 1 | 1 | 1 | 42.23
07498393731 | PCA11-I | Non-Adh,Clip-On WM,OD .11"-.13",I Leg | Clip-On Wire Markers, .11-.13 Wire OD, Black/White 300 PC, Legend: 'I'. | PK | 1 | 1 | 1 | 42.23
07498393734 | PCA11-L | Non-Adh,Clip-OnWM,OD .11-.13",300p,L Leg | Clip-On Wire Markers, .11-.13 Wire OD, Black/White 300 PC, Legend: 'L'. | PK | 1 | 1 | 1 | 42.23
07498393760 | PCA11-MIN | Non-Adh,Clip-On WM,OD .11"-.13",- Leg | Clip-On Wire Markers, .11-.13 Wire OD, Black/White 300 PC, Legend: '€”'. | PK | 1 | 1 | 1 | 42.23
07498393736 | PCA11-N | Non-Adh,Clip-On WM,OD .11"-.13",N Leg | Clip-On Wire Markers, .11-.13 Wire OD, Black/White 300 PC, Legend: 'N'. | PK | 1 | 1 | 1 | 42.23
07498393737 | PCA11-O | Non-Adh,Clip-On WM,OD .11"-.13",O Leg | Clip-On Wire Markers, .11-.13 Wire OD, Black/White 300 PC, Legend: 'O'. | PK | 1 | 1 | 1 | 42.23
07498393738 | PCA11-P | Non-Adh,Clip-On WM,OD .11"-.13",P Leg | Clip-On Wire Markers, .11-.13 Wire OD, Black/White 300 PC, Legend: 'P'. | PK | 1 | 1 | 1 | 42.23
07498393759 | PCA11-PLS | Non-Adh,Clip-On WM,OD .11"-.13",+ Leg | Clip-On Wire Markers, .11-.13 Wire OD, Black/White 300 PC, Legend: '+'. | PK | 1 | 1 | 1 | 42.23
07498393740 | PCA11-R | Non-Adh,Clip-On WM,OD .11"-.13",R Leg | Clip-On Wire Markers, .11-.13 Wire OD, Black/White 300 PC, Legend: 'R'. | PK | 1 | 1 | 1 | 42.23
07498393741 | PCA11-S | Non-Adh,Clip-OnWM,OD .11-.13",300p,S Leg | Clip-On Wire Markers, .11-.13 Wire OD, Black/White 300 PC, Legend: 'S'. | PK | 1 | 1 | 1 | 42.23
07498393742 | PCA11-T | Non-Adh,Clip-On WM,OD .11"-.13",T Leg | Clip-On Wire Markers, .11-.13 Wire OD, Black/White 300 PC, Legend: 'T'. | PK | 1 | 1 | 1 | 42.23
07498393743 | PCA11-U | Non-Adh,Clip-On WM,OD .11"-.13",U Leg | Clip-On Wire Markers, .11-.13 Wire OD, Black/White 300 PC, Legend: 'U'. | PK | 1 | 1 | 1 | 42.23
07498393744 | PCA11-V | Non-Adh,Clip-On WM,OD .11"-.13",V Leg | Clip-On Wire Markers, .11-.13 Wire OD, Black/White 300 PC, Legend: 'V'. | PK | 1 | 1 | 1 | 42.23
07498393745 | PCA11-W | Non-Adh,Clip-On WM,OD .11"-.13",W Leg | Clip-On Wire Markers, .11-.13 Wire OD, Black/White 300 PC, Legend: 'W'. | PK | 1 | 1 | 1 | 42.23
07498393746 | PCA11-X | Non-Adh,Clip-On WM,OD .11"-.13",X Leg | Clip-On Wire Markers, .11-.13 Wire OD, Black/White 300 PC, Legend: 'X'. | PK | 1 | 1 | 1 | 42.23
07498393787 | PCA13-0 | Non-Adh,Clip-On WM,OD .13"-.15",0 Leg | Clip-On Wire Markers, 0.13-.15 Wire OD, Black/White 300 PC, Legend: '0'. | PK | 1 | 1 | 1 | 42.23
07498392968 | PCA13-0-9 | Non-Adh,Clip-On WM,OD .13"-.15",0-9 Leg | Clip-On Wire Markers, 0.13-.15 Wire OD, Black/White 300 PC, Legend: '0 thru 9'. | PK | 1 | 1 | 1 | 42.23
07498393788 | PCA13-1 | Non-Adh,Clip-OnWM,OD .13-.15",300p,1 Leg | Clip-On Wire Markers, 0.13-.15 Wire OD, Black/White 300 PC, Legend: '1'. | PK | 1 | 1 | 1 | 40.23
07498393789 | PCA13-2 | Non-Adh,Clip-On WM,OD .13"-.15",2 Leg | Clip-On Wire Markers, 0.13-.15 Wire OD, Black/White 300 PC, Legend: '2'. | PK | 1 | 1 | 1 | 40.23
07498393790 | PCA13-3 | Non-Adh,Clip-On WM,OD .13"-.15",3 Leg | Clip-On Wire Markers, 0.13-.15 Wire OD, Black/White 300 PC, Legend: '3'. | PK | 1 | 1 | 1 | 42.23
07498393791 | PCA13-4 | Non-Adh,Clip-On WM,OD .13"-.15",4 Leg | Clip-On Wire Markers, 0.13-.15 Wire OD, Black/White 300 PC, Legend: '4'. | PK | 1 | 1 | 1 | 42.23
07498393792 | PCA13-5 | Non-Adh,Clip-On WM,OD .13"-.15",5 Leg | Clip-On Wire Markers, 0.13-.15 Wire OD, Black/White 300 PC, Legend: '5'. | PK | 1 | 1 | 1 | 42.23
07498393793 | PCA13-6 | Non-Adh,Clip-On WM,OD .13"-.15",6 Leg | Clip-On Wire Markers, 0.13-.15 Wire OD, Black/White 300 PC, Legend: '6'. | PK | 1 | 1 | 1 | 42.23
07498393794 | PCA13-7 | Non-Adh,Clip-On WM,OD .13"-.15",7 Leg | Clip-On Wire Markers, 0.13-.15 Wire OD, Black/White 300 PC, Legend: '7'. | PK | 1 | 1 | 1 | 42.23
07498393795 | PCA13-8 | Non-Adh,Clip-On WM,OD .13"-.15",8 Leg | Clip-On Wire Markers, 0.13-.15 Wire OD, Black/White 300 PC, Legend: '8'. | PK | 1 | 1 | 1 | 42.23
07498393796 | PCA13-9 | Non-Adh,Clip-On WM,OD .13"-.15",9 Leg | Clip-On Wire Markers, 0.13-.15 Wire OD, Black/White 300 PC, Legend: '9'. | PK | 1 | 1 | 1 | 42.23
07498393761 | PCA13-A | PrePrtdClip-OnWM,Non-AdhesiveActl,EA | Clip-On Wire Markers, 0.13-.15 Wire OD, Black/White 300 PC, Legend: 'A'. | PK | 1 | 1 | 1 | 42.23
07498393762 | PCA13-B | Non-Adh,Clip-On WM,OD .13"-.15",B Leg | Clip-On Wire Markers, 0.13-.15 Wire OD, Black/White 300 PC, Legend: 'B'. | PK | 1 | 1 | 1 | 42.23
07498393763 | PCA13-C | Non-Adh,Clip-On WM,OD .13"-.15",C Leg | Clip-On Wire Markers, 0.13-.15 Wire OD, Black/White 300 PC, Legend: 'C'. | PK | 1 | 1 | 1 | 42.23
07498393764 | PCA13-D | Non-Adh,Clip-On WM,OD .13"-.15",D Leg | Clip-On Wire Markers, 0.13-.15 Wire OD, Black/White 300 PC, Legend: 'D'. | PK | 1 | 1 | 1 | 42.23
07498393766 | PCA13-F | Non-Adh,Clip-On WM,OD .13"-.15",F Leg | Clip-On Wire Markers, 0.13-.15 Wire OD, Black/White 300 PC, Legend: 'F'. | PK | 1 | 1 | 1 | 42.23
07498393768 | PCA13-H | Non-Adh,Clip-On WM,OD .13"-.15",H Leg | Clip-On Wire Markers, 0.13-.15 Wire OD, Black/White 300 PC, Legend: 'H'. | PK | 1 | 1 | 1 | 42.23
07498393769 | PCA13-I | Non-Adh,Clip-On WM,OD .13"-.15",I Leg | Clip-On Wire Markers, 0.13-.15 Wire OD, Black/White 300 PC, Legend: 'I'. | PK | 1 | 1 | 1 | 42.23
07498393772 | PCA13-L | Non-Adh,Clip-On WM,OD .13"-.15",L Leg | Clip-On Wire Markers, 0.13-.15 Wire OD, Black/White 300 PC, Legend: 'L'. | PK | 1 | 1 | 1 | 42.23
07498393798 | PCA13-MIN | Non-Adh,Clip-On WM,OD .13"-.15",- Leg | Clip-On Wire Markers, 0.13-.15 Wire OD, Black/White 300 PC, Legend: '€”'. | PK | 1 | 1 | 1 | 42.23
07498393775 | PCA13-O | Non-Adh,Clip-On WM,OD .13"-.15",O Leg | Clip-On Wire Markers, 0.13-.15 Wire OD, Black/White 300 PC, Legend: 'O'. | PK | 1 | 1 | 1 | 42.23
07498393797 | PCA13-PLS | Non-Adh,Clip-On WM,OD .13"-.15",+ Leg | Clip-On Wire Markers, 0.13-.15 Wire OD, Black/White 300 PC, Legend: '+'. | PK | 1 | 1 | 1 | 42.23
07498393778 | PCA13-R | Non-Adh,Clip-On WM,OD .13"-.15",R Leg | Clip-On Wire Markers, 0.13-.15 Wire OD, Black/White 300 PC, Legend: 'R'. | PK | 1 | 1 | 1 | 42.23
07498393779 | PCA13-S | Non-Adh,Clip-On WM,OD .13"-.15",S Leg | Clip-On Wire Markers, 0.13-.15 Wire OD, Black/White 300 PC, Legend: 'S'. | PK | 1 | 1 | 1 | 42.23
07498393781 | PCA13-U | Non-Adh,Clip-On WM,OD .13"-.15",U Leg | Clip-On Wire Markers, 0.13-.15 Wire OD, Black/White 300 PC, Legend: 'U'. | PK | 1 | 1 | 1 | 42.23
07498393825 | PCA18-0 | Non-Adh,Clip-OnWM,OD .19-.23",300p,0 Leg | Clip-On Wire Markers, 0.19-.23 Wire OD, Black/White 300 PC, Legend: '0'. | PK | 1 | 1 | 1 | 49.21
07498392956 | PCA18-0-9 | Non-Adh,Clip-On WM,OD .19"-.23",0-9 Leg | Clip-On Wire Markers, 0.19-.23 Wire OD, Black/White 300 PC, Legend: '0 thru 9'. | PK | 1 | 1 | 1 | 49.21
07498393826 | PCA18-1 | Non-Adh,Clip-On WM,OD .19"-.23",1 Leg | Clip-On Wire Markers, 0.19-.23 Wire OD, Black/White 300 PC, Legend: '1'. | PK | 1 | 1 | 1 | 49.21
07498393827 | PCA18-2 | Non-Adh,Clip-On WM,OD .19"-.23",2 Leg | Clip-On Wire Markers, 0.19-.23 Wire OD, Black/White 300 PC, Legend: '2'. | PK | 1 | 1 | 1 | 49.21
07498393828 | PCA18-3 | Non-Adh,Clip-On WM,OD .19"-.23",3 Leg | Clip-On Wire Markers, 0.19-.23 Wire OD, Black/White 300 PC, Legend: '3'. | PK | 1 | 1 | 1 | 49.21
07498393829 | PCA18-4 | Non-Adh,Clip-On WM,OD .19"-.23",4 Leg | Clip-On Wire Markers, 0.19-.23 Wire OD, Black/White 300 PC, Legend: '4'. | PK | 1 | 1 | 1 | 49.21
07498393830 | PCA18-5 | Non-Adh,Clip-On WM,OD .19"-.23",5 Leg | Clip-On Wire Markers, 0.19-.23 Wire OD, Black/White 300 PC, Legend: '5'. | PK | 1 | 1 | 1 | 49.21
07498393831 | PCA18-6 | Non-Adh,Clip-On WM,OD .19"-.23",6 Leg | Clip-On Wire Markers, 0.19-.23 Wire OD, Black/White 300 PC, Legend: '6'. | PK | 1 | 1 | 1 | 49.21
07498393832 | PCA18-7 | Non-Adh,Clip-On WM,OD .19"-.23",7 Leg | Clip-On Wire Markers, 0.19-.23 Wire OD, Black/White 300 PC, Legend: '7'. | PK | 1 | 1 | 1 | 49.21
07498393833 | PCA18-8 | Non-Adh,Clip-On WM,OD .19"-.23",8 Leg | Clip-On Wire Markers, 0.19-.23 Wire OD, Black/White 300 PC, Legend: '8'. | PK | 1 | 1 | 1 | 49.21
07498393834 | PCA18-9 | Non-Adh,Clip-OnWM,OD .19-.23",300p,9 Leg | Clip-On Wire Markers, 0.19-.23 Wire OD, Black/White 300 PC, Legend: '9'. | PK | 1 | 1 | 1 | 49.21
07498393799 | PCA18-A | Non-Adh,Clip-On WM,OD .19"-.23",A Leg | Clip-On Wire Markers, 0.19-.23 Wire OD, Black/White 300 PC, Legend: 'A'. | PK | 1 | 1 | 1 | 49.21
07498393800 | PCA18-B | Non-Adh,Clip-On WM,OD .19"-.23",B Leg | Clip-On Wire Markers, 0.19-.23 Wire OD, Black/White 300 PC, Legend: 'B'. | PK | 1 | 1 | 1 | 49.21
07498393801 | PCA18-C | Non-Adh,Clip-On WM,OD .19"-.23",C Leg | Clip-On Wire Markers, 0.19-.23 Wire OD, Black/White 300 PC, Legend: 'C'. | PK | 1 | 1 | 1 | 51.57
07498393836 | PCA18-MIN | Non-Adh,Clip-On WM,OD .19"-.23",- Leg | Clip-On Wire Markers, 0.19-.23 Wire OD, Black/White 300 PC, Legend: '€”'. | PK | 1 | 1 | 1 | 51.57
07498393835 | PCA18-PLS | Non-Adh,Clip-On WM,OD .19"-.23",+ Leg | Clip-On Wire Markers, 0.19-.23 Wire OD, Black/White 300 PC, Legend: '+'. | PK | 1 | 1 | 1 | 49.21
07498393863 | PCA23-0 | Non-Adh,Clip-On WM,OD .23"-.37",0 Leg | Clip-On Wire Markers, .23-.37 Wire OD, Black/White 60 PC, Legend: '0'. | PK | 1 | 10 | 1 | 29.91
07498393864 | PCA23-1 | Non-Adh,Clip-On WM,OD .23"-.37",1 Leg | StrongHold PCA23-1 Clip-On Wire Markers are non-adhesive markers that grip tightly to wire/cable. Their chevron cut keeps multiple markers on a cable aligned. Markers are supplied on an application wand tool for easy installation. Suitable for wires with | PK | 1 | 10 | 1 | 28.49
07498393865 | PCA23-2 | Non-Adh,Clip-On WM,OD .23"-.37",2 Leg | StrongHold PCA23-2 Clip-On Wire Markers are non-adhesive markers that grip tightly to wire/cable. Their chevron cut keeps multiple markers on a cable aligned. Markers are supplied on an application wand tool for easy installation. Suitable for wires with | PK | 1 | 10 | 1 | 28.49
07498393866 | PCA23-3 | Non-Adh,Clip-On WM,OD .23"-.37",3 Leg | StrongHold PCA23-3 Clip-On Wire Markers are non-adhesive markers that grip tightly to wire/cable. Their chevron cut keeps multiple markers on a cable aligned. Markers are supplied on an application wand tool for easy installation. Suitable for wires with | PK | 1 | 10 | 1 | 28.49
07498393867 | PCA23-4 | Non-Adh,Clip-On WM,OD .23"-.37",4 Leg | StrongHold PCA23-4 Clip-On Wire Markers are non-adhesive markers that grip tightly to wire/cable. Their chevron cut keeps multiple markers on a cable aligned. Markers are supplied on an application wand tool for easy installation. Suitable for wires with | PK | 1 | 10 | 1 | 28.49
07498393868 | PCA23-5 | Non-Adh,Clip-On WM,OD .23"-.37",5 Leg | Clip-On Wire Markers, .23-.37 Wire OD, Black/White 60 PC, Legend: '5'. | PK | 1 | 10 | 1 | 29.91
07498393869 | PCA23-6 | Non-Adh,Clip-On WM,OD .23"-.37",6 Leg | Clip-On Wire Markers, .23-.37 Wire OD, Black/White 60 PC, Legend: '6'. | PK | 1 | 10 | 1 | 29.91
07498393870 | PCA23-7 | Non-Adh,Clip-On WM,OD .23"-.37",7 Leg | Clip-On Wire Markers, .23-.37 Wire OD, Black/White 60 PC, Legend: '7'. | PK | 1 | 10 | 1 | 29.91
07498393871 | PCA23-8 | Non-Adh,Clip-On WM,OD .23"-.37",8 Leg | Clip-On Wire Markers, .23-.37 Wire OD, Black/White 60 PC, Legend: '8'. | PK | 1 | 10 | 1 | 29.91
07498393872 | PCA23-9 | Non-Adh,Clip-On WM,OD .23"-.37",9 Leg | Clip-On Wire Markers, .23-.37 Wire OD, Black/White 60 PC, Legend: '9'. | PK | 1 | 10 | 1 | 29.91
07498393837 | PCA23-A | Non-Adh,Clip-On WM,OD .23"-.37",A Leg | Clip-On Wire Markers, .23-.37 Wire OD, Black/White 60 PC, Legend: 'A'. | PK | 1 | 10 | 1 | 29.91
07498393838 | PCA23-B | Non-Adh,Clip-On WM,OD .23"-.37",B Leg | Clip-On Wire Markers, .23-.37 Wire OD, Black/White 60 PC, Legend: 'B'. | PK | 1 | 10 | 1 | 29.91
07498393839 | PCA23-C | Non-Adh,Clip-On WM,OD .23"-.37",C Leg | Clip-On Wire Markers, .23-.37 Wire OD, Black/White 60 PC, Legend: 'C'. | PK | 1 | 10 | 1 | 29.91
07498393840 | PCA23-D | Non-Adh,Clip-On WM,OD .23"-.37",D Leg | Clip-On Wire Markers, .23-.37 Wire OD, Black/White 60 PC, Legend: 'D'. | PK | 1 | 10 | 1 | 29.91
07498393841 | PCA23-E | Non-Adh,Clip-On WM,OD .23"-.37",E Leg | Clip-On Wire Markers, .23-.37 Wire OD, Black/White 60 PC, Legend: 'E'. | PK | 1 | 10 | 1 | 29.91
07498393842 | PCA23-F | Non-Adh,Clip-On WM,OD .23"-.37",F Leg | Clip-On Wire Markers, .23-.37 Wire OD, Black/White 60 PC, Legend: 'F'. | PK | 1 | 10 | 1 | 29.91
07498393843 | PCA23-G | Non-Adh,Clip-On WM,OD .23"-.37",G Leg | Clip-On Wire Markers, .23-.37 Wire OD, Black/White 60 PC, Legend: 'G'. | PK | 1 | 10 | 1 | 29.91
07498393844 | PCA23-H | Non-Adh,Clip-On WM,OD .23"-.37",H Leg | Clip-On Wire Markers, .23-.37 Wire OD, Black/White 60 PC, Legend: 'H'. | PK | 1 | 10 | 1 | 29.91
07498393845 | PCA23-I | Non-Adh,Clip-On WM,OD .23"-.37",I Leg | Clip-On Wire Markers, .23-.37 Wire OD, Black/White 60 PC, Legend: 'I'. | PK | 1 | 10 | 1 | 29.91
07498393846 | PCA23-J | Non-Adh,Clip-On WM,OD .23"-.37",J Leg | Clip-On Wire Markers, .23-.37 Wire OD, Black/White 60 PC, Legend: 'J'. | PK | 1 | 10 | 1 | 29.91
07498393848 | PCA23-L | Non-Adh,Clip-On WM,OD .23"-.37",L Leg | Clip-On Wire Markers, .23-.37 Wire OD, Black/White 60 PC, Legend: 'L'. | PK | 1 | 10 | 1 | 29.91
07498393849 | PCA23-M | Non-Adh,Clip-On WM,OD .23"-.37",M Leg | Clip-On Wire Markers, .23-.37 Wire OD, Black/White 60 PC, Legend: 'M'. | PK | 1 | 10 | 1 | 29.91
07498393874 | PCA23-MIN | Non-Adh,Clip-On WM,OD .23"-.37",- Leg | Clip-On Wire Markers, .23-.37 Wire OD, Black/White 60 PC, Legend: '€”'. | PK | 1 | 10 | 1 | 31.33
07498393850 | PCA23-N | Non-Adh,Clip-On WM,OD .23"-.37",N Leg | Clip-On Wire Markers, .23-.37 Wire OD, Black/White 60 PC, Legend: 'N'. | PK | 1 | 10 | 1 | 29.91
07498393851 | PCA23-O | Non-Adh,Clip-On WM,OD .23"-.37",O Leg | Clip-On Wire Markers, .23-.37 Wire OD, Black/White 60 PC, Legend: 'O'. | PK | 1 | 10 | 1 | 29.91
07498393852 | PCA23-P | Non-Adh,Clip-On WM,OD .23"-.37",P Leg | Clip-On Wire Markers, .23-.37 Wire OD, Black/White 60 PC, Legend: 'P'. | PK | 1 | 10 | 1 | 29.91
07498393873 | PCA23-PLS | Non-Adh,Clip-On WM,OD .23"-.37",+ Leg | Clip-On Wire Markers, .23-.37 Wire OD, Black/White 60 PC, Legend: '+'. | PK | 1 | 10 | 1 | 29.91
07498393854 | PCA23-R | Non-Adh,Clip-On WM,OD .23"-.37",R Leg | Clip-On Wire Markers, .23-.37 Wire OD, Black/White 60 PC, Legend: 'R'. | PK | 1 | 10 | 1 | 29.91
07498393855 | PCA23-S | Non-Adh,Clip-OnWM,OD .23-.37",60p,S Leg | Clip-On Wire Markers, .23-.37 Wire OD, Black/White 60 PC, Legend: 'S'. | PK | 1 | 10 | 1 | 29.91
07498393856 | PCA23-T | Non-Adh,Clip-On WM,OD .23"-.37",T Leg | Clip-On Wire Markers, .23-.37 Wire OD, Black/White 60 PC, Legend: 'T'. | PK | 1 | 10 | 1 | 29.91
07498393857 | PCA23-U | Non-Adh,Clip-On WM,OD .23"-.37",U Leg | Clip-On Wire Markers, .23-.37 Wire OD, Black/White 60 PC, Legend: 'U'. | PK | 1 | 10 | 1 | 29.91
07498393858 | PCA23-V | Non-Adh,Clip-On WM,OD .23"-.37",V Leg | Clip-On Wire Markers, .23-.37 Wire OD, Black/White 60 PC, Legend: 'V'. | PK | 1 | 10 | 1 | 29.91
07498393859 | PCA23-W | Non-Adh,Clip-On WM,OD .23"-.37",W Leg | Clip-On Wire Markers, .23-.37 Wire OD, Black/White 60 PC, Legend: 'W'. | PK | 1 | 10 | 1 | 29.91
07498390534 | PCATHBA | MULTI-TIER BRCKET FOR J-PRO J-HOOKS,PK10 | Multi-tier bracket for use with J-Pro product line. Std. Pkg. Qty.: 10 | PC | 1 | 100 | 10 | 2.07
07498363316 | PCD0B | CONDUIT CLAMP,1/2 in,CONDUIT,PK100 | Conduit clip for 1/2" conduit, 3/8" - 1/2" Rigid/IMC, with bolt and 1/4" non-threaded hole. | PC | 1 | 300 | 100 | .48
07498363317 | PCD1B | CONDUIT CLAMP,3/4 in,CONDUIT,PK100 | Conduit clip for 3/4" conduit, 3/4" Rigid/IMC, with bolt and 1/4" non-threaded hole. | PC | 1 | 300 | 100 | .58
07498363318 | PCD2B | CONDUIT CLAMP,1 in,CONDUIT,PK100 | Conduit clamp for 1" conduit, 1" Rigid/IMC, with bolt and 1/4" non-threaded hole. | PC | 1 | 300 | 100 | .73
07498364129 | PCJ6 | CABLE SUPPORT CLIP,PK100 | StrongHold PCJ6 Cable Support Clip is used to maintain appropriate cable spacing behind dry wall, suitable for 1-1/2” deep spacing, attaches to wood or metal stud with user-supplied screws, and accommodates a variety of cable types. Comes in packages of 1 | PC | 1 | 300 | 100 | .85
07498393000 | PCM-0 | Pre-Printed,WM,.25"Wx1.5"L,0,LGND,PK25 | Wire Marker Card, Vinyl Cloth, '0' | C | 100 | 100 | 25 | 268.24
07498394405 | PCM-0-9 | Pre-Printed,WM,.25"Wx1.5"L,0-9,LGND,PK25 | Wire Marker Card, Vinyl Cloth, '0-9' | C | 100 | 100 | 25 | 255.46
07498393001 | PCM-1 | Pre-Printed,WM,.25"Wx1.5"L,1,LGND,PK25 | StrongHold PCM-1 Pre-Printed Wire Marker Cards allow for “kitting” in project builds. They are printed on vinyl cloth with a plastic liner that provides easy removal of markers while protecting unused markers. Markers are durable enough for up to 5 years | C | 100 | 100 | 25 | 243.29
07498392714 | PCM-1-10 | Pre-Printed,WM,.25"Wx1.5"L,1,10,PK25 | Wire Marker Card, Vinyl Cloth, '1-10' | C | 100 | 100 | 25 | 268.24
07498392715 | PCM-1-12 | Pre-Printed,WM,.25"Wx1.5"L,1,12,PK25 | Wire Marker Card, Vinyl Cloth, '1-12' | C | 100 | 100 | 25 | 268.24
07498392717 | PCM-1-18 | Pre-Printed,WM,.25"Wx1.5"L,1,18,PK25 | Wire Marker Card, Vinyl Cloth, '1-18' | C | 100 | 100 | 25 | 268.24
07498394000 | PCM-1-33 | Pre-Printed,WM,.27"Wx1.5"L,1,33,PK25 | StrongHold PCM-1-33 Pre-Printed Wire Marker Cards allow for “kitting” in project builds. They are printed on vinyl cloth with a plastic liner that provides easy removal of markers while protecting unused markers. Markers are durable enough for up to 5 yea | C | 100 | 100 | 25 | 255.46
07498393010 | PCM-10 | Pre-Printed,WM,.25"Wx1.5"L,10,LGND,PK25 | Wire Marker Card, Vinyl Cloth, '10' | C | 100 | 100 | 25 | 268.24
07498394003 | PCM-100-124 | Pre-Printed,WM,.36"Wx1.5"L,100,124,PK25 | Wire Marker Card, Vinyl Cloth, '100-124' | C | 100 | 100 | 25 | 268.24
07498393011 | PCM-11 | Pre-Printed,WM,.25"Wx1.5"L,11,LGND,PK25 | Wire Marker Card, Vinyl Cloth, '11' | C | 100 | 100 | 25 | 268.24
07498393012 | PCM-12 | Pre-Printed,WM,.25"Wx1.5"L,12,LGND,PK25 | Wire Marker Card, Vinyl Cloth, '12' | C | 100 | 100 | 25 | 268.24
07498394004 | PCM-125-149 | Pre-Printed,WM,.36"Wx1.5"L,125,149,PK25 | Wire Marker Card, Vinyl Cloth, '125-149' | C | 100 | 100 | 25 | 268.24
07498393013 | PCM-13 | Pre-Printed,WM,.25"Wx1.5"L,13,LGND,PK25 | Wire Marker Card, Vinyl Cloth, '13' | C | 100 | 100 | 25 | 268.24
07498393014 | PCM-14 | Pre-Printed,WM,.25"Wx1.5"L,14,LGND,PK25 | Wire Marker Card, Vinyl Cloth, '14' | C | 100 | 100 | 25 | 268.24
07498393015 | PCM-15 | Pre-Printed,WM,.25"Wx1.5"L,15,LGND,PK25 | Wire Marker Card, Vinyl Cloth, '15' | C | 100 | 100 | 25 | 268.24
07498394005 | PCM-150-174 | Pre-Printed,WM,.36"Wx1.5"L,150,174,PK25 | Wire Marker Card, Vinyl Cloth, '150-174' | C | 100 | 100 | 25 | 268.24
07498393016 | PCM-16 | Pre-Printed,WM,.25"Wx1.5"L,16,LGND,PK25 | Wire Marker Card, Vinyl Cloth, '16' | C | 100 | 100 | 25 | 268.24
07498393017 | PCM-17 | Pre-Printed,WM,.25"Wx1.5"L,17,LGND,PK25 | Wire Marker Card, Vinyl Cloth, '17' | C | 100 | 100 | 25 | 268.24
07498394006 | PCM-175-199 | Pre-Printed,WM,.36"Wx1.5"L,175,199,PK25 | Wire Marker Card, Vinyl Cloth, '175-199' | C | 100 | 100 | 25 | 268.24
07498393018 | PCM-18 | Pre-Printed,WM,.25"Wx1.5"L,18,LGND,PK25 | Wire Marker Card, Vinyl Cloth, '18' | C | 100 | 100 | 25 | 268.24
07498393019 | PCM-19 | Pre-Printed,WM,.25"Wx1.5"L,19,LGND,PK25 | Wire Marker Card, Vinyl Cloth, '19' | C | 100 | 100 | 25 | 268.24
07498393002 | PCM-2 | Pre-Printed,WM,.25"Wx1.5"L,2,LGND,PK25 | StrongHold PCM-2 Pre-Printed Wire Marker Cards allow for “kitting” in project builds. They are printed on vinyl cloth with a plastic liner that provides easy removal of markers while protecting unused markers. Markers are durable enough for up to 5 years | C | 100 | 100 | 25 | 255.46
07498393020 | PCM-20 | Pre-Printed,WM,.25"Wx1.5"L,20,LGND,PK25 | Wire Marker Card, Vinyl Cloth, '20' | C | 100 | 100 | 25 | 268.24
07498392719 | PCM-200-224 | Pre-Printed,WM,.36"Wx1.5"L,200,224,PK25 | Wire Marker Card, Vinyl Cloth, '200-224' | C | 100 | 100 | 25 | 268.24
07498393021 | PCM-21 | Pre-Printed,WM,.25"Wx1.5"L,21,LGND,PK25 | Wire Marker Card, Vinyl Cloth, '21' | C | 100 | 100 | 25 | 268.24
07498393022 | PCM-22 | Pre-Printed,WM,.25"Wx1.5"L,22,LGND,PK25 | Wire Marker Card, Vinyl Cloth, '22' | C | 100 | 100 | 25 | 268.24
07498392720 | PCM-225-249 | Pre-Printed,WM,.36"Wx1.5"L,225,249,PK25 | Wire Marker Card, Vinyl Cloth, '225-249' | C | 100 | 100 | 25 | 268.24
07498393023 | PCM-23 | Pre-Printed,WM,.25"Wx1.5"L,23,LGND,PK25 | Wire Marker Card, Vinyl Cloth, '23' | C | 100 | 100 | 25 | 268.24
07498393024 | PCM-24 | Pre-Printed,WM,.25"Wx1.5"L,24,LGND,PK25 | Wire Marker Card, Vinyl Cloth, '24' | C | 100 | 100 | 25 | 268.24
07498393025 | PCM-25 | Pre-Printed,WM,.25"Wx1.5"L,25,LGND,PK25 | Wire Marker Card, Vinyl Cloth, '25' | C | 100 | 100 | 25 | 268.24
07498392721 | PCM-250-274 | Pre-Printed,WM,.36"Wx1.5"L,250,274,PK25 | Wire Marker Card, Vinyl Cloth, '250-274' | C | 100 | 100 | 25 | 268.24
07498393026 | PCM-26 | Pre-Printed,WM,.25"Wx1.5"L,26,LGND,PK25 | Wire Marker Card, Vinyl Cloth, '26' | C | 100 | 100 | 25 | 268.24
07498393027 | PCM-27 | Pre-Printed,WM,.25"Wx1.5"L,27,LGND,PK25 | Wire Marker Card, Vinyl Cloth, '27' | C | 100 | 100 | 25 | 268.24
07498392722 | PCM-275-299 | Pre-Printed,WM,.36"Wx1.5"L,275,299,PK25 | Wire Marker Card, Vinyl Cloth, '275-299' | C | 100 | 100 | 25 | 268.24
07498393028 | PCM-28 | Pre-Printed,WM,.25"Wx1.5"L,28,LGND,PK25 | Wire Marker Card, Vinyl Cloth, '28' | C | 100 | 100 | 25 | 268.24
07498393029 | PCM-29 | Pre-Printed,WM,.25"Wx1.5"L,29,LGND,PK25 | Wire Marker Card, Vinyl Cloth, '29' | C | 100 | 100 | 25 | 268.24
07498393003 | PCM-3 | Pre-Printed,WM,.25"Wx1.5"L,3,LGND,PK25 | StrongHold PCM-3 Pre-Printed Wire Marker Cards allow for “kitting” in project builds. They are printed on vinyl cloth with a plastic liner that provides easy removal of markers while protecting unused markers. Markers are durable enough for up to 5 years | C | 100 | 100 | 25 | 255.46
07498393030 | PCM-30 | Pre-Printed,WM,.25"Wx1.5"L,30,LGND,PK25 | Wire Marker Card, Vinyl Cloth, '30' | C | 100 | 100 | 25 | 268.24
07498392723 | PCM-300-324 | Pre-Printed,WM,.36"Wx1.5"L,300,324,PK25 | Wire Marker Card, Vinyl Cloth, '300-324' | C | 100 | 100 | 25 | 268.24
07498393031 | PCM-31 | Pre-Printed,WM,.25"Wx1.5"L,31,LGND,PK25 | Wire Marker Card, Vinyl Cloth, '31' | C | 100 | 100 | 25 | 268.24
07498393032 | PCM-32 | Pre-Printed,WM,.25"Wx1.5"L,32,LGND,PK25 | Wire Marker Card, Vinyl Cloth, '32' | C | 100 | 100 | 25 | 268.24
07498392724 | PCM-325-349 | Pre-Printed,WM,.36"Wx1.5"L,325,349,PK25 | Wire Marker Card, Vinyl Cloth, '325-349' | C | 100 | 100 | 25 | 281.01
07498393033 | PCM-33 | Pre-Printed,WM,.25"Wx1.5"L,33,LGND,PK25 | Wire Marker Card, Vinyl Cloth, '33' | C | 100 | 100 | 25 | 268.24
07498393034 | PCM-34 | Pre-Printed,WM,.25"Wx1.5"L,34,LGND,PK25 | Wire Marker Card, Vinyl Cloth, '34' | C | 100 | 100 | 25 | 268.24
07498394001 | PCM-34-66 | Pre-Printed,WM,.27"Wx1.5"L,34,66,PK25 | Wire Marker Card, Vinyl Cloth, '34-66' | C | 100 | 100 | 25 | 255.46
07498393035 | PCM-35 | Pre-Printed,WM,.25"Wx1.5"L,35,LGND,PK25 | Wire Marker Card, Vinyl Cloth, '35' | C | 100 | 100 | 25 | 268.24
07498392725 | PCM-350-374 | Pre-Printed,WM,.36"Wx1.5"L,350,374,PK25 | Wire Marker Card, Vinyl Cloth, '350-374' | C | 100 | 100 | 25 | 281.01
07498393036 | PCM-36 | Pre-Printed,WM,.25"Wx1.5"L,36,LGND,PK25 | Wire Marker Card, Vinyl Cloth, '36' | C | 100 | 100 | 25 | 268.24
07498393037 | PCM-37 | Pre-Printed,WM,.25"Wx1.5"L,37,LGND,PK25 | Wire Marker Card, Vinyl Cloth, '37' | C | 100 | 100 | 25 | 268.24
07498392726 | PCM-375-399 | Pre-Printed,WM,.36"Wx1.5"L,375,399,PK25 | Wire Marker Card, Vinyl Cloth, '375-399' | C | 100 | 100 | 25 | 281.01
07498393038 | PCM-38 | Pre-Printed,WM,.25"Wx1.5"L,38,LGND,PK25 | Wire Marker Card, Vinyl Cloth, '38' | C | 100 | 100 | 25 | 268.24
07498393039 | PCM-39 | Pre-Printed,WM,.25"Wx1.5"L,39,LGND,PK25 | Wire Marker Card, Vinyl Cloth, '39' | C | 100 | 100 | 25 | 268.24
07498393004 | PCM-4 | Pre-Printed,WM,.25"Wx1.5"L,4,LGND,PK25 | StrongHold PCM-4 Pre-Printed Wire Marker Cards allow for “kitting” in project builds. They are printed on vinyl cloth with a plastic liner that provides easy removal of markers while protecting unused markers. Markers are durable enough for up to 5 years | C | 100 | 100 | 25 | 255.46
07498393040 | PCM-40 | Pre-Printed,WM,.25"Wx1.5"L,40,LGND,PK25 | Wire Marker Card, Vinyl Cloth, '40' | C | 100 | 100 | 25 | 268.24
07498393041 | PCM-41 | Pre-Printed,WM,.25"Wx1.5"L,41,LGND,PK25 | Wire Marker Card, Vinyl Cloth, '41' | C | 100 | 100 | 25 | 268.24
07498393042 | PCM-42 | Pre-Printed,WM,.25"Wx1.5"L,42,LGND,PK25 | Wire Marker Card, Vinyl Cloth, '42' | C | 100 | 100 | 25 | 268.24
07498393043 | PCM-43 | Pre-Printed,WM,.25"Wx1.5"L,43,LGND,PK25 | Wire Marker Card, Vinyl Cloth, '43' | C | 100 | 100 | 25 | 268.24
07498393044 | PCM-44 | Pre-Printed,WM,.25"Wx1.5"L,44,LGND,PK25 | Wire Marker Card, Vinyl Cloth, '44' | C | 100 | 100 | 25 | 268.24
07498393045 | PCM-45 | Pre-Printed,WM,.25"Wx1.5"L,45,LGND,PK25 | Wire Marker Card, Vinyl Cloth, '45' | C | 100 | 100 | 25 | 268.24
07498393047 | PCM-47 | Pre-Printed,WM,.25"Wx1.5"L,47,LGND,PK25 | Wire Marker Card, Vinyl Cloth, '47' | C | 100 | 100 | 25 | 268.24
07498393048 | PCM-48 | Pre-Printed,WM,.25"Wx1.5"L,48,LGND,PK25 | Wire Marker Card, Vinyl Cloth, '48' | C | 100 | 100 | 25 | 268.24
07498393049 | PCM-49 | Pre-Printed,WM,.25"Wx1.5"L,49,LGND,PK25 | Wire Marker Card, Vinyl Cloth, '49' | C | 100 | 100 | 25 | 268.24
07498393005 | PCM-5 | Pre-Printed,WM,.25"Wx1.5"L,5,LGND,PK25 | StrongHold PCM-5 Pre-Printed Wire Marker Cards allow for “kitting” in project builds. They are printed on vinyl cloth with a plastic liner that provides easy removal of markers while protecting unused markers. Markers are durable enough for up to 5 years | C | 100 | 100 | 25 | 255.46
07498393050 | PCM-50 | Pre-Printed,WM,.25"Wx1.5"L,50,LGND,PK25 | Wire Marker Card, Vinyl Cloth, '50' | C | 100 | 100 | 25 | 268.24
07498393051 | PCM-51 | Pre-Printed,WM,.25"Wx1.5"L,51,LGND,PK25 | Wire Marker Card, Vinyl Cloth, '51' | C | 100 | 100 | 25 | 268.24
07498393052 | PCM-52 | Pre-Printed,WM,.25"Wx1.5"L,52,LGND,PK25 | Wire Marker Card, Vinyl Cloth, '52' | C | 100 | 100 | 25 | 268.24
07498393053 | PCM-53 | Pre-Printed,WM,.25"Wx1.5"L,53,LGND,PK25 | Wire Marker Card, Vinyl Cloth, '53' | C | 100 | 100 | 25 | 268.24
07498393054 | PCM-54 | Pre-Printed,WM,.25"Wx1.5"L,54,LGND,PK25 | Wire Marker Card, Vinyl Cloth, '54' | C | 100 | 100 | 25 | 268.24
07498393055 | PCM-55 | Pre-Printed,WM,.25"Wx1.5"L,55,LGND,PK25 | Wire Marker Card, Vinyl Cloth, '55' | C | 100 | 100 | 25 | 268.24
07498393056 | PCM-56 | Pre-Printed,WM,.25"Wx1.5"L,56,LGND,PK25 | Wire Marker Card, Vinyl Cloth, '56' | C | 100 | 100 | 25 | 268.24
07498393057 | PCM-57 | Pre-Printed,WM,.25"Wx1.5"L,57,LGND,PK25 | Wire Marker Card, Vinyl Cloth, '57' | C | 100 | 100 | 25 | 268.24
07498393058 | PCM-58 | Pre-Printed,WM,.25"Wx1.5"L,58,LGND,PK25 | Wire Marker Card, Vinyl Cloth, '58' | C | 100 | 100 | 25 | 268.24
07498393059 | PCM-59 | Pre-Printed,WM,.25"Wx1.5"L,59,LGND,PK25 | Wire Marker Card, Vinyl Cloth, '59' | C | 100 | 100 | 25 | 268.24
07498393006 | PCM-6 | Pre-Printed,WM,.25"Wx1.5"L,6,LGND,PK25 | Wire Marker Card, Vinyl Cloth, '6' | C | 100 | 100 | 25 | 268.24
07498394002 | PCM-67-99 | Pre-Printed,WM,.27"Wx1.5"L,67-99,PK25 | Wire Marker Card, Vinyl Cloth, '67-99' | C | 100 | 100 | 25 | 268.24
07498393007 | PCM-7 | Pre-Printed,WM,.25"Wx1.5"L,7,LGND,PK25 | Wire Marker Card, Vinyl Cloth, '7' | C | 100 | 100 | 25 | 268.24
07498393008 | PCM-8 | Pre-Printed,WM,.25"Wx1.5"L,8,LGND,PK25 | Wire Marker Card, Vinyl Cloth, '8' | C | 100 | 100 | 25 | 268.24
07498393009 | PCM-9 | Pre-Printed,WM,.25"Wx1.5"L,9,LGND,PK25 | Wire Marker Card, Vinyl Cloth, '9' | C | 100 | 100 | 25 | 268.24
07498394300 | PCM-A | Pre-Printed,WM,.25"Wx1.5"L,A,LGND,PK25 | Wire Marker Card, Vinyl Cloth, 'A' | C | 100 | 100 | 25 | 268.24
07498394400 | PCM-A-Z | Pre-Printed,WM,.25"Wx1.5"L,A-Z,LGND,PK25 | Wire Marker Card, Vinyl Cloth, 'A-Z' | C | 100 | 100 | 25 | 268.24
07498394301 | PCM-B | Pre-Printed,WM,.25"Wx1.5"L,B,LGND,PK25 | Wire Marker Card, Vinyl Cloth, 'B' | C | 100 | 100 | 25 | 268.24
07498394790 | PCM-BLK | Pre-Printed,WM,.22"Wx1.38"L,SBL,PK25 | Wire Marker Card, Vinyl Cloth, Black | C | 100 | 100 | 25 | 268.24
07498394786 | PCM-BRN | Pre-Printed,WM,.22"Wx1.38"L,SBR,PK25 | Wire Marker Card, Vinyl Cloth, Brown | C | 100 | 100 | 25 | 268.24
07498394302 | PCM-C | Pre-Printed,WM,.25"Wx1.5"L,C,LGND,PK25 | Wire Marker Card, Vinyl Cloth, 'C' | C | 100 | 100 | 25 | 268.24
07498394303 | PCM-D | Pre-Printed,WM,.25"Wx1.5"L,D,LGND,PK25 | Wire Marker Card, Vinyl Cloth, 'D' | C | 100 | 100 | 25 | 268.24
07498394783 | PCM-DBL | Pre-Printed,WM,.22"Wx1.38"L,SDB,PK25 | Wire Marker Card, Vinyl Cloth, Dark Blue | C | 100 | 100 | 25 | 268.24
07498394785 | PCM-DGN | Pre-Printed,WM,.22"Wx1.38"L,SDarkGR,PK25 | Wire Marker Card, Vinyl Cloth, Dark Green | C | 100 | 100 | 25 | 268.24
07498394304 | PCM-E | Pre-Printed,WM,.25"Wx1.5"L,E,LGND,PK25 | Wire Marker Card, Vinyl Cloth, 'E' | C | 100 | 100 | 25 | 268.24
07498394305 | PCM-F | Pre-Printed,WM,.25"Wx1.5"L,F,LGND,PK25 | Wire Marker Card, Vinyl Cloth, 'F' | C | 100 | 100 | 25 | 268.24
07498394306 | PCM-G | Pre-Printed,WM,.25"Wx1.5"L,G,LGND,PK25 | Wire Marker Card, Vinyl Cloth, 'G' | C | 100 | 100 | 25 | 268.24
07498392908 | PCM-GRS | Pre-Printed,WM,.25"Wx1.5"L,PK25 | Wire Marker Card, Vinyl Cloth, Ground Symbol | C | 100 | 100 | 25 | 268.24
07498394307 | PCM-H | Pre-Printed,WM,.25"Wx1.5"L,H,PK25 | Wire Marker Card, Vinyl Cloth, 'H' | C | 100 | 100 | 25 | 268.24
07498394308 | PCM-I | Pre-Printed,WM,.25"Wx1.5"L,I,LGND,PK25 | Wire Marker Card, Vinyl Cloth, 'I' | C | 100 | 100 | 25 | 268.24
07498394309 | PCM-J | Pre-Printed,WM,.25"Wx1.5"L,J,LGND,PK25 | Wire Marker Card, Vinyl Cloth, 'J' | C | 100 | 100 | 25 | 268.24
07498394311 | PCM-L | Pre-Printed,WM,.25"Wx1.5"L,L,LGND,PK25 | Wire Marker Card, Vinyl Cloth, 'L' | C | 100 | 100 | 25 | 268.24
07498394503 | PCM-L1 | Pre-Printed,WM,.25"Wx1.5"L,L1,LGND,PK25 | Wire Marker Card, Vinyl Cloth, 'L1' | C | 100 | 100 | 25 | 268.24
07498394504 | PCM-L2 | Pre-Printed,WM,.25"Wx1.5"L,L2,LGND,PK25 | Wire Marker Card, Vinyl Cloth, 'L2' | C | 100 | 100 | 25 | 268.24
07498394505 | PCM-L3 | Pre-Printed,WM,.25"Wx1.5"L,L3,LGND,PK25 | Wire Marker Card, Vinyl Cloth, 'L3' | C | 100 | 100 | 25 | 268.24
07498394312 | PCM-M | Pre-Printed,WM,.25"Wx1.5"L,M,LGND,PK25 | Wire Marker Card, Vinyl Cloth, 'M' | C | 100 | 100 | 25 | 268.24
07498394506 | PCM-MIN | Pre-Printed,WM,.36"Wx1.5"L,-,LGND,PK25 | Wire Marker Card, Vinyl Cloth, '-' | C | 100 | 100 | 25 | 268.24
07498394313 | PCM-N | Pre-Printed,WM,.25"Wx1.5"L,N,LGND,PK25 | Wire Marker Card, Vinyl Cloth, 'N' | C | 100 | 100 | 25 | 268.24
07498394314 | PCM-O | Pre-Printed,WM,.25"Wx1.5"L,O,LGND,PK25 | Wire Marker Card, Vinyl Cloth, 'O' | C | 100 | 100 | 25 | 268.24
07498394787 | PCM-ORN | Pre-Printed,WM,.22"Wx1.38"L,SOR,PK25 | Wire Marker Card, Vinyl Cloth, Orange | C | 100 | 100 | 25 | 268.24
07498394315 | PCM-P | Pre-Printed,WM,.25"Wx1.5"L,P,LGND,PK25 | Wire Marker Card, Vinyl Cloth, 'P' | C | 100 | 100 | 25 | 268.24
07498394507 | PCM-PLS | Pre-Printed,WM,.36"Wx1.50"L,+,LGND,PK25 | Wire Marker Card, Vinyl Cloth, '+' | C | 100 | 100 | 25 | 268.24
07498394795 | PCM-PUR | Pre-Printed,WM,.22"Wx1.38"L,SVL,PK25 | Wire Marker Card, Vinyl Cloth, Purple | C | 100 | 100 | 25 | 268.24
07498394317 | PCM-R | Pre-Printed,WM,.25"Wx1.5"L,R,LGND,PK25 | Wire Marker Card, Vinyl Cloth, 'R' | C | 100 | 100 | 25 | 268.24
07498394780 | PCM-RED | Pre-Printed,WM,.22"Wx1.38"L,SRD,PK25 | Wire Marker Card, Vinyl Cloth, Red | C | 100 | 100 | 25 | 268.24
07498394318 | PCM-S | Pre-Printed,WM,.25"Wx1.5"L,S,LGND,PK25 | Wire Marker Card, Vinyl Cloth, 'S' | C | 100 | 100 | 25 | 268.24
07498394319 | PCM-T | Pre-Printed,WM,.25"Wx1.5"L,T,LGND,PK25 | Wire Marker Card, Vinyl Cloth, 'T' | C | 100 | 100 | 25 | 268.24
07498394502 | PCM-T3 | Pre-Printed,WM,.25"Wx1.5"L,T3,LGND,PK25 | Wire Marker Card, Vinyl Cloth, 'T3' | C | 100 | 100 | 25 | 268.24
07498394320 | PCM-U | Pre-Printed,WM,.25"Wx1.5"L,U,LGND,PK25 | Wire Marker Card, Vinyl Cloth, 'U' | C | 100 | 100 | 25 | 268.24
07498394321 | PCM-V | Pre-Printed,WM,.25"Wx1.5"L,V,LGND,PK25 | Wire Marker Card, Vinyl Cloth, 'V' | C | 100 | 100 | 25 | 268.24
07498394322 | PCM-W | Pre-Printed,WM,.25"Wx1.5"L,W,LGND,PK25 | Wire Marker Card, Vinyl Cloth, 'W' | C | 100 | 100 | 25 | 268.24
07498394791 | PCM-WHT | Pre-Printed,WM,.22"Wx1.38"L,SWH,PK25 | Wire Marker Card, Vinyl Cloth, White | C | 100 | 100 | 25 | 268.24
07498394324 | PCM-Y | Pre-Printed,WM,.25"Wx1.5"L,Y,LGND,PK25 | Wire Marker Card, Vinyl Cloth, 'Y' | C | 100 | 100 | 25 | 268.24
07498394781 | PCM-YEL | Pre-Printed,WM,.22"Wx1.38"L,SYL,PK25 | Wire Marker Card, Vinyl Cloth, Yellow | C | 100 | 100 | 25 | 268.24
07498394325 | PCM-Z | Pre-Printed,WM,.25"Wx1.5"L,Z,LGND,PK25 | Wire Marker Card, Vinyl Cloth, 'Z' | C | 100 | 100 | 25 | 268.24
07498394800 | PCMB-1 | W MRKR BK,VYL,"0"-"9",10PG | StrongHold PCMB-1 Pre-Printed Wire Marker Books are conveniently pocket-sized, containing wire labels printed on vinyl cloth. Markers are durable enough for up to 5 years outdoor UV Resistance, oil and abrasions. They can also be torn in half to label eac | BK | 1 | 10 | 1 | 31.88
07498394809 | PCMB-10 | W MRKR BK,VYL,NEMA,10PG | Pre-printed Wire Marker Books are conveniently pocket-sized, containing wire labels printed on vinyl cloth. Markers are durable enough for up to 5 years outdoor UV Resistance, oil and abrasions. They can also be torn in half to label each end of the condu | BK | 1 | 10 | 1 | 33.48
07498394810 | PCMB-11 | W MRKR BK,VYL,"1"-"30",10PG | StrongHold PCMB-11 Pre-Printed Wire Marker Books are conveniently pocket-sized and contain wire labels printed on vinyl cloth. Markers are durable enough for up to 5 years and are designed to withstand various outdoor environments. They can also be torn i | BK | 1 | 10 | 1 | 31.88
07498394811 | PCMB-12 | W MRKR BK,VYL,"A-Z","+","-",Blank,10PG | StrongHold PCMB-12 Pre-Printed Wire Marker Books are conveniently pocket-sized and contain wire labels printed on vinyl cloth. Markers are durable enough for up to 5 years and are designed to withstand various outdoor environments. They can also be torn i | BK | 1 | 10 | 1 | 31.88
07498394812 | PCMB-13 | W MRKR BK,VYL,Voltage/Blanks,12PG | StrongHold PCMB-13 Pre-Printed Wire Marker Books are conveniently pocket-sized and contain wire labels printed on vinyl cloth. Markers are durable enough for up to 5 years and are designed to withstand various outdoor environments. They can also be torn i | BK | 1 | 10 | 1 | 31.88
07498394813 | PCMB-14 | W MRKR BK,VYL,"46"-"90",10PG | StrongHold PCMB-14 Pre-Printed Wire Marker Books are conveniently pocket-sized, containing wire labels printed on vinyl cloth. Markers are durable enough for up to 5 years outdoor UV Resistance, oil and abrasions. They can also be torn in half to label ea | BK | 1 | 10 | 1 | 31.88
07498385601 | PCMB-15 | W MRKR BK,VYL,"+","-","0"-"45",11PG | StrongHold PCMB-15 Pre-Printed Wire Marker Books are conveniently pocket-sized and contain wire labels printed on vinyl cloth. Markers are durable enough for up to 5 years and are designed to withstand various outdoor environments. They can also be torn i | BK | 1 | 10 | 1 | 31.88
07498394815 | PCMB-16 | W MRKR BK,VYL,0-33A-C+-L1-L3T1-T3,10PG | StrongHold PCMB-16 Pre-Printed Wire Marker Books are conveniently pocket-sized and contain wire labels printed on vinyl cloth. Markers are durable enough for up to 5 years and are designed to withstand various outdoor environments. They can also be torn i | BK | 1 | 10 | 1 | 31.88
07498394801 | PCMB-2 | W MRKR BK,VYL,"A-Z,1-15,+,-,/",10PG | StrongHold PCMB-2 Pre-Printed Wire Marker Books are conveniently pocket-sized and contain wire labels printed on vinyl cloth. Markers are durable enough for up to 5 years and are designed to withstand various outdoor environments. They can also be torn in | BK | 1 | 10 | 1 | 31.88
07498394814 | PCMB-25 | W MRKR BK,VYL,"0-9,L1-L3,T1-T3",12PG | StrongHold PCMB-25 Pre-Printed Wire Marker Books are conveniently pocket-sized and contain wire labels printed on vinyl cloth. Markers are durable enough for up to 5 years and are designed to withstand various outdoor environments. They can also be torn i | BK | 1 | 10 | 1 | 31.88
07498394802 | PCMB-3 | W MRKR BK,VYL,"1"-"45",10PG | StrongHold PCMB-3 Pre-Printed Wire Marker Books are conveniently pocket-sized, containing wire labels printed on vinyl cloth. Markers are durable enough for up to 5 years outdoor UV Resistance, oil and abrasions. They can also be torn in half to label eac | BK | 1 | 10 | 1 | 31.88
07498394803 | PCMB-4 | W MRKR BK,VYL,"1"-"3",10PG | StrongHold PCMB-4 Pre-Printed Wire Marker Books are conveniently pocket-sized and contain wire labels printed on vinyl cloth. Markers are durable enough for up to 5 years and are designed to withstand various outdoor environments. They can also be torn in | BK | 1 | 10 | 1 | 31.88
07498394804 | PCMB-5 | W MRKR BK,VYL,"A"-"C",10PG | StrongHold PCMB-5 Pre-Printed Wire Marker Books are conveniently pocket-sized and contain wire labels printed on vinyl cloth. Markers are durable enough for up to 5 years and are designed to withstand various outdoor environments. They can also be torn in | BK | 1 | 10 | 1 | 31.88
07498394805 | PCMB-6 | W MRKR BK,VYL,"T1"-"T3",10PG | StrongHold PCMB-6 Pre-Printed Wire Marker Books are conveniently pocket-sized and contain wire labels printed on vinyl cloth. Markers are durable enough for up to 5 years and are designed to withstand various outdoor environments. They can also be torn in | BK | 1 | 10 | 1 | 31.88
07498394806 | PCMB-7 | W MRKR BK,VYL,"L1"-"L3",10PG | StrongHold PCMB-7 Pre-Printed Wire Marker Books are conveniently pocket-sized and contain wire labels printed on vinyl cloth. Markers are durable enough for up to 5 years and are designed to withstand various outdoor environments. They can also be torn in | BK | 1 | 10 | 1 | 31.88
07498394807 | PCMB-8 | W MRKR BK,VYL,L,"1-15,16-90A-Z+-/0",10PG | StrongHold PCMB-8 Pre-Printed Wire Marker Books are conveniently pocket-sized and contain wire labels printed on vinyl cloth. Markers are durable enough for up to 5 years and are designed to withstand various outdoor environments. They can also be torn in | BK | 1 | 10 | 1 | 31.88
07498394808 | PCMB-9 | W MRKR BK,VYL, "1-15,16-90A-Z+-/0",10PG | StrongHold PCMB-9 Pre-Printed Wire Marker Books are conveniently pocket-sized and contain wire labels printed on vinyl cloth. Markers are durable enough for up to 5 years and are designed to withstand various outdoor environments. They can also be torn in | BK | 1 | 10 | 1 | 31.88
07498394430 | PCMCP-1-25 | Pre-Printed,WM,.25"Wx1.5"L,1-25,EA | PCM Cloth Wire Marker Card Combo Pkg, 1 Card Ea '1-25' | PK | 1 | 1 | 1 | 70.54
07498394431 | PCMCP-26-50 | Pre-Printed,WM,.25"Wx1.5"L,26-50,EA | PCM Cloth Wire Marker Card Combo Pkg, 1 Card Ea '26-50' | PK | 1 | 1 | 1 | 74.08
07498394432 | PCMCP-51-75 | Pre-Printed,WM,.25"Wx1.5"L,51-75,EA | PCM Cloth Wire Marker Card Combo Pkg, 1 Card Ea '51-75' | PK | 1 | 1 | 1 | 74.08
07498394433 | PCMCP-76-100 | Pre-Printed,WM,.25"Wx1.5"L,76-100,EA | PCM Cloth Wire Marker Card Combo Pkg, 1 Card Ea '76-100' | PK | 1 | 1 | 1 | 74.08
07498394434 | PCMCP-A-Z | Pre-Printed,WM,.25"Wx1.5"L,A-Z,EA | PCM Cloth Wire Marker Card Combo Pkg, 1 Card Ea 'A-Z' | PK | 1 | 1 | 1 | 74.08
07498396056 | PCMH-1 | Pre-Printed,WM,.25"Wx1.5"L,1,PK25 | Wire Marker Card, Vinyl Cloth, Half, '1' | C | 100 | 100 | 25 | 268.24
07498396172 | PCMH-2 | Pre-PrintedCards,.25"Wx1.5"L,2,PK25 | Wire Marker Card, Vinyl Cloth, Half, '2' | C | 100 | 100 | 25 | 268.24
07498396234 | PCMH-3 | Pre-PrintedCards,.25"Wx1.5"L,3,PK25 | Wire Marker Card, Vinyl Cloth, Half, '3' | C | 100 | 100 | 25 | 268.24
07498396246 | PCMH-4 | Pre-PrintedCards,.25"Wx1.5"L,4,PK25 | Wire Marker Card, Vinyl Cloth, Half, '4' | C | 100 | 100 | 25 | 268.24
07498396257 | PCMH-5 | Pre-PrintedCards,.25"Wx1.5"L,5,PK25 | Wire Marker Card, Vinyl Cloth, Half, '5' | C | 100 | 100 | 25 | 268.24
07498372247 | PCS16 | SCREW-ON CONDUIT SUPPORT,1 in,EMT,PK100 | Screw-on conduit support for 1.00" EMT for 2 1/8" depth electrical box. | PC | 1 | 300 | 100 | .68
07498372562 | PCS812 | SCREW-ON CONDUIT SUPPORT,1-1/2 in,PK100 | Screw-on conduit support for 1/2" - 3/4" EMT, for 1 1/2" depth electrical box. | PC | 1 | 300 | 100 | .63
07498364127 | PCS812D | SCREW-ON CNDT SUPPRT,1/2-3/4in,EMT,PK100 | Screw-on conduit support for 1/2" - 3/4" EMT, for 2 1/8" depth electrical box. | PC | 1 | 300 | 100 | .67
07498377448 | PCSB2/0-2-12 | Multitap,2Port,2/0-14 STR,10-14 SOL,PK12 | The PCSB2/0-2-12 Multi-Tap Mechanical Lug has a flexible design that can be used as a tap, splice, or dead-end Lug. Made from high strength, extruded aluminum alloy to provide premium electrical and mechanical performance. Insulated with clear PVC to elim | C | 100 | 12 | 1 | 3841.4
07498342140 | PCSB2/0-2S-6 | MultiTap,Clear,2Ports,2/0-#14STRPKG6 | The PCSB2/0-2S-6 Multi-Tap Mechanical Connector has a flexible design that can be used as a tap, splice, or dead-end connector. Made from high strength, extruded aluminum alloy to provide premium electrical and mechanical performance. Insulated with clear | C | 100 | 6 | 1 | 3462.85
07498377449 | PCSB2/0-3-6 | Multitap,3Port,2/0-14 STR,10-14 SOL,PK6 | Multi-Tap connector, double-sided, clear insulation, 3 ports, 2/0 - #14 STR, #10 - #14 SOL. | C | 100 | 6 | 1 | 4109.1
07498359643 | PCSB2/0-3S-6Y | MultiTap,Clear,3Ports,2/0-#14STRPKG6Y | The PCSB2/0-3S-6Y Multi-Tap Mechanical Lug has a flexible design that can be used as a tap, splice, or dead-end Lug. Made from high strength, extruded aluminum alloy to provide premium electrical and mechanical performance. Insulated with clear PVC to eli | C | 100 | 6 | 1 | 3600.19
07498377450 | PCSB2/0-4-6 | MultiConn,Dbl-Sd,Clr,4Pt,2/0,#14STR,PK6 | The PCSB2/0-4-6 Multi-Tap Mechanical Lug has a flexible design that can be used as a tap, splice, or dead-end Lug. Made from high strength, extruded aluminum alloy to provide premium electrical and mechanical performance. Insulated with clear PVC to elimi | C | 100 | 6 | 1 | 4519.4
07498359659 | PCSB250-2-6Y | Multitap,2Port,Dbl,250 kcmil-#10 STR,PK6 | The PCSB250-2-6Y Multi-Tap Mechanical Lug has a flexible design that can be used as a tap, splice, or dead-end Lug. Made from high strength, extruded aluminum alloy to provide premium electrical and mechanical performance. Insulated with clear PVC to elim | C | 100 | 1 | 1 | 4424.72
07498359660 | PCSB250-2S-6Y | Multitap,2Port,Sng,250 kcmil-#10 STR,PK6 | The PCSB250-2S-6Y Multi-Tap Mechanical Lug has a flexible design that can be used as a tap, splice, or dead-end Lug. Made from high strength, extruded aluminum alloy to provide premium electrical and mechanical performance. Insulated with clear PVC to eli | C | 100 | 6 | 1 | 4649.65
07498359661 | PCSB250-3-6Y | Multitap,3Port,Dbl,250 kcmil-#10 STR,PK6 | The PCSB250-3-6Y Multi-Tap Mechanical Lug has a flexible design that can be used as a tap, splice, or dead-end Lug. Made from high strength, extruded aluminum alloy to provide premium electrical and mechanical performance. Insulated with clear PVC to elim | C | 100 | 6 | 1 | 5287.9
07498359662 | PCSB250-3S-6Y | Multitap,3Port,Sng,250 kcmil-#10 STR,PK6 | Multi-Tap connector, single-sided, clear insulation, 3 ports, 250 kcmil - #10 STR. | C | 100 | 6 | 1 | 4328.06
07498359663 | PCSB250-4-6Y | Multitap,4 Port,250 kcmil-#10 STR,PK6 | Multi-Tap connector, double-sided, clear insulation, 4 ports, 250 kcmil - #6 STR. | C | 100 | 6 | 1 | 5606.99
07498377462 | PCSB350-2-4 | MultiConn,Dbl-Sd,Clr,2Ports,350K,PK4 | Multi-Tap connector, double-sided, clear insulation, 2 ports, 350 kcmil - #10 STR, #10 SOL. | C | 100 | 4 | 1 | 5878.4
07498359681 | PCSB350-2S-4Y | MultiConn,Sgl-Sd,Clr,2Ports,350K,PK4 | Multi-Tap connector, single-sided, clear insulation, 2 ports, 350 kcmil - #10 STR. | C | 100 | 4 | 1 | 5173.94
07498377464 | PCSB350-4-3 | MultiConn,Dbl-Sd,Clr,4Pt,350K,#10STR,PK3 | Multi-Tap connector, double-sided, clear insulation, 4 ports, 350 kcmil - #10 STR, #10 SOL. | C | 100 | 3 | 1 | 6802.21
07498359754 | PCSB4-2-12Y | Multitap,2Port,#4-14 STR,#10-14 SOL,PK12 | The PCSB4-2-12Y Multi-Tap Mechanical Lug has a flexible design that can be used as a tap, splice, or dead-end Lug. Made from high strength, extruded aluminum alloy to provide premium electrical and mechanical performance. Insulated with clear PVC to elimi | C | 100 | 12 | 1 | 2416.51
07498359755 | PCSB4-2S-12Y | MultiTap,Clear,2Ports,#4-#14STRPKG12Y | The PCSB4-2S-12Y Multi-Tap Mechanical Connector has a flexible design that can be used as a tap, splice, or dead-end connector. Made from high strength, extruded aluminum alloy to provide premium electrical and mechanical performance. Insulated with clear | C | 100 | 12 | 1 | 1693.48
07498359756 | PCSB4-3-12Y | MultiConn,Dbl-Sd,Clr,3Ports,#4,PK12 | Multi-Tap connector, double-sided, clear insulation, 3 ports, #4 - #14 STR, #10 - #14 SOL. | C | 100 | 12 | 1 | 3209.56
07498359757 | PCSB4-3S-12Y | MultiTap,Clear,3Ports,#4-#14STRPKG12Y | The PCSB4-3S-12Y Multi-Tap Mechanical Lug has a flexible design that can be used as a tap, splice, or dead-end Lug. Made from high strength, extruded aluminum alloy to provide premium electrical and mechanical performance. Insulated with clear PVC to elim | C | 100 | 12 | 1 | 2572.4
07498359778 | PCSB4-4-6Y | MultiConn,Dbl-Sd,Clr,4Pt,#4,#14STR,PK6 | The PCSB4-4-6Y Multi-Tap Mechanical Lug has a flexible design that can be used as a tap, splice, or dead-end Lug. Made from high strength, extruded aluminum alloy to provide premium electrical and mechanical performance. Insulated with clear PVC to elimin | C | 100 | 6 | 1 | 4187.99
07498359779 | PCSB4-4S-6Y | MultiTap,Clear,4Ports,#4-#14STRPKG6Y | Multi-Tap connector, single-sided, clear insulation, 4 ports, #4 - #14 STR. | C | 100 | 6 | 1 | 3206.93
07498359815 | PCSB4-6-6Y | MultiConn,Dbl-Sd,Clr,6Ports,#4,PK6 | Multi-Tap connector, double-sided, clear insulation, 6 ports, #4 - #14 STR, #10 - #14 SOL. | C | 100 | 6 | 1 | 5903.25
07498359917 | PCSB4-8-4Y | MultiConn,Dbl-Sd,Clr,8Pt,#4,#14STR,PK4 | The PCSB4-8-4Y Multi-Tap Mechanical Lug has a flexible design that can be used as a tap, splice, or dead-end Lug. Made from high strength, extruded aluminum alloy to provide premium electrical and mechanical performance. Insulated with clear PVC to elimin | C | 100 | 4 | 1 | 6182.39
07498359987 | PCSB600-2-4Y | Multitap,2Port,Dbl,600 kcmil-#6 STR,PK4 | Multi-Tap connector, double-sided, clear insulation, 2 ports, 600 kcmil - - #6 STR AWG | C | 100 | 4 | 1 | 8087.99
07498359988 | PCSB600-2S-4Y | Multitap,2Port,Sng,600 kcmil-#6 STR,PK4 | Multi-Tap connector, single-sided, clear insulation, 2 ports, 600 kcmil - - #6 STR AWG | C | 100 | 4 | 1 | 7217.97
07498359989 | PCSB600-3-3Y | MultiConn,Dbl-Sd,Clr,3Ports,600K,#6A,PK3 | Multi-Tap connector, double-sided, clear insulation, 3 ports, 600 kcmil - - #6 STR AWG | C | 100 | 3 | 1 | 8983.6
07498359998 | PCSB600-4-2Y | MultiConn,Dbl-Sd,Clr,4Pt,600K,#6A,PK2 | Multi-Tap connector, double-sided, clear insulation, 4 ports, 600 kcmil - #6 AWG STR. | C | 100 | 2 | 1 | 9881.14
07498360125 | PCSB600-6-2Y | MultiConn,Dbl-Sd,Clr,6Ports,600K,#6A,PK2 | Multi-Tap connector, double-sided, clear insulation, 6 ports, 600 kcmil - #6 AWG STR. | C | 100 | 4 | 1 | 11339.37
07498354431 | PCSH-B-CR | CushionSleeving,H,100ftx.47"W,EA | The PCSH-B-CR Custom Length Cushion Sleeving is designed for use with metal locking strap and buckle strap cable cleats to help protect in the event of a short circuit fault, minimizing disruption and damage to personnel and property. The cushion sleeving | RL | 1 | 5 | 1 | 308.48
07498351131 | PCSLSH-B-CR | CushionSleeving,EH-SH,100ftx1.05"W,EA | The PCSLSH-B-CR Custom Length Cushion Sleeving is designed for use with metal locking strap and buckle strap cable cleats to help protect in the event of a short circuit fault, minimizing disruption and damage to personnel and property. The cushion sleevi | RL | 1 | 5 | 1 | 676.97
07498354432 | PCSS-B-CR | CushionSleeving,Std,100ftx.33"W,EA | The PCSS-B-CR Custom Length Cushion Sleeving is designed for use with metal locking strap cleats to help protect in the event of a short circuit fault, minimizing disruption and damage to personnel and property. The cushion sleeving is compatible with sta | RL | 1 | 5 | 1 | 251.28
07498334539 | PCSSH-B-CR | CushionSleeving,SH,100ftx.91"W,EA | The PCSSH-B-CR Custom Length Cushion Sleeving is designed for use with metal locking strap and buckle strap cable cleats to help protect in the event of a short circuit fault, minimizing disruption and damage to personnel and property. The cushion sleevin | RL | 1 | 5 | 1 | 616.93
61305610158 | PCT-1115-C | TAG,BLANK,TYVEK,SIZE 5,100/PK,WT,WIRE | TAG, BLANK, TYVEK, SIZE 5, 100/PK, White, WIRE | PK | 1 | 5 | 1 | 33.87
07498342508 | PCV-115BY | VOLTAGE MRKER,VNYL '115 VOLTS',BL/OR,PK5 | Voltage marker, 4.5" W x 1.13" H, '115 Volts' (legend), vinyl, black/orange, 4/card, 5 cards/package. | C | 100 | 25 | 5 | 299
07498342509 | PCV-115CY | VOLTAGE MRKER,VNYL,'115 VOLTS',BL/OR,PK5 | Voltage marker, 2.25" W x 0.50" H, '115 Volts' (legend), vinyl, black/orange, 18 marker/card, 5 cards/package. | C | 100 | 10 | 5 | 299
07498342510 | PCV-120/208AY | VOLT MRKR,VNYL '120/208 VOLTS',BL/OR,PK5 | Voltage marker, 9.0" W x 2.25" H, '120/208 Volts' (legend), vinyl, black/orange, 1 marker/card, 5 cards/package. | C | 100 | 25 | 5 | 299
07498342511 | PCV-120/208BY | VOLT MRKR,VYL,'120/208 VOLTS',BL/OR,PK5 | Voltage marker, 4.5" W x 1.13" H, '120/208 Volts' (legend), vinyl, black/orange, 4/card, 5 cards/package. | C | 100 | 25 | 5 | 299
07498342513 | PCV-120AY | VOLTAGE MRKER,VYL,'120 VOLTS',BL/OR,PK5 | Voltage marker, 9.0" W x 2.25" H, '120 Volts' (legend), vinyl, black/orange, 1 marker/card, 5 cards/package. | C | 100 | 10 | 5 | 299
07498342514 | PCV-120BY | VOLTAGE MRKER,VNYL '120 VOLTS',BL/OR,PK5 | Voltage marker, 4.5" W x 1.13" H, '120 Volts' (legend), vinyl, black/orange, 4/card, 5 cards/package. | C | 100 | 10 | 5 | 299
07498342515 | PCV-120CY | VOLTAGE MRKER,VNYL,'120 VOLTS',BL/OR,PK5 | Voltage marker, 2.25" W x 0.50" H, '120 Volts' (legend), vinyl, black/orange, 18 marker/card, 5 cards/package. | C | 100 | 10 | 5 | 299
07498342517 | PCV-12470AY | VOLT MRKER,VNYL '12470 VOLTS',BL/OR,PK5 | Voltage marker, 9.0" W x 2.25" H, '12470 Volts' (legend), vinyl, black/orange, 1 marker/card, 5 cards/package. | C | 100 | 25 | 5 | 299
07498342603 | PCV-13800AY | VOLT MRKER,VNYL '13800 VOLTS',BL/OR,PK5 | Voltage marker, 9.0" W x 2.25" H, '13800 Volts' (legend), vinyl, black/orange, 1 marker/card, 5 cards/package. | C | 100 | 25 | 5 | 299
07498342613 | PCV-208AY | VOLTAGE MRKER,VYL,'208 VOLTS',BL/OR,PK5 | Voltage marker, 9.0" W x 2.25" H, '208 Volts' (legend), vinyl, black/orange, 1 marker/card, 5 cards/package. | C | 100 | 10 | 5 | 299
07498342614 | PCV-208BY | VOLTAGE MRKER,VNYL '208 VOLTS',BL/OR,PK5 | Voltage marker, 4.5" W x 1.13" H, '208 Volts' (legend), vinyl, black/orange, 4/card, 5 cards/package. | C | 100 | 10 | 5 | 299
07498342634 | PCV-208CY | VOLTAGE MRKER,VNYL,'208 VOLTS',BL/OR,PK5 | Voltage marker, 2.25" W x 0.50" H, '208 Volts' (legend), vinyl, black/orange, 18 marker/card, 5 cards/package. | C | 100 | 25 | 5 | 299
07498342813 | PCV-240AY | VOLTAGE MRKR,VYL,'240 VOLTS',BL/OR,PK5 | Voltage marker, 9.0" W x 2.25" H, '240 Volts' (legend), vinyl, black/orange, 1 marker/card, 5 cards/package. | C | 100 | 10 | 5 | 299
07498342815 | PCV-240BY | VOLTAGE MRKR,VNYL '240 VOLTS',BL/OR,PK5 | Voltage marker, 4.5" W x 1.13" H, '240 Volts' (legend), vinyl, black/orange, 4/card, 5 cards/package. | C | 100 | 10 | 5 | 299
07498342819 | PCV-240CY | VOLTAGE MRKR,VNYL,'240 VOLTS',BL/OR,PK5 | Voltage marker, 2.25" W x 0.50" H, '240 Volts' (legend), vinyl, black/orange, 18 marker/card, 5 cards/package. | C | 100 | 10 | 5 | 299
07498341837 | PCV-24VDCBY | VOLT MRKR,VNYL,'24 VOLTS DC',BL/OR,PK5 | Voltage marker, 4.5" W x 1.13" H, '24V DC' (legend), vinyl, black/orange, 4/card, 5 cards/package. | C | 100 | 10 | 5 | 299
07498342822 | PCV-277/480AY | VOLT MRKR,VNYL '277/480 VOLTS',BL/OR,PK5 | Voltage marker, 9.0" W x 2.25" H, '277/480 Volts' (legend), vinyl, black/orange, 1 marker/card, 5 cards/package. | C | 100 | 25 | 5 | 299
07498342837 | PCV-277/480BY | VOLT MRKR,VYL,'277/480 VOLTS',BL/OR,PK5 | Voltage marker, 4.5" W x 1.13" H, '277/480 Volts' (legend), vinyl, black/orange, 4/card, 5 cards/package. | C | 100 | 25 | 5 | 299
07498342840 | PCV-277/480CY | VOLT MRKR,VNYL,'277/480 VOLTS',BL/OR,PK5 | Voltage marker, 2.25" W x 0.50" H, '277/480 Volts' (legend), vinyl, black/orange, 18 marker/card, 5 cards/package. | C | 100 | 25 | 5 | 299
07498342909 | PCV-277BY | VOLTAGE MRKR,VNYL '277 VOLTS',BL/OR,PK5 | Voltage marker, 4.5" W x 1.13" H, '277 Volts' (legend), vinyl, black/orange, 4/card, 5 cards/package. | C | 100 | 10 | 5 | 299
07498342912 | PCV-277CY | VOLTAGE MRKR,VNYL,'277 VOLTS',BL/OR,PK5 | Voltage marker, 2.25 x 0.50, '277 Volts' (legend), vinyl, black/orange, 18 marker/card, 5 cards/package. | C | 100 | 25 | 5 | 299
07498342919 | PCV-3PHBY | VOLT MRKER,VYL,'THREE PHASE',BL/OR,PK5 | Voltage marker, 4.5" W x 1.13" H, 'Three phase' (legend), vinyl, black/orange, 4/card, 5 cards/package. | C | 100 | 10 | 5 | 299
07498342965 | PCV-3PHCY | VOLT MRKER,VNYL,'THREE PHASE',BL/OR,PK5 | Voltage marker, 2.25" W x 0.50" H, 'Three phase' (legend), vinyl, black/orange, 18 marker/card, 5 cards/package. | C | 100 | 10 | 5 | 299
07498342969 | PCV-4160AY | VOLTAGE MRKR,VYL,'4160 VOLTS',BL/OR,PK5 | Voltage marker, 9.0" W x 2.25" H, '4160 Volts' (legend), vinyl, black/orange, 1 marker/card, 5 cards/package. | C | 100 | 25 | 5 | 299
07498342993 | PCV-460BY | VOLTAGE MRKR,VNYL '460 VOLTS',BL/OR,PK5 | Voltage marker, 4.5" W x 1.13" H, '460 Volts' (legend), vinyl, black/orange, 4/card, 5 cards/package. | C | 100 | 25 | 5 | 299
07498342994 | PCV-460CY | VOLTAGE MRKR,VNYL,'460 VOLTS',BL/OR,PK5 | Voltage marker, 2.25" W x 0.50" H, '460 Volts' (legend), vinyl, black/orange, 18 marker/card, 5 cards/package. | C | 100 | 10 | 5 | 299
07498342995 | PCV-480AY | VOLTAGE MRKR,VYL,'480 VOLTS',BL/OR,PK5 | Voltage marker, 9.0" W x 2.25" H, '480 Volts' (legend), vinyl, black/orange, 1 marker/card, 5 cards/package. | C | 100 | 25 | 5 | 299
07498342996 | PCV-480BY | VOLTAGE MRKR,VNYL '480 VOLTS',BL/OR,PK5 | The PCV-480BY Voltage Marker is rated for indoor use and features excellent adhesive properties when applied to a clean, dry surface. The legend reads, "480 Volts" Vinyl. 4.5" x 1.12" (114.3 mm x 28.44 mm). 1.25" - 3" (31.75 mm - 76.2 mm) compatible pipe | C | 100 | 25 | 5 | 284.77
07498342997 | PCV-480CY | VOLTAGE MRKR,VNYL,'480 VOLTS',BL/OR,PK5 | Voltage marker, 2.25" W x 0.50" H, '480 Volts' (legend), vinyl, black/orange, 18 marker/card, 5 cards/package. | C | 100 | 10 | 5 | 299
07498342999 | PCV-600AY | VOLTAGE MRKR,VYL,'600 VOLTS',BL/OR,PK5 | Voltage marker, 9.0" W x 2.25" H, '600 Volts' (legend), vinyl, black/orange, 1 marker/card, 5 cards/package. | C | 100 | 25 | 5 | 299
07498343000 | PCV-600BY | VOLTAGE MRKR,VNYL '600 VOLTS',BL/OR,PK5 | Voltage marker, 4.5" W x 1.13" H, '600 Volts' (legend), vinyl, black/orange, 4/card, 5 cards/package. | C | 100 | 25 | 5 | 299
07498343002 | PCVB-110Y | VOLT MRKR BK,VNYL,'110 VOLTS',BL/OR,EA | Voltage marker book, '110 Volts' (legend), vinyl, black/orange, 3 markers/page, 30 markers/book. | BK | 1 | 10 | 1 | 26.45
07498343003 | PCVB-220Y | VOLT MRKR BK,VNYL,'220 VOLTS',BL/OR,EA | Voltage marker book, '220 Volts' (legend), vinyl, black/orange, 3 markers/page, 30 markers/book. | BK | 1 | 10 | 1 | 26.45
07498343008 | PCVB-480Y | VOLT MRKR BK,VNYL,'480 VOLTS',BL/OR,EA | Voltage marker book, '480 Volts' (legend), vinyl, black/orange, 3 markers/page, 30 markers/book. | BK | 1 | 10 | 1 | 26.45
07498394818 | PCWL-ACC | WRITE-ON VNYL CLTH,'ACCEPTED',GR/WH,PK25 | Write-on label on card, 1.5" W x 0.63" H, 'Accepted' (legend), vinyl cloth, green/white, 14 markers/card, 25 cards/package. | C | 100 | 25 | 25 | 301.49
07498394829 | PCWL-BL | WRITE-ON VNYL CLTH,(NO LEGEND),WH,PK25 | Write-on label on card, 1.5" W x 0.63" H, blank (legend), vinyl cloth, white, 14 markers/card, 25 cards/package. | C | 100 | 50 | 25 | 316.57
07498394824 | PCWL-CAL | WRTE-ON VNy CLTH,'CALIBRATN',GR/WH,PK25 | Write-on label on card, 1.5" W x 0.63" H, 'Calibration' (legend), vinyl cloth, green/white, 14 markers/card, 25 cards/package. | C | 100 | 50 | 25 | 301.49
07498344322 | PD-RC | RemoteControlBox,PDM,PDS,PD3S,Disp,EA | Remote Control Box for PDM/PDS/PD3S Dispensers | PC | 1 | 1 | 1 | 1358.61
07498319834 | PD3S | Dispenser,PAT3S,CableTieSystem,EA | Stationary dispenser with electronic display. Online help menu through LCD display, multi-language, alarm sounds if error occurs. The system operates on 65 psig. (minimum) non-lubricated, filtered air and 100-240 VAC/50 or 60 Hz — automatically adjusts wi | PC | 1 | 1 | 1 | 19810.21
07498336231 | PD3SF | CableTieReelAssemb,PD3S,EA | Assembly holds cable tie reel and rewinds the packaging paper liner as cable ties are being loaded into the dispenser. | PC | 1 | 1 | 1 | 1732.46
07498399175 | PDL-1-10 | DotMatrix,Vyl,.5"Wx1.4375"H,PK10000 | Dot-Matrix Self-Laminating Label, 0.50" x 1.44", Vinyl, White, 10,000 pc. | M | 1000 | 20000 | 10000 | 63.54
07498397604 | PDL-110 | DotMatrix,Tedlar,2"Wx.375"H,PK5000 | Dot-Matrix Label, 2.00" x 0.38", Tedlar, White, 5,000 pc. | M | 1000 | 5000 | 5000 | 215.88
07498398201 | PDL-2 | DotMatrix,Vyl,.5"Wx1.4375"H,WH,PK5000 | Dot-Matrix Self-Laminating Label, .50" x 1.44", Vinyl, White, 5,000 pc. | M | 1000 | 5000 | 5000 | 184.79
07498398219 | PDL-20 | DotMatrix,PES,1"Wx.5"H,WH,PK5000 | Dot-Matrix Label, 1.00" x 0.50", Polyester, White, 5,000 pc. | M | 1000 | 10000 | 5000 | 109.5
07498322364 | PDL-245-10 | DotMatrix,Vyl,.75"Wx1.75"H,WH,PK10000 | Dot-Matrix Self-Laminating Label, 0.75" x 1.75", Vinyl, White, 10,000 pc. | M | 1000 | 10000 | 10000 | 167.27
07498335664 | PDL-2VF | DotMatrix,VylFree,.5"Wx1.44"H,WH,PK5000 | Dot-Matrix Self-Laminating Label, .50" x 1.44", 0.50" POA, Polyolefin, White | M | 1000 | 5000 | 5000 | 194.45
07498398231 | PDL-32 | DotMatrix,VylCloth,2"Wx.375"H,WH,PK5000 | Dot-Matrix Label, 2.00" x 0.38", Vinyl Cloth, White, 5,000 pc. | M | 1000 | 5000 | 5000 | 163.44
07498398235 | PDL-36 | DotMatrix,PES,.65"Wx.2"H,WH,PK5000 | Dot-Matrix Label, 0.65" x 0.20", Polyester, White, 5,000 pc. | M | 1000 | 20000 | 5000 | 46.71
07498398236 | PDL-37 | DotMatrix,VylCloth,.75"Wx.25"H,WH,PK5000 | Dot-Matrix Label, 0.75" x 0.25", Vinyl Cloth, White | M | 1000 | 5000 | 5000 | 64.48
07498398238 | PDL-39 | DotMatrix,PES,.75"Wx.25"H,WH,PK5000 | Dot-Matrix Label, 0.75" x 0.25", Polyester, White | M | 1000 | 20000 | 5000 | 59
07498398203 | PDL-4 | DotMatrix,Vyl,1"Wx2.44"H,WH,PK1000 | Dot-Matrix Self-Laminating Label, 1.00" x 2.44", Vinyl, White, 5,000 pc. | M | 1000 | 4000 | 1000 | 296.27
07498398240 | PDL-41 | DotMatrix,VylCloth,1.5"Wx.25"H,WH,PK5000 | Dot-Matrix Label, 1.50" x 0.25", Vinyl Cloth, White, 5,000 pc. | M | 1000 | 5000 | 5000 | 110.29
07498398248 | PDL-49 | DotMatrix,Tedlar,.9"Wx.25"H,WH,PK5000 | Dot-Matrix Label, 0.90" x 0.25", Tedlar, White, 5,000 pc. | M | 1000 | 10000 | 5000 | 89.76
07498322353 | PDL-49-10 | DotMatrix,Tedlar,.9"Wx.25"H,WH,PK10000 | Dot-Matrix Label, 0.90" x 0.25", Tedlar, White, 10,000 pc. | M | 1000 | 10000 | 10000 | 71.68
07498335666 | PDL-4VF | DotMatrix,VylFree,1"Wx2.44"H,WH,PK1000 | Dot-Matrix Self-Laminating Label, 1.00" x 2.44", 0.75", Polyolefin, White | M | 1000 | 4000 | 1000 | 301.97
07498335667 | PDL-5VF | DotMatrix,VylFree,2"Wx2.44"H,WH,PK1000 | Dot Matrix, Self-Lam Label, Vinyl free, 2.00" W x 2.44" H, 0.75" POA, White | M | 1000 | 1000 | 1000 | 674.53
07498398205 | PDL-6 | DotMatrix,Vyl,1"Wx3.94"H,1"POA,WH,PK1000 | Dot-Matrix Self-Laminating Label, 1.00" x 3.94", Vinyl, White, 5,000 pc. | M | 1000 | 1000 | 1000 | 523.9
07498399118 | PDL-6626VF | DM,Label,1.20x2.25in,PK10000 | Dot Matrix, Self-Lam Label, Vinyl free, 1.20" W x 2.25" H, .60" POA, White | M | 1000 | 10000 | 10000 | 246.71
07498335668 | PDL-6VF | DotMatrix,VylFree,1"Wx3.94"H,WH,PK1000 | Dot-Matrix, Self-Lam Label, Vinyl free, 1.00" x 3.94", White | M | 1000 | 2000 | 1000 | 525.18
07498397569 | PDL-75 | DotMatrix,Tedlar,1"Wx.375"H,PK5000 | Dot-Matrix Label, 1.00" x 0.38", Tedlar, White | M | 1000 | 5000 | 5000 | 112.79
07498397570 | PDL-76 | DotMatrix,Tedlar,2"Wx.375"H | Dot-Matrix Label, 2.00" x 0.38", Tedlar, White. | M | 1000 | 5000 | 5000 | 206.14
07498399178 | PDL-8-10 | DotMatrix,Vyl,.8"Wx1.44"H,WH,PK10000 | Dot-Matrix Self-Laminating Label, 0.80" x 1.44", Vinyl, White, 10,000 pc. | M | 1000 | 10000 | 10000 | 142.7
07498397577 | PDL-83 | DotMatrix,Tedlar,.65"Wx.2"H,PK5000 | Dot-Matrix Label, 0.65" x 0.20", Tedlar, White | M | 1000 | 25000 | 5000 | 44.92
07498397578 | PDL-84 | DotMatrix,Tedlar,.75"Wx.25"H,PK5000 | Dot-Matrix Label, 0.75" x 0.25", Tedlar, White | M | 1000 | 25000 | 5000 | 46.71
07498397580 | PDL-86 | DotMatrix,Tedlar,1.5"Wx.25"H,PK5000 | Dot-Matrix Label, 1.50" x 0.25", Tedlar , White | M | 1000 | 10000 | 5000 | 128.96
07498335670 | PDL-8VF | DotMatrix,VylFree,.8"Wx1.44"H,WH,PK5000 | DOT MATRIX SELF-LAMS, 0.80" X 1.44" POLYOLEFIN, WHITE | M | 1000 | 5000 | 5000 | 167.45
61305602210 | PDM4.0 | Dispneser PLT1M4.0/PAT1.5M4.0,EA | Panduit PDM4.0 stationary dispenser with electronic display. When paired with one of Panduit’s ergonomic and lightweight tool heads operator fatigue is reduced as well as repetitive motion injuries. System operates on 65 psig (minimum) non-lubricated filt | PC | 1 | 1 | 1 | 10941.84
07498334248 | PDSF | Dispenser Frame for PDS,EA | Metal frame supports the PDS dispenser above the cable tie reel as ties are loaded into dispenser; can be used as a free-standing unit or permanently mounted to a bench or cart. Dispenser frame includes a scrap bin collector, not shown in this photo, that | PC | 1 | 1 | 1 | 884.47
07498363125 | PDSI2A | OLD WORK BOX MOUNT,PK100 | Box support to secure electrical box to finished dry wall, galvanized steel. | PC | 1 | 100 | 100 | .67
07498342700 | PECWMS-1119B | Dot-MatrixLbl,0.75"x0.43",Cloth,PK25 | Dot-Matrix Label, 0.75" x 0.43", Cloth, Black/Yellow | C | 100 | 25 | 25 | 1432.41
07498342703 | PECWMS-1138B | Dot-MatrixLbl,1.50"x0.43",Cloth,PK25 | Dot-Matrix Label, 1.50" x 0.43", Cloth, Black/Yellow | C | 100 | 25 | 25 | 1432.41
07498342706 | PECWMS-2256B | Dot-MatrixLbl,2.20"x0.87",Cloth,PK25 | Dot-Matrix Label, 2.20" x 0.87", Cloth, Black/Yellow | C | 100 | 25 | 25 | 1432.41
07498348096 | PEL-1-Y2-10 | Laser,CompLbl,Polyester,WH,PK10000 | Laser Label on A4 Sheet, 0.70" x 0.25", Polyester, White | M | 1000 | 10000 | 10000 | 36.46
07498348125 | PEL-10-Y2-5 | Laser,CompLbl,Polyester,WH,PK5000 | Laser Label on A4 Sheet, 0.70" x 0.50", Polyester, White | M | 1000 | 10000 | 5000 | 86.37
07498348129 | PEL-11-Y2-5 | Laser,CompLabel,WhitePolyester,PK5000 | Laser Label on A4 Sheet, 1.00" x 0.50", Polyester, White | M | 1000 | 10000 | 5000 | 75.68
07498348105 | PEL-4-Y2-10 | Laser,CompLbl,Polyester,WH,PK10000 | Laser Label on A4 Sheet, 0.70" x 0.33", Polyester, White | M | 1000 | 20000 | 10000 | 37.94
07498348112 | PEL-6-Y2-5 | Laser,CompLbl,Polyester,WH,PK5000 | Laser Label on A4 Sheet, 1.00" x 0.33", Polyester, White | M | 1000 | 10000 | 5000 | 86.82
07498369546 | PES-S1 | CIRCUIT BREAKER DIRECTORY SIGN,RD/WH,PK1 | Circuit breaker directory sign, 13" x 5.50", adhesive paper, red and black/white, 5 labels per package. | PK | 1 | 1 | 1 | 20.61
61305636780 | PES400 | Portable Embossing System, .188" (5mm) a | The PES400 Embossing System delivers a permanent identification solution on-site and on-demand. The system creates raised characters on stainless steel and aluminum marker plates to deliver maximum visibility for medium to high volume applications that a | PC | 1 | 1 | 1 | 23750
07498369151 | PESC-H-AT | ELECT SYM,'ELEC VOLTAGE',.51,BL/YL,PK5 | Electrical symbol on card, 0.51" x 0.51" (13.00mm x 13.00mm) marker size, warning of dangerous electrical voltage symbol, vinyl cloth, black/yellow, 68 markers/card, 10 cards/package. | C | 100 | 50 | 10 | 732.24
07498369154 | PESC-H-E | ELECT SYM,'EARTH(GROUND)',.51,BL/YL,PK5 | Electrical symbol on card, 0.51" x 0.51" (13.00mm x 13.00mm) marker size, earth (ground) symbol, vinyl cloth, black/yellow, 68 markers/card, 10 cards/package. | C | 100 | 50 | 10 | 710.89
07498364829 | PESC-H-EC | ELECT SYM,'SFTY FUNCTION',.51,BL/YL,PK5 | The PESC-H-EC Pre-Printed Electrical Symbol Card is constructed from a conformable material with repositionable adhesive that allows the label to be removed and reused in temporary applications. The card is rated for indoor/outdoor use and provides durabi | C | 100 | 50 | 10 | 677.03
07498369155 | PESC-H-HT | ELECT SYM,'HANDLNG PREC',.51,BL/YL,PK5 | Electrical symbol on card, 0.51" x 0.51" (13.00mm x 13.00mm) marker size, static sensitive device - handling precautions required symbol, vinyl cloth, black/yellow, 68 markers/card, 10 cards/package. | C | 100 | 50 | 10 | 710.89
07498369158 | PESC-H-PE | ELECT SYM,'PROTECTVE COND',.51,BL/YL,PK5 | Electrical symbol on card, 0.51" x 0.51" (13.00mm x 13.00mm) marker size, protective conductor symbol, vinyl cloth, black/yellow, 68 markers/card, 10 cards/package. | C | 100 | 50 | 10 | 710.89
07498369163 | PESC-J-AT | ELECT SYM,'ELEC VOLTAGE',.75,BL/YL,PK5 | Electrical symbol on card, 0.75" x 0.75" (19.00mm x 19.00mm) marker size, warning of dangerous electrical voltage symbol, vinyl cloth, black/yellow, 36 markers/card, 10 cards/package. | C | 100 | 50 | 10 | 710.89
07498368831 | PESC-J-EC | ELECT SYM,'SFTY FUNCTION',.75,BL/YL,PK5 | Electrical symbol on card, 0.75" x 0.75" (19.00mm x 19.00mm) marker size, safety function symbol, vinyl cloth, black/yellow, 36 markers/card, 10 cards/package. | C | 100 | 50 | 10 | 710.89
07498369167 | PESC-J-HT | ELECT SYM,'HANDLNG PREC',.75,BL/YL,PK5 | Electrical symbol on card, 0.75" x 0.75" (19.00mm x 19.00mm) marker size, static sensitive device - handling precautions requiered symbol, vinyl cloth, black/yellow, 36 markers/card, 10 cards/package. | C | 100 | 50 | 10 | 710.89
07498343058 | PESG-B-1 | ISO LBL,DISC ELEC SPLY SYM,WH/BU,PK10 | ISO pictogram, 0.98" (25.0mm) marker diameter, unplug equipment before opening symbol, vinyl adhesive, white/blue, 10 marker/card, 10 cards/package. | C | 100 | 50 | 10 | 451.02
07498357456 | PESS-A-CE | ID LBL,'CE' SYMBOL,.49",WH/BL,PK10 | Conductor identification label, 0.49" (12.50mm) marker diameter, CE symbol, polyester adhesive, black/white, 20 labels/card, 10 cards/package. Dotted line represents cut line and will not show on label. | C | 100 | 50 | 10 | 374.66
07498343206 | PESS-A-ES | ID LBL,'EARTH'(GND)SYM,.49,WH/BL,PK10 | The PESS-A-ES Pre-Printed Conductor Earth (Ground) Symbol Label is constructed from a laminated material that protects the legend from abrasion and chemicals, resists UV light, chemical atmosphere, and abrasion; excellent life and adhesion properties. Po | C | 100 | 50 | 10 | 356.81
07498343227 | PESS-A-PE | ID LBL,'PE' PROTECTV COND SYM,STRPE,PK10 | Conductor identification label, 0.49" (12.50mm) marker diameter, protective conductor - 'PE' (legend), polyester adhesive, black/green/yellow, 20 labels/card, 10 cards/package. | C | 100 | 50 | 10 | 374.66
07498343237 | PESS-A-SS | ID LBL,SFTY FNTN SYM,.49,WH/BL,PK10 | Conductor identification label, 0.49" (12.50mm) marker diameter, safety function symbol, polyester adhesive, black/white, 20 labels/card, 10 cards/package. Outer circle represent a cut line and is not represented on label. | C | 100 | 50 | 10 | 374.66
07498343249 | PESS-B-ES | ID LBL,'EARTH'(GND)SYM,.63,WH/BL,PK10 | Conductor identification label, 0.63" (16mm) marker diameter, Earth (ground) symbol, polyester adhesive, black/white, 20 labels/card, 10 cards/package. Dotted line represents cut line and will not show on label. | C | 100 | 50 | 10 | 455.04
07498343280 | PESS-B-SS | ID LBL,SFTY FNTN SYM,.63,WH/BL,PK10 | Conductor identification label, 0.63" (16mm) marker diameter, safety function symbol, polyester adhesive, black/white, 20 labels/card, 10 cards/package. Dotted line represents cut line and will not show on label. | C | 100 | 50 | 10 | 455.04
07498343292 | PESS-C-ES | ID LBL,'EARTH'(GND)SYM,.79,WH/BL,PK10 | Conductor identification label, 0.79" (20mm) marker diameter, Earth (ground) symbol, polyester adhesive, black/white, 10 labels/card, 10 cards/package. Dotted line represents cut line and will not show on label. | C | 100 | 50 | 10 | 293.42
07498343061 | PESW-A-11Y | ISO LBL,STC SNSTVE SYM,.5,BL/YL,PK10 | ISO warning symbol, 0.50" (13.0mm) triangle width, warning of static sensitive device symbol, vinyl adhesive, black/yellow, 10 markers/card, 10 cards/package. | C | 100 | 20 | 10 | 408.63
07498343065 | PESW-A-1Y | ISO LBL,ELTRC SHK SYM,.5,BL/YL,PK10 | ISO warning symbol, 0.50" (13.0mm) triangle width, caution - risk of electric shock symbol, vinyl adhesive, black/yellow, 10 markers/card, 10 cards/package. | C | 100 | 20 | 10 | 389.18
07498343073 | PESW-A-8Y | ISO LBL,LASER BEAM SYM,5.",BL/YL,PK10 | The PESW-A-8Y Pre-Printed ISO Warning Symbol Card is constructed from a laminated material that protects the legend from abrasion and chemicals, resists UV light, chemical atmosphere, and abrasion; excellent life and adhesion properties. Legend caution - | C | 100 | 20 | 10 | 396.76
07498343077 | PESW-A-9Y | ISO LBL,RISK OF DNGR SYM,.5,BL/YL,PK10 | ISO warning symbol, 0.50" (13.0mm) triangle width, caution - general warning, risk of danger symbol, vinyl adhesive, black/yellow, 10 markers/card, 10 cards/package. | C | 100 | 20 | 10 | 416.58
07498343081 | PESW-AA-11Y | ISO LBL,STC SNSTVE SYM,.3,BL/YL,PK10 | ISO warning symbol, 0.30" (8.0mm) triangle width, warning of static sensitive device symbol, vinyl adhesive, black/yellow,80 markers/card, 10 cards/package. | C | 100 | 20 | 10 | 538.51
07498343089 | PESW-B-1Y | ISO LBL,ELTRC SHK SYM,1,BL/YL,PK10 | The PESW-B-1Y Pre-Printed ISO Warning Symbol Card is constructed from a laminated material that protects the legend from abrasion and chemicals, resists UV light, chemical atmosphere, and abrasion; excellent life and adhesion properties. Legend caution - | C | 100 | 20 | 10 | 447.83
07498343097 | PESW-B-8Y | ISO LBL,LASER BEAM SYM,1",BL/YL,PK10 | ISO warning symbol, 1.00" (25.4mm) triangle width, caution - laser beam symbol, vinyl adhesive, black/yellow, 10 markers/card, 10 cards/package. | C | 100 | 20 | 10 | 470.22
07498343101 | PESW-B-9Y | ISO LBL,RISK OF DNGR SYM,1,BL/YL,PK10 | ISO warning symbol, 1.00" (25.4mm) triangle width, caution - general warning, risk of danger symbol, vinyl adhesive, black/yellow, 10 markers/card, 10 cards/package. | C | 100 | 20 | 10 | 447.83
07498343109 | PESW-C-1Y | ISO LBL,ELTRC SHK SYM,1.97,BL/YL,PK10 | ISO warning symbol, 1.97" (50.0mm) triangle width, caution - risk of electric shock symbol, vinyl adhesive, black/yellow, 10 markers/card, 10 cards/package. | C | 100 | 20 | 10 | 946.86
07498343125 | PESW-C-9Y | ISO LBL,RISK OF DNGR SYM,1.97,BL/YL,PK10 | ISO warning symbol, 1.97" (50.0mm) triangle width, caution - general warning, risk of danger symbol, vinyl adhesive, black/yellow, 10 markers/card, 10 cards/package. | C | 100 | 20 | 10 | 994.2
07498343133 | PESW-D-1Y | ISO LBL,ELTRC SHK SYM,3.9,BL/YL,PK10 | ISO warning symbol, 3.9" (99.1mm) triangle width, caution - risk of electric shock symbol, vinyl adhesive, black/yellow, 3 markers/card, 10 cards/package. | C | 100 | 20 | 10 | 695.09
07498364130 | PFMBS18 | FLOOR MOUNT BOX SUPPORT,18in HEIGHT,PK25 | Floor mount box support for 18" height. | PC | 1 | 25 | 25 | 6.51
07498363842 | PFXC20 | METAL STUD CLIP,SINGLE CABLE,PK100 | Metal stud clip for single cable. | PC | 1 | 100 | 100 | .77
07498383197 | PG-1SC | Gauge, In-Line Low Pressure,EA | In-line pressure gauge provides visual identification of hydraulic output pressure when used with Panduit CT-930LPCH and CT-980LPCH crimp heads, CT-8250HP pump and CT-900LPHPH hose. Includes steel storage case. | PC | 1 | 1 | 1 | 1449.43
07498359795 | PGK | Grounding Kit,Modular Panels,12awg,EA | Attaches CP**BL panel to grounding bus. Insulated #12 AWG stranded copper cable 8 long. | PC | 1 | 3 | 1 | 25.92
07498364404 | PGKE | Grounding Kit,Modular Panels,10awg,EA | Attaches CP**WSBL panel to grounding bus. Insulated #10 AWG stranded copper cable 8 long. | PC | 1 | 1 | 1 | 28.59
07498381811 | PH10-10R-E | Ring, Heat Shrink,12-10AWG,#10 STUD,PK20 | Heat Shrink Ring Terminal 12 – 10 AWG, #10 stud size. | C | 100 | 100 | 20 | 197.66
07498381812 | PH10-14R-E | Ring, Heat Shrink,12-10AWG,1/4"STUD,PK20 | Heat Shrink Ring Terminal 12 – 10 AWG, 1/4" stud size. | C | 100 | 100 | 20 | 209.07
07498381813 | PH10-38R-E | Ring, Heat Shrink,12-10AWG,3/8"STUD,PK20 | Heat Shrink Ring Terminal 12 – 10 AWG, 3/8" stud size. | C | 100 | 100 | 20 | 191.75
07498381810 | PH10-8R-E | Ring, Heat Shrink,12-10AWG,#8 STUD,PK20 | The PH10-8R-E Pan-Term® Terminal is a heat shrink ring terminal that provides a sealed, protective barrier ideal for high moisture applications. The ring tongue design assures a secure connection in high vibration applications, and the brazed seam protect | C | 100 | 100 | 20 | 184.8
07498381806 | PH14-10R-Q | Ring, Heat Shrink,16-14AWG,#10 STUD,PK25 | Heat Shrink Ring Terminal 16 – 14 AWG, #10 stud size. | C | 100 | 125 | 25 | 151.05
07498381807 | PH14-14R-Q | Ring, Heat Shrink,16-14AWG,1/4"STUD,PK25 | Heat Shrink Ring Terminal 16 – 14 AWG, 1/4" stud size. | C | 100 | 125 | 25 | 183.63
07498381809 | PH14-38R-Q | Ring, Heat Shrink,16-14AWG,3/8"STUD,PK25 | Heat Shrink Ring Terminal 16 – 14 AWG, 3/8" stud size. | C | 100 | 125 | 25 | 183.63
07498381805 | PH14-8R-Q | Ring, Heat Shrink,16-14AWG,#8 STUD,PK25 | Heat Shrink Ring Terminal 16 – 14 AWG, #8 stud size. | C | 100 | 125 | 25 | 158.62
07498381802 | PH18-10R-Q | Ring, Heat Shrink,22-18AWG,#10 STUD,PK25 | Heat Shrink Ring Terminal 22 – 18 AWG, #10 stud size. | C | 100 | 125 | 25 | 158.62
07498381803 | PH18-14R-Q | Ring, Heat Shrink,22-18AWG,1/4"STUD,PK25 | Heat Shrink Ring Terminal 22 – 18 AWG, 1/4" stud size. | C | 100 | 125 | 25 | 183.63
07498381800 | PH18-6R-Q | Ring, Heat Shrink,22-18AWG,#6 STUD,PK25 | Heat Shrink Ring Terminal 22 – 18 AWG, #6 stud size. | C | 100 | 125 | 25 | 158.62
07498381801 | PH18-8R-Q | Ring, Heat Shrink,22-18AWG,#8 STUD,PK25 | Heat Shrink Ring Terminal 22 – 18 AWG, #8 stud size. | C | 100 | 125 | 25 | 158.62
07498363257 | PH23 | BOX SUPPORT BKT,2-1/2,3-1/2 in,PK100 | StrongHold PH23 Electrical Box Support Brackets allows electical boxes to be attached to 2.5" and 3.5" studs. Suitable for 4" and 4-11/16" electrical boxes. The support feature reduces box movement in wall. Made of pre-galvanized steel and come in package | PC | 1 | 100 | 100 | 1.82
07498363258 | PH4 | BOX SUPPORT BKT,2-1/2,3-1/2,4 in,PK100 | StrongHold PH4 Electrical Box Support Brackets allows eltrical boxes to be attached to 2.5", 3.5" and 4" studs. Suitable for 4" and 4-11/16" electrical boxes. The support feature reduces box movement in wall. Made of pre-galvanized steel and come in packa | PC | 1 | 100 | 100 | 1.97
07498363259 | PH6 | BOX SUPPORT BKT,6 in,PK100 | StrongHold PH6 Electrical Box Support Brackets allows electrical boxes to be attached to 6" studs. Suitable for 4" and 4-11/16" electrical boxes. The support feature reduces box movement in wall. Made of pre-galvanized steel and come in packages of 100. | PC | 1 | 100 | 100 | 2.4
07498342148 | PISR1/0-1 | Splicer-Reducer,1/0 STR - #14 SOL,EA | Splicer/Reducer, dual rated for use with copper or aluminum conductors, 1/0 STR - #14 SOL. | C | 100 | 10 | 1 | 2586.96
07498342149 | PISR2-1 | Splicer-Reducer,#2 STR - #14 SOL,EA | Splicer/Reducer, dual rated for use with copper or aluminum conductors, #2 STR - #14 SOL. | C | 100 | 10 | 1 | 2021.99
07498357495 | PISR250-1 | Splicer-Reducer,250 kcmil - #10 SOL,EA | The PISR250-1 Splicer/Reducer Mechanical Lug has a flexible design that can be used as a tap, splice, or dead-end Lug. Made from high strength, extruded aluminum alloy to provide premium electrical and mechanical performance. Dual rated for use with coppe | C | 100 | 5 | 1 | 4388.78
07498357574 | PISR500-1 | Splcr,Rdcr,InLine,Al,Clr,500K,#6STR,EA | Splicer/Reducer, dual rated for use with copper or aluminum conductors, clear insulation, 500 kcmil - #6 STR. | C | 100 | 5 | 1 | 7078.98
07498363839 | PJ1A35 | FAR SIDE BOX SUPPORT,3-1/2 in,STUD,PK100 | Far side box support for 3-1/2" stud. | PC | 1 | 200 | 100 | 1.42
07498382875 | PK10-10R-L | Ring,Kynar Insul,12-10AWG,#10STUD,PK50 | Ring terminal, 12 – 10 AWG, KYNAR insulated, # 10 stud size, bulk package. | C | 100 | 250 | 50 | 151.34
07498382877 | PK10-14R-L | Ring,Kynar Insul,12-10AWG,1/4"STUD,PK50 | Ring terminal, 12 – 10 AWG, KYNAR insulated, 1/4" stud size, bulk package. | C | 100 | 50 | 50 | 171.93
07498382871 | PK10-6R-L | Ring,Kynar Insul,12-10AWG,#6STUD,PK50 | Ring terminal, 12 – 10 AWG, KYNAR insulated, # 6 stud size, bulk package. | C | 100 | 250 | 50 | 158.9
07498382873 | PK10-8R-L | Ring,Kynar Insul,12-10AWG,#8STUD,PK50 | Ring terminal, 12 – 10 AWG, KYNAR insulated, # 8 stud size, bulk package. | C | 100 | 250 | 50 | 151.34
07498363268 | PK12 | CONDUIT CLIP,3/4 in,EMT,PK100 | Conduit clip to support 3/4" conduit from drop wire or flange; no static load rating -- for positioning only. | PC | 1 | 200 | 100 | .52
07498382863 | PK14-10R-C | Ring,Kynar Insul,16-14AWG,#10STUD,PK100 | Ring terminal, 18 – 14 AWG, KYNAR insulated, # 10 stud size,bulk package. | C | 100 | 100 | 100 | 124.45
07498382865 | PK14-14R-C | Ring,Kynar Insul,16-14AWG,1/4"STUD,PK100 | Ring terminal, 18 – 14 AWG, KYNAR insulated, 1/4" stud size, bulk package. | C | 100 | 100 | 100 | 142.15
07498382883 | PK14-4R-C | Ring,Kynar Insul,16-14AWG,#4STUD,PK100 | Ring terminal, 18 – 14 AWG, KYNAR insulated, # 4 stud size, bulk package. | C | 100 | 100 | 100 | 130.68
07498382859 | PK14-6R-C | Ring,Kynar Insul,16-14AWG,#6 STUD,PK100 | The PK14-6R-C Pan-Term® Terminal is a KYNAR insulated, ring terminal. The metal insulation grip sleeve crimps to wire insulation, providing protection and strain relief to the crimp joint for high vibration applications. Barrel serrations assure good wire | C | 100 | 100 | 100 | 124.45
07498382861 | PK14-8R-C | Ring,Kynar Insul,16-14AWG,#8 STUD,PK100 | Ring terminal, 18 – 14 AWG, KYNAR insulated, # 8 stud size, bulk package. | C | 100 | 100 | 100 | 124.45
07498363269 | PK16 | CONDUIT CLIP,1 in,EMT,PK100 | Conduit clip to support 1" conduit from drop wire or flange; no static load rating -- for positioning only. | PC | 1 | 200 | 100 | .63
07498382851 | PK18-10R-C | Ring,Kynar Insul,22-18AWG,#10STUD,PK100 | Ring terminal, 22 – 16 AWG, KYNAR insulated, #10 stud size, bulk package. | C | 100 | 100 | 100 | 130.68
07498382845 | PK18-4R-C | Ring,Kynar Insul,22-18AWG,#4 STUD,PK100 | Ring terminal, 22 – 16 AWG, KYNAR insulated, #4 stud size, bulk package. | C | 100 | 100 | 100 | 130.68
07498382847 | PK18-6R-C | Ring,Kynar Insul,22-18AWG,#6 STUD,PK100 | Ring terminal, 22 – 16 AWG, KYNAR insulated, #6 stud size, bulk package. | C | 100 | 100 | 100 | 124.45
07498382849 | PK18-8R-C | Ring,Kynar Insul,22-18AWG,#8 STUD,PK100 | Ring terminal, 22 – 16 AWG, KYNAR insulated, #8 stud size, bulk package. | C | 100 | 100 | 100 | 130.68
07498319809 | PK6-10R-T | Ring,Kynar Insul,6 AWG,#10 STUD,PK200 | Ring terminal, #6 AWG, KYNAR insulated, #10 stud size. | M | 1000 | 200 | 200 | 3634.86
07498319810 | PK6-14R-T | Ring,Kynar Insul,6 AWG,#1/4" STUD,PK200 | Ring terminal, #6 AWG, KYNAR insulated, 1/4" stud size. | M | 1000 | 200 | 200 | 3634.86
07498363260 | PK8 | CONDUIT CLIP,1/2 in,EMT,PK100 | Conduit clip to support 1/2" conduit from drop wire or flange; no static load rating -- for positioning only. | PC | 1 | 200 | 100 | .48
07498319818 | PK8-10R-T | Ring,Kynar Insul,8 AWG,#10 STUD,PK200 | Ring terminal, #8 AWG, KYNAR insulated, #10 stud size. | M | 1000 | 200 | 200 | 2251.48
07498363274 | PKX | CONDUIT CLIP,SUPPORT,MC AC or BX,PK100 | Conduit clip to support MC, AC, or BX from drop wire; no static load rating -- for positioning only. | PC | 1 | 100 | 100 | .52
07498355283 | PL2M2S-D | MkrTie,Wrap,Std,7.4in,Nt,.87x1.07,PK500 | Pan-Ty® marker tie, wrap, standard cross section, 7.4 (188mm) length, .87 x 1.07 (22.1 x 27.2mm) marker write-on area, nylon 6.6, natural, bulk package. | M | 1000 | 500 | 500 | 1300.43
07498356814 | PL2M2S-D0 | MkrTie,Wrap,Std,7.4in,BL,.87x1.07,PK500 | Pan-Ty® marker tie, wrap, standard cross section, 7.4 (188mm) length, .87 x 1.07 (22.1 x 27.2mm) marker write-on area, weather resistant nylon 6.6, black, bulk package. | M | 1000 | 500 | 500 | 1512.22
07498356816 | PL2M2S-D10 | MarkerTie,Wrap,Std,7.4in,WHT,PK500 | Pan-Ty® marker tie, wrap, standard cross section, 7.4 (188mm) length, .87 x 1.07 (22.1 x 27.2mm) marker write-on area, nylon 6.6, white. | M | 1000 | 500 | 500 | 1502.17
07498344711 | PL2M2S-D4Y | MkrTie,Wrap,Std,7.4in,YL,.87x1.07,PK500 | Pan-Ty® marker tie, wrap, standard cross section, 7.4 (188mm) length, .87 x 1.07 (22.1 x 27.2mm) marker write-on area, nylon 6.6, yellow. | M | 1000 | 500 | 500 | 1577.3
07498355280 | PL2M2S-L | MkrTie,Wrap,Std,7.4in,Nt,.87x1.07,PK50 | Pan-Ty® marker tie, wrap, standard cross section, 7.4 (188mm) length, .87 x 1.07 (22.1 x 27.2mm) marker write-on area, nylon 6.6, natural, standard package. | C | 100 | 500 | 50 | 175.73
07498379926 | PL3B5EH-C0 | TripleLoopTie,EH,BL,PK100 | Pan-Ty® triple loop cable tie, extra heavy cross section, 20.0 (508mm) length, weather resistant nylon 6.6, black. | M | 1000 | 100 | 100 | 2799.12
07498355289 | PL3M2S-D | MkrTie,Wrap,Std,7.4in,Nt,.87x.1.79,PK500 | Pan-Ty® marker tie, wrap, standard cross section, 7.4 (188mm) length, .87 x 1.79 (22.1 x 45.5mm) marker write-on area, nylon 6.6, natural, bulk package. | M | 1000 | 500 | 500 | 2134.89
07498356827 | PL3M2S-D0 | MarkerTie,Wrap,Std,7.4in,Blk,PK500 | Pan-Ty® marker tie, wrap, standard cross section, 7.4 (188mm) length, .87 x 1.79 (22.1 x 45.5mm) marker write-on area, weather resistant nylon 6.6, black. | M | 1000 | 500 | 500 | 2394.33
07498344712 | PL3M2S-D4Y | MkrTie,Wrap,Std,7.4in,YL,.87x.1.79,PK500 | Pan-Ty® marker tie, wrap, standard cross section, 7.4 (188mm) length, 87 x 1.79 (22.1 x 45.5mm) marker write-on area, nylon 6.6, yellow. | M | 1000 | 500 | 500 | 2589.49
07498355286 | PL3M2S-L | MkrTie,Wrap,Std,7.4in,Nt,.87x.1.79,PK50 | Pan-Ty® marker tie, wrap, standard cross section, 7.4 (188mm) length, 87 x 1.79 (22.1 x 45.5mm) marker write-on area, nylon 6.6, natural, standard package. | C | 100 | 500 | 50 | 231.09
61305679470 | PLA-100 | PLA-100 Label Applicator, for North Amer | The PLA-100 Label Applicator automatically applies labels to wires and cables. Includes measuring scale. Order applicator head separately. For North America use. | PC | 1 | 1 | 1 | 4116
61305679476 | PLA-H100 | Head for use with PLA-100 Label Applicat | The PLA-H100 1.0" wide head is for use with PLA-100 Label Applicator. This head is for use with 1.0" wide labels. | PC | 1 | 1 | 1 | 665
61305679460 | PLA-R | Label Rewinder for Use w/ PLA-100 Label | The PLA-R Label Rewinder automatically rewinds labels after printing. For use with the PLA-100 Label Applicator. Use rewinder with TDP43ME and TDP4*HE printer models. For North America use. | PC | 1 | 1 | 1 | 671.65
61305679654 | PLA-S | Measuring Scale for use with PLA-100 Lab | The PLA-S Measuring Scale is for use with PLA-100 Label Applicator. Retractable scale includes measurements in English and Metric units. Use scale for measuring wires and cables to desired lengths during operation of automatic label applicator. | PC | 1 | 1 | 1 | 79.8
61305679459 | PLA-SP | Media Spool for Use w/ PLA-100 Label App | The PLA-SP Empty Media Spool is for use with PLA-100 Label Applicator. Use for rewinding PLA-100 labels after printing. Includes 5 Spools per package. | PC | 1 | 5 | 5 | 10.02
61305679458 | PLA-T100X2400 | Tether, 1.0" W x 2.0' L, For Use w/ Labe | The PLA-T100X2400 Pressure sensitive adhesive tether is for use with PLA-100 Label Applicator. Use tether to attach labels to media spool during printing and rewinding onto media core. Designed for label rolls used with PLA-100. Tether material roll is 1. | PC | 1 | 200 | 200 | .25
07498355695 | PLB2S-C | DblLoopTie,Std,7.6in,Nyl,Nat,PK100 | Pan-Ty® double loop cable tie, standard cross section, 7.6 (193mm) length, nylon 6.6, natural, standard package. | C | 100 | 1000 | 100 | 47.13
07498355696 | PLB2S-C0 | DblLoopTie,Std,7.6in,WR,BL,PK100 | Panduit PLB2S-C0 Double Loop Cable Tie is a fast and economical method to secure and separate two bundles. They reduce your part number inventory because a single part covers multiple bundle sizes. With greater resistance to harsh UV light, these ties can | C | 100 | 1000 | 100 | 48.46
07498355692 | PLB2S-M | DblLoopTie,Std,7.6in,Nyl,Nat,PK1000 | Pan-Ty® double loop cable tie, standard cross section, 7.6 (193mm) length, nylon 6.6, natural, bulk package. | M | 1000 | 2000 | 1000 | 279.12
07498355693 | PLB2S-M0 | DblLoopTie,Std,7.6in,WR,BL,PK1000 | Panduit PLB2S-M0 Double Loop Cable Tie is a fast and economical method to secure and separate two bundles. They reduce your part number inventory because a single part covers multiple bundle sizes. With greater resistance to harsh UV light, these ties can | M | 1000 | 2000 | 1000 | 307
07498355694 | PLB2S-M30 | DblLoopTie,Std,7.6in,HS,BL,PK1000 | Panduit PLB2S-M30 Double Loop Cable Tie is a fast and economical method to secure and separate two bundles. They reduce your part number inventory because a single part covers multiple bundle sizes. These ties are for high temperature indoor applications. | M | 1000 | 2000 | 1000 | 315.28
07498355680 | PLB3S-C | DblLoopTie,Std,11.8in,Nyl,Nat,PK100 | Pan-Ty® double loop cable tie, standard cross section, 11.8 (300mm) length, nylon 6.6, natural, standard package. | C | 100 | 1000 | 100 | 52.62
07498355681 | PLB3S-C0 | DblLoopTie,Std,11.8in,WR,BL,PK100 | Pan-Ty® double loop cable tie, standard cross section, 11.8 (300mm) length, weather resistant nylon 6.6, black, standard package. | C | 100 | 1000 | 100 | 51.15
07498355683 | PLB3S-M | DblLoopTie,Std,11.8in,Nyl,Nat,PK1000 | Pan-Ty® double loop cable tie, standard cross section, 11.8 (300mm) length, nylon 6.6, natural, bulk package. | M | 1000 | 2000 | 1000 | 333.42
07498355684 | PLB3S-M0 | DblLoopTie,STd,11.8in,WR,BL,PK1000 | Panduit PLB3S-M0 Double Loop Cable Tie is a fast and economical method to secure and separate two bundles. They reduce your part number inventory because a single part covers multiple bundle sizes. With greater resistance to harsh UV light, these ties can | M | 1000 | 2000 | 1000 | 366.73
07498355685 | PLB3S-M30 | DblLoopTie,Std,11.8in,HS Bl,PK1000 | Panduit PLB3S-M30 Double Loop Cable Tie is a fast and economical method to secure and separate two bundles. They reduce your part number inventory because a single part covers multiple bundle sizes. These ties are for high temperature indoor applications. | M | 1000 | 2000 | 1000 | 376.74
07498377663 | PLB4H-TL0 | DblLoopTie,LH,14.4in,WR,BL,PK250 | Panduit PLB4H-TL0 Double Loop Cable Tie is a fast and economical method to secure and separate two bundles. They reduce your part number inventory because a single part covers multiple bundle sizes. With greater resistance to harsh UV light, these ties ca | M | 1000 | 500 | 250 | 873.36
07498377664 | PLB4H-TL30 | DblLoopTie,LH,14.4in,HS,BL,PK250 | Panduit PLB4H-TL30 Double Loop Cable Tie is a fast and economical method to secure and separate two bundles. They reduce your part number inventory because a single part covers multiple bundle sizes. These ties are for high temperature indoor applications | M | 1000 | 500 | 250 | 917
07498355686 | PLB4S-C | DblLoopTie,Std,14.8in,Nyl,Nat,PK100 | Pan-Ty® double loop cable tie, standard cross section, 14.8 (376mm) length, nylon 6.6, natural, standard package. | C | 100 | 1000 | 100 | 64.38
07498355689 | PLB4S-M | DblLoopTie,Std,14.8in,Nyl,Nat,PK1000 | Pan-Ty® double loop cable tie, standard cross section, 14.8 (376mm) length, nylon 6.6, natural, bulk package. | M | 1000 | 1000 | 1000 | 358.33
07498355690 | PLB4S-M0 | DblLoopTie,Std,14.8in,WR Bl,PK1000 | Panduit PLB4S-M0 Double Loop Cable Tie is a fast and economical method to secure and separate two bundles. They reduce your part number inventory because a single part covers multiple bundle sizes. With greater resistance to harsh UV light, these ties can | M | 1000 | 1000 | 1000 | 394.17
07498355691 | PLB4S-M30 | DblLoopTie,Std,14.8in,HS,BL,PK1000 | Pan-Ty® double loop cable tie, standard cross section, 14.8 (376mm) length, heat stabilized nylon 6.6, black. | M | 1000 | 1000 | 1000 | 404.94
07498310864 | PLB5EH-C0 | DblLoopTie,EH,19.2in,WRNyl,BL,PK100 | Panduit PLB5EH-C0 Double Loop Cable Tie is a fast and economical method to secure and separate two bundles. They reduce your part number inventory because a single part covers multiple bundle sizes. With greater resistance to harsh UV light, these ties ca | M | 1000 | 200 | 100 | 2588.08
07498355058 | PLC1.5I-S8-C | ClampTie,Int,6.1in,#8,Nat,PK100 | Pan-Ty® locking clamp tie, intermediate cross section, #8 (M4) screw, 6.1 (155mm) length, nylon 6.6, natural, standard package. | C | 100 | 1000 | 100 | 30.96
07498355057 | PLC1.5I-S8-C0 | ClampTie,Int,6.1in,#8,Blk,PK100 | Pan-Ty® locking clamp tie, intermediate cross section, #8 (M4) screw, 6.1 (155mm) length, weather resistant nylon 6.6, black, standard package. | C | 100 | 1000 | 100 | 37.86
07498355061 | PLC1.5I-S8-M | ClampTie,Int,6.1in,#8,Nat,PK1000 | Panduit PLC1.5I-S8-M Locking Clamp Cable Ties are used to secure cable bundles to another surface such as a control panel, communication rack, wall or ceiling. The cable tie design allows for bundling before or after screwing clamp in place, for use with | M | 1000 | 1000 | 1000 | 255.46
07498355540 | PLC1.5I-S8-M0 | ClampTie,Int,6.1in,#8,Blk,PK1000 | Pan-Ty® locking clamp tie, intermediate cross section, #8 (M4) screw, 6.1 (155mm) length, weather resistant nylon 6.6, black, bulk package. | M | 1000 | 1000 | 1000 | 345.16
07498355547 | PLC1.5I-S8-M30 | ClampTie,Int,6.1in,#8,HS,Blk,PK1000 | Pan-Ty® locking clamp tie, intermediate cross section, #8 (M4) screw, 6.1 (155mm) length, heat stabilized nylon 6.6, black. | M | 1000 | 1000 | 1000 | 321.94
07498355038 | PLC1M-S4-C | ClampTie,Min,4.3in,#4,Nat,PK100 | Panduit PLC1M-S4-C Locking Clamp Cable Ties are used to secure cable bundles to another surface such as a control panel, communication rack, wall or ceiling. The cable tie design allows for bundling before or after screwing clamp in place, for use with #4 | C | 100 | 1000 | 100 | 30.79
07498355037 | PLC1M-S4-C0 | ClampTie,Min,4.3in,#4,Blk,PK100 | Pan-Ty® locking clamp tie, miniature cross section, #4 (M2.5) screw, 4.3 (109mm) length, weather resistant nylon 6.6, black, standard package. | C | 100 | 1000 | 100 | 55.16
07498355041 | PLC1M-S4-M | ClampTie,Min,4.3in,#4,Nat,PK1000 | Panduit PLC1M-S4-M Locking Clamp Cable Ties are used to secure cable bundles to another surface such as a control panel, communication rack, wall or ceiling. The cable tie design allows for bundling before or after screwing clamp in place, for use with #4 | M | 1000 | 2000 | 1000 | 249.08
07498355577 | PLC1M-S4-M0 | ClampTie,Min,4.3in,#4,Blk,PK1000 | Pan-Ty® locking clamp tie, miniature cross section, #4 (M2.5) screw, 4.3 (109mm) length, weather resistant nylon 6.6, black, bulk package. | M | 1000 | 2000 | 1000 | 317.78
07498355584 | PLC1M-S4-M30 | ClampTie,Min,4.3in,#4,HS,Bl,1000 | Pan-Ty® locking clamp tie, miniature cross section, #4 (M2.5) screw, 4.3 (109mm) length, heat stabilized nylon 6.6, black. | M | 1000 | 2000 | 1000 | 317.68
07498355587 | PLC2H-S25-L | ClampTie,Lt-Hvy,9in,1/4,Nat,PK50 | Pan-Ty® locking clamp tie, light-heavy cross section, 1/4 (M6) screw, 9.0 (229mm) length, nylon 6.6, natural, standard package. | C | 100 | 500 | 50 | 90.81
07498338741 | PLC2H-S25-TL | ClampTie,Lt-Hvy,9in,1/4,Nat,PK250 | Pan-Ty® locking clamp tie, light-heavy cross section, 1/4 (M6) screw, 9.0 (229mm) length, nylon 6.6, natural, bulk package. | M | 1000 | 500 | 250 | 700.26
07498338742 | PLC2H-S25-TL0 | ClampTie,Lt-Hvy,9in,1/4,BL,PK250 | Panduit PLC2H-S25-TL0 Locking Clamp Cable Ties are used to secure cable bundles to another surface such as a control panel, communication rack, wall or ceiling. The cable tie design allows for bundling before or after screwing clamp in place, for use with | M | 1000 | 500 | 250 | 782.28
07498355098 | PLC2S-S10-C | ClampTie,Std,7.9in,#10,Nat,PK100 | Panduit PLC2S-S10-C Locking Clamp Cable Ties are used to secure cable bundles to another surface such as a control panel, communication rack, wall or ceiling. The cable tie design allows for bundling before or after screwing clamp in place, for use with # | C | 100 | 1000 | 100 | 34.27
07498355097 | PLC2S-S10-C0 | ClampTie,Std,7.9in,#10,WR Bl,PK100 | Panduit PLC2S-S10-C0 Locking Clamp Cable Ties are used to secure cable bundles to another surface such as a control panel, communication rack, wall or ceiling. The cable tie design allows for bundling before or after screwing clamp in place, for use with | C | 100 | 1000 | 100 | 41.13
07498355101 | PLC2S-S10-M | ClampTie,Std,7.9in,#10,Nat,PK1000 | Panduit PLC2S-S10-M Locking Clamp Cable Ties are used to secure cable bundles to another surface such as a control panel, communication rack, wall or ceiling. The cable tie design allows for bundling before or after screwing clamp in place, for use with | M | 1000 | 2000 | 1000 | 238.89
07498355615 | PLC2S-S10-M0 | ClampTie,Std,7.9in,#10,WR Bl,PK1000 | Panduit PLC2S-S10-M0 Locking Clamp Cable Ties are used to secure cable bundles to another surface such as a control panel, communication rack, wall or ceiling. The cable tie design allows for bundling before or after screwing clamp in place, for use with | M | 1000 | 2000 | 1000 | 343.94
07498355622 | PLC2S-S10-M30 | ClampTie,Std,7.9in,#10,HS Bl,PK1000 | Panduit PLC2S-S10-M30 Locking Clamp Cable Ties are used to secure cable bundles to another surface such as a control panel, communication rack, wall or ceiling. The cable tie design allows for bundling before or after screwing clamp in place, for use with | M | 1000 | 2000 | 1000 | 301.08
07498355078 | PLC2S-S6-C | ClampTie,Std,7.9in,#6,Nat,PK100 | Pan-Ty® locking clamp tie, standard cross section, #6 (M3) screw, 7.9 (201mm) length, nylon 6.6, natural, standard package. | C | 100 | 1000 | 100 | 34.85
07498355077 | PLC2S-S6-C0 | ClampTie,Std,7.9in,#6,BL,PK100 | Panduit PLC2S-S6-C0 Locking Clamp Cable Ties are used to secure cable bundles to another surface such as a control panel, communication rack, wall or ceiling. The cable tie design allows for bundling before or after screwing clamp in place, for use with | C | 100 | 1000 | 100 | 39.95
07498355081 | PLC2S-S6-M | ClampTie,Std,7.9in,#6,Nat,PK1000 | Pan-Ty® locking clamp tie, standard cross section, #6 (M3) screw, 7.9 (201mm) length, nylon 6.6, natural, bulk package. | M | 1000 | 2000 | 1000 | 252.94
07498355653 | PLC2S-S6-M0 | ClampTie,Std,7.9in,#6,BL,PK1000 | Pan-Ty® locking clamp tie, standard cross section, #6 (M3) screw, 7.9 (201mm) length, weather resistant nylon 6.6, black, bulk package. | M | 1000 | 2000 | 1000 | 350.63
07498355580 | PLC3S-S10-C | ClampTie,Std,12in,#10,Nat,PK100 | Panduit PLC3S-S10-C Locking Clamp Cable Ties are used to secure cable bundles to another surface such as a control panel, communication rack, wall or ceiling. The cable tie design allows for bundling before or after screwing clamp in place, for use with | C | 100 | 1000 | 100 | 79.12
07498355581 | PLC3S-S10-C0 | ClampTie,Std,12in,#10,BL,PK100 | Pan-Ty® locking clamp tie, standard cross section, #10 (M5) screw, 12.0 (305mm) length, weather resistant nylon 6.6, black, standard package. | C | 100 | 1000 | 100 | 91.68
07498355583 | PLC3S-S10-M | ClampTie,Std,12in,#10,BL,PK1000 | Panduit PLC3S-S10-M Locking Clamp Cable Ties are used to secure cable bundles to another surface such as a control panel, communication rack, wall or ceiling. The cable tie design allows for bundling before or after screwing clamp in place, for use with | M | 1000 | 1000 | 1000 | 426.74
07498355585 | PLC3S-S10-M0 | ClampTie,Std,12in,#10,Blk,PK1000 | Pan-Ty® locking clamp tie, standard cross section, #10 (M5) screw, 12.0 (305mm) length, weather resistant nylon 6.6, black, bulk package. | M | 1000 | 1000 | 1000 | 513.66
07498355118 | PLC4H-S25-L | ClampTie,Lt-Hvy,15.1in,1/4,Nat,PK50 | Pan-Ty® locking clamp tie, light-heavy cross section, 1/4 (M6) screw, 15.1 (384mm) length, nylon 6.6, natural, standard package. | C | 100 | 500 | 50 | 101.49
07498355117 | PLC4H-S25-L0 | ClampTie,Lt-Hvy,15.1in,1/4,BL,PK50 | Pan-Ty® locking clamp tie, light-heavy cross section, 1/4 (M6) screw, 15.1 (384mm) length, weather resistant nylon 6.6, black, standard package. | C | 100 | 500 | 50 | 141.3
07498338747 | PLC4H-S25-TL | ClampTie,Lt-Hvy,15.1in,1/4,Nat,PK250 | Panduit PLC4H-S25-TL Locking Clamp Cable Ties are used to secure cable bundles to another surface such as a control panel, communication rack, wall or ceiling. The cable tie design allows for bundling before or after screwing clamp in place, for use with | M | 1000 | 500 | 250 | 921.14
07498338748 | PLC4H-S25-TL0 | ClampTie,Lt-Hvy,15.1in,1/4,WR Bl,PK250 | Panduit PLC4H-S25-TL0 Locking Clamp Cable Ties are used to secure cable bundles to another surface such as a control panel, communication rack, wall or ceiling. The cable tie design allows for bundling before or after screwing clamp in place, for use with | M | 1000 | 500 | 250 | 1060.9
07498338749 | PLC4H-S25-TL30 | ClampTie,Lt-Hvy,15.1in,1/4,HS,Bl,PK250 | Pan-Ty® locking clamp tie, light-heavy cross section, 1/4 (M6) screw, 15.1 (384mm) length, heat stabilized nylon 6.6, black. | M | 1000 | 500 | 250 | 1136.23
07498355632 | PLC4S-S10-C | ClampTie,Std,15in,#10,Nat,PK100 | Pan-Ty® locking clamp tie, standard cross section, 10 (M5) screw, 15.0 (381mm) length, nylon 6.6, natural, standard package. | C | 100 | 1000 | 100 | 93.92
07498355633 | PLC4S-S10-C0 | ClampTie,Std,15in,#10,Blk,PK100 | Panduit PLC4S-S10-C0 Locking Clamp Cable Ties are used to secure cable bundles to another surface such as a control panel, communication rack, wall or ceiling. The cable tie design allows for bundling before or after screwing clamp in place, for use with | C | 100 | 1000 | 100 | 103.42
07498355629 | PLC4S-S10-M | ClampTie,Std,15in,#10,Nat,PK1000 | Pan-Ty® locking clamp tie, standard cross section, 10 (M5) screw, 15.0 (381mm) length, nylon 6.6, natural, bulk package. | M | 1000 | 1000 | 1000 | 615.8
07498355630 | PLC4S-S10-M0 | ClampTie,Std,15in,#10,Blk,PK1000 | Pan-Ty® locking clamp tie, standard cross section, 10 (M5) screw, 15.0 (381mm) length, weather resistant nylon 6.6, black, bulk package. | M | 1000 | 1000 | 1000 | 832.24
07498388023 | PLD-43 | WARN LBL,'DNGER HIGH VOLT.',RD/BL/WH,PK1 | Electrical label in dispenser, 1.5" W x 1.0" H, 'Danger high voltage' (legend), polyester adhesive, red and black/white, 200 labels per package. | PK | 1 | 10 | 1 | 37.37
07498388032 | PLD-52 | WARN LABELS,SHOCK RISK SYMBOL,BL/YL,PK1 | Electrical label in dispenser, 1.5" W x 1.0" H, caution - General Warning, Risk of Danger Symbol (ISO 3864), polyester adhesive, black/yellow, 200 labels per package. | PK | 1 | 10 | 1 | 37.37
07498387963 | PLD-56 | WARN LBLS,ELECT. SHOCK SYMBOL,BL/YL,PK1 | Electrical label in dispenser, 1.5" W x 1.0" H, high voltage symbol (ISO 3864), polyester adhesive, black/yellow, 200 labels per package. | PK | 1 | 10 | 1 | 35.59
07498387964 | PLD-57 | WARN LABELS,GROUND SYMBOL,GR/WH,PK1 | The PLD-57 Pre-Printed Conductor Ground (ISO 3864) Symbol Label is constructed from a laminated material that protects the legend from abrasion and chemicals, resists UV light, chemical atmosphere, and abrasion; excellent life and adhesion properties. Po | PK | 1 | 10 | 1 | 35.59
07498387967 | PLD-60 | WARNING LBLS,'ATTENTION ESD',BL/YL,PK1 | Electrical label in dispenser, 3.0" W x .1.00" H, 'Attention observe precautions for handling electrostatic sensitive devices' (legend), polyester adhesive, black/yellow, 100 labels per package. | PK | 1 | 10 | 1 | 37.37
07498387975 | PLD-68 | WARN LABEL,'LOCKOUT.',RD/WH,PK1 | Electrical label in dispenser, 1.5" W x 1.0" H, 'Lockout' (legend), polyester adhesive, red/white, 200 labels per package. | PK | 1 | 10 | 1 | 37.37
07498387987 | PLD-7 | WARN LABELS,'TESTED',GR/WH,PK1 | Write-on quality label in dispenser, 1.5" W x 1.0" H, 'Tested, by, date' (legend), polyester, green/white, 200 labels per dispenser. | PK | 1 | 10 | 1 | 37.37
07498322371 | PLD-80 | WARN LBLS,'INTRINSICALLY.....',BU/WH,PK1 | Electrical label in dispenser, 1.0" W x 1.5" H, 'Intrinsically safe wiring' (legend), polyester adhesive, blue/white, 200 labels per package. | PK | 1 | 10 | 1 | 37.37
07498342082 | PLD-VBG | ElectricalLblInDisp,0.875"Dia,EA | Electrical label in dispenser, 0.875" diameter, german inspection, polyester adhesive, black/yellow, 300 labels per package. | PK | 1 | 1 | 1 | 39.41
07498343169 | PLD-VBGSLY | ElectricalLblInDisp,1.0"Wx3.0"H,EA | Electrical label in dispenser, 1.0" W x 3.0" H, german inspection, polyester adhesive, black/yellow, 100 labels per package. | PK | 1 | 1 | 1 | 39.41
61305623549 | PLDC1.5EH-C350 | DblClampTie,w/spacer,13.1in.BL,PK100 | Panduit PLDC1.5EH-C350 Double Clamp cable ties provide a cost-effective way to secure and separate parallel hoses, tubing wires, and wiring bundles, in an easy to install one-piece design. Ideal for heavy duty applications such as truck and heavy equipmen | C | 100 | 500 | 100 | 108.15
61305677575 | PLDC1.5EH-L350 | 13.1 Double Clamp Cable Tie with Spacer | Pan-Ty Double Clamp Tie with Spacer, Extra-Heavy Cross section 13.1L (333mm), Heat Stabilized, Impact Modified, Weather Resistant UV Nylon 6.6, 50-pack | C | 100 | 500 | 500 | 116.18
61305623548 | PLDC2.5EH-C350 | DblClampTie,w/spacer,19.2in.BL,PK100 | Panduit PLDC2.5EH-C350 Double Clamp cable ties provide a cost-effective way to secure and separate parallel hoses, tubing wires, and wiring bundles, in an easy to install one-piece design. Ideal for heavy duty applications such as truck and heavy equipmen | C | 100 | 500 | 100 | 118.07
61305677570 | PLDC2.5EH-L350 | 19.25 Double Clamp Cable Tie with Spacer | Pan-Ty Double Clamp Tie with Spacer, Extra-Heavy Cross section 19.2L (489mm), Heat Stabilized, Impact Modified, Weather Resistant UV Nylon 6.6, 50-pack | C | 100 | 500 | 500 | 126.84
07498355309 | PLF1M-C | MarkerTie,Flag,Min,4.3in,Nat,PK100 | Panduit PLF1M-C Flag Style Marker Ties are used to fasten and identify bundles at the same time. They can be marked with Panduit marker pens or custom imprinted with text, symbols or trademarks using Panduit Custom Hot Stamping Service. The curved tip is | C | 100 | 1000 | 100 | 32.3
07498355312 | PLF1M-C0 | MarkerTie,Flag,Min,4.3in,BL,PK100 | Pan-Ty® flag tie, flag, miniature cross section, 4.3 (109mm) length, .31 x .75 (7.9 x 19.1mm) marker write-on area, weather resistant nylon 6.6, black, standard package. | C | 100 | 1000 | 100 | 44.69
07498355311 | PLF1M-M | MarkerTie,Flag,Min,4.3,NY6.6,Nat,PK1000 | Panduit PLF1M-M Flag Style Marker Ties are used to fasten and identify bundles at the same time. They can be marked with Panduit marker pens or custom imprinted with text, symbols or trademarks using Panduit Custom Hot Stamping Service. Their curved tip i | M | 1000 | 1000 | 1000 | 200.15
07498355715 | PLF1M-M0 | MarkerTie,Flag,Min,4.3in,BL,PK1000 | Pan-Ty® flag tie, flag, miniature cross section, 4.3 (109mm) length, .31 x .75 (7.9 x 19.1mm) marker write-on area, weather resistant nylon 6.6, black, bulk package. | M | 1000 | 1000 | 1000 | 242.88
07498355717 | PLF1M-M10 | MarkerTie,Flag,Min,4.3in,WHT,PK1000 | Pan-Ty® flag tie, flag, miniature cross section, 4.3 (109mm) length, .31 x .75 (7.9 x 19.1mm) marker write-on area, nylon 6.6, white. | M | 1000 | 1000 | 1000 | 235.57
07498344725 | PLF1M-M4Y | MarkerTie,Flag,Min,4.3in,Y,PK1000 | Pan-Ty® flag tie, flag, miniature cross section, 4.3 (109mm) length, .31 x .75 (7.9 x 19.1mm) marker write-on area, nylon 6.6, yellow. | M | 1000 | 1000 | 1000 | 242.58
07498327932 | PLF1M-M69 | MarkerTie,Flag,Min,4.3in,IV,PK1000 | Pan-Ty® flag tie, flag, miniature cross section, 4.3 (109mm) length, .31 x .75 (7.9 x 19.1mm) marker write-on area, flame retardant nylon 6.6, ivory. | M | 1000 | 1000 | 1000 | 440.85
07498355314 | PLF1MA-C | MarkerTie,Flag,Min,5.1in,Nat,PK100 | Panduit PLF1MA-C Flag Style Marker Ties are used to fasten and identify bundles at the same time. They can be marked with Panduit marker pens or custom imprinted with text, symbols or trademarks using Panduit Custom Hot Stamping Service. The curved tip is | C | 100 | 1000 | 100 | 47.83
07498355417 | PLF1MA-C3 | MarkerTie,Flag,Min,5.1in,OR,PK100 | Pan-Ty® flag tie, flag, miniature cross section, 5.1 (130mm) length, .76 x 1.04 (19.1 x 26.4mm) marker write-on area, nylon 6.6, orange, standard package. | C | 100 | 1000 | 100 | 60.24
07498344585 | PLF1MA-C4Y | MarkerTie,Flag,Min,5.1in,Y,PK100 | Pan-Ty® flag tie, flag, miniature cross section, 5.1 (130mm) length, .76 x 1.04 (19.1 x 26.4mm) marker write-on area, nylon 6.6, yellow, standard package. | C | 100 | 1000 | 100 | 60.24
07498355315 | PLF1MA-M | MarkerTie,Flag,Min,5.1in,Nat,PK1000 | Panduit PLF1MA-M Flag Style Marker Ties are used to fasten and identify bundles at the same time. They can be marked with Panduit marker pens or custom imprinted with text, symbols or trademarks using Panduit Custom Hot Stamping Service. The curved tip is | M | 1000 | 2000 | 1000 | 347.28
07498355728 | PLF1MA-M0 | MarkerTie,Flag,Min,5.1in,BL,PK1000 | Pan-Ty® flag tie, flag, miniature cross section, 5.1 (130mm) length, .76 x 1.04 (19.1 x 26.4mm) marker write-on area, weather resistant nylon 6.6, black. | M | 1000 | 2000 | 1000 | 460.82
07498355730 | PLF1MA-M10 | MarkerTie,Flag,Min,5.1in,WHT,PK1000 | Pan-Ty® flag tie, flag, miniature cross section, 5.1 (130mm) length, .76 x 1.04 (19.1 x 26.4mm) marker write-on area, nylon 6.6, white. | M | 1000 | 2000 | 1000 | 437.62
07498355732 | PLF1MA-M2 | MarkerTie,Flag,Min,5.1in,RD,PK1000 | Pan-Ty® flag tie, flag, miniature cross section, 5.1 (130mm) length, .76 x 1.04 (19.1 x 26.4mm) marker write-on area, nylon 6.6, red. | M | 1000 | 2000 | 1000 | 416.77
07498355734 | PLF1MA-M3 | MarkerTie,Flag,Min,5.1in,OR,PK1000 | Pan-Ty® flag tie, flag, miniature cross section, 5.1 (130mm) length, .76 x 1.04 (19.1 x 26.4mm) marker write-on area, nylon 6.6, orange, bulk package. | M | 1000 | 2000 | 1000 | 437.62
07498344586 | PLF1MA-M4Y | MarkerTie,Flag,Min,5.1in,Y,PK1000 | Panduit PLF1MA-M4Y Flag Style Marker Ties are used to fasten and identify bundles at the same time. They can be marked with Panduit marker pens or custom imprinted with text, symbols or trademarks using Panduit Custom Hot Stamping Service. The curved tip | M | 1000 | 2000 | 1000 | 416.77
07498355737 | PLF1MA-M5 | MarkerTie,Flag,Min,5.1in,GR,PK1000 | Pan-Ty® flag tie, flag, miniature cross section, 5.1 (130mm) length, .76 x 1.04 (19.1 x 26.4mm) marker write-on area, nylon 6.6, green. | M | 1000 | 2000 | 1000 | 437.62
07498355738 | PLF1MA-M6 | MarkerTie,Flag,Min,5.1in,BU,PK1000 | Pan-Ty® flag tie, flag, miniature cross section, 5.1 (130mm) length, .76 x 1.04 (19.1 x 26.4mm) marker write-on area, nylon 6.6, blue. | M | 1000 | 2000 | 1000 | 437.62
07498327164 | PLF1MB-C | MarkerTie,Flag,Min,4.0in,Nat,PK100 | Pan-Ty® flag tie, flag, miniature cross section, 4.0 (101mm) length, .31 x .92 (7.9 x 23.4mm) marker write-on area, nylon 6.6, natural, standard package. | C | 100 | 1000 | 100 | 47.83
07498327176 | PLF1MB-M | MarkerTie,Flag,Min,4.0in,Nat,PK1000 | Pan-Ty® flag tie, flag, miniature cross section, 4.0 (101mm) length, .31 x .92 (7.9 x 23.4mm) marker write-on area, nylon 6.6, natural, bulk package. | M | 1000 | 2000 | 1000 | 347.28
07498389060 | PLL-2-Y2-10 | Laser, Comp Label, Polyester, .375" W x | Laser Label, 0.38" x 0.38", Polyester, White | M | 1000 | 20000 | 10000 | 34.59
07498389091 | PLL-20-Y2-10 | Laser,CompLbl,Polyester,WH,PK10000 | Laser Label, 0.80" x 0.20", Polyester, White | M | 1000 | 20000 | 10000 | 43
07498352154 | PLL-24-Y2-5 | Laser, Comp Label, Polyester, .562" W x | Laser Label, 0.56" x 0.19", Polyester, White | M | 1000 | 5000 | 5000 | 185.99
07498389063 | PLL-4-Y2-10 | Laser,CompLbl,Polyester,WH,PK10000 | Laser Label, 0.65" x 0.25", Polyester, White | M | 1000 | 20000 | 10000 | 36.46
07498389065 | PLL-5-Y2-10 | Laser,CompLbl,Polyester,WH,PK10000 | Laser Label, 0.80" x 0.25", Polyester, White | M | 1000 | 20000 | 10000 | 43
07498355302 | PLM1M-C | MarkerTie,Wrap,Min,3.9in,Nat,PK100 | Panduit PLM1M-C Wrap Style Marker Ties are used to fasten and identify bundles at the same time. They can be marked with Panduit marker pens or custom imprinted with text, symbols or trademarks using Panduit Custom Hot Stamping Service. The curved tip is | C | 100 | 1000 | 100 | 34.17
07498355301 | PLM1M-M | MarkerTie,Wrap,Min,3.9in,Nat,PK1000 | Panduit PLM1M-M Wrap Style Marker Ties are used to fasten and identify bundles at the same time. They can be marked with Panduit marker pens or custom imprinted with text, symbols or trademarks using Panduit Custom Hot Stamping Service. The curved tip is | M | 1000 | 1000 | 1000 | 214.16
07498355755 | PLM1M-M0 | MarkerTie,Wrap,Min,3.9in,BL,PK1000 | Pan-Ty® marker tie, wrap, miniature cross section, 3.9 (99mm) length, .26 x .95 (6.6 x 24.1mm) marker write-on area, weather resistant nylon 6.6, black, bulk package. | M | 1000 | 1000 | 1000 | 347.06
07498355757 | PLM1M-M10 | MarkerTie,Wrap,Min,3.9in,WH,PK1000 | Pan-Ty® marker tie, wrap, miniature cross section, 3.9 (99mm) length, .26 x .95 (6.6 x 24.1mm) marker write-on area, nylon 6.6, white. | M | 1000 | 1000 | 1000 | 259.65
07498355759 | PLM1M-M2 | MarkerTie,Wrap,Min,3.9in,RD,PK1000 | Pan-Ty® marker tie, wrap, miniature cross section, 3.9 (99mm) length, .26 x .95 (6.6 x 24.1mm) marker write-on area, nylon 6.6, red. | M | 1000 | 1000 | 1000 | 259.65
07498355761 | PLM1M-M3 | MarkerTie,Wrap,Min,3.9in,OR,PK1000 | Pan-Ty® marker tie, wrap, miniature cross section, 3.9 (99mm) length, .26 x .95 (6.6 x 24.1mm) marker write-on area, nylon 6.6, orange. | M | 1000 | 1000 | 1000 | 259.65
07498344605 | PLM1M-M4Y | MarkerTie,Wrap,Min,3.9in,Y,PK1000 | Pan-Ty® marker tie, wrap, miniature cross section, 3.9 (99mm) length, .26 x .95 (6.6 x 24.1mm) marker write-on area, nylon 6.6, yellow. | M | 1000 | 1000 | 1000 | 259.65
07498355767 | PLM1M-M6 | MarkerTie,Wrap,Min,3.9in,BU,PK1000 | Pan-Ty® marker tie, wrap, miniature cross section, 3.9 (99mm) length, .26 x .95 (6.6 x 24.1mm) marker write-on area, nylon 6.6, blue. | M | 1000 | 1000 | 1000 | 259.65
07498338559 | PLM1M-M69 | MarkerTie,Wrap,Min,3.9in,IV,PK1000 | Pan-Ty® marker tie, wrap, miniature cross section, 3.9 (99mm) length, .26 x .95 (6.6 x 24.1mm) marker write-on area, flame retardant nylon 6.6, ivory. | M | 1000 | 1000 | 1000 | 541.61
07498355769 | PLM1M-M8 | MarkerTie,Wrap,Min,3.9in,GY,PK1000 | Pan-Ty® marker tie, wrap, miniature cross section, 3.9 (99mm) length, .26 x .95 (6.6 x 24.1mm) marker write-on area, nylon 6.6, gray. | M | 1000 | 1000 | 1000 | 247.28
07498355304 | PLM2M-C | MarkerTie,Wrap,Min,8in,Nat,PK100 | Pan-Ty® marker tie, wrap, miniature cross section, 8.0 (203mm) length, .26 x .95 (6.6 x 24.1mm) marker write-on area, nylon 6.6, natural, standard package. | C | 100 | 1000 | 100 | 48.63
07498355305 | PLM2M-M | MarkerTie,Wrap,Min,8in,Nat,PK1000 | Panduit PLM2M-M Wrap Style Marker Ties are used to fasten and identify bundles at the same time. They can be marked with Panduit marker pens or custom imprinted with text, symbols or trademarks using Panduit Custom Hot Stamping Service. The curved tip is | M | 1000 | 1000 | 1000 | 331.86
07498355782 | PLM2M-M0 | MarkerTie,Wrap,Min,8in,BL,PK1000 | Pan-Ty® marker tie, wrap, miniature cross section, 8.0 (203mm) length, .26 x .95 (6.6 x 24.1mm) marker write-on area, weather resistant nylon 6.6, black. | M | 1000 | 1000 | 1000 | 379.82
07498344648 | PLM2M-M4Y | MarkerTie,Wrap,Min,8in,Y,PK1000 | Pan-Ty® marker tie, wrap, miniature cross section, 8.0 (203mm) length, .26 x .95 (6.6 x 24.1mm) marker write-on area, nylon 6.6, yellow. | M | 1000 | 1000 | 1000 | 383.21
07498355319 | PLM2S-C | MarkerTie,Wrap,Std,7.4in,Nat,PK100 | Pan-Ty® marker tie, wrap, standard cross section, 7.4 (188mm) length, .44 x .87 (11.1 x 22.1mm) marker write-on area, nylon 6.6, natural, standard package. | C | 100 | 1000 | 100 | 64.63
07498355321 | PLM2S-D | MkrTie,Wrap,Std,7.4in,Nat,.44x.87,PK500 | Panduit PLM2S-D Wrap Style Marker Ties are used to fasten and identify bundles at the same time. They can be marked with Panduit marker pens or custom imprinted with text, symbols or trademarks using Panduit Custom Hot Stamping Service. The curved tip is | M | 1000 | 1000 | 500 | 399.85
07498355807 | PLM2S-D0 | MkrTie,Wrap,Std,7.4in,BL,.44x.87,PK500 | Pan-Ty® marker tie, wrap, standard cross section, 7.4 (188mm) length, .44 x .87 (11.1 x 22.1mm) marker write-on area, weather resistant nylon 6.6, black, bulk package. | M | 1000 | 1000 | 500 | 512.82
07498355811 | PLM2S-D2 | MarkerTie,Wrap,Std,7.4in,RD,PK500 | Pan-Ty® marker tie, wrap, standard cross section, 7.4 (188mm) length, .44 x .87 (11.1 x 22.1mm) marker write-on area, nylon 6.6, red. | M | 1000 | 1000 | 500 | 466.36
07498355813 | PLM2S-D3 | MarkerTie,Wrap,Std,7.4in,OR,PK500 | Pan-Ty® marker tie, wrap, standard cross section, 7.4 (188mm) length, .44 x .87 (11.1 x 22.1mm) marker write-on area, nylon 6.6, orange. | M | 1000 | 1000 | 500 | 466.36
07498344734 | PLM2S-D4Y | MarkerTie,Wrap,Std,7.4in,Y,PK500 | Pan-Ty® marker tie, wrap, standard cross section, 7.4 (188mm) length, .44 x .87 (11.1 x 22.1mm) marker write-on area, nylon 6.6, yellow, bulk package. | M | 1000 | 1000 | 500 | 466.36
07498355817 | PLM2S-D5 | MarkerTie,Wrap,Std,7.4in,GR,PK500 | Pan-Ty® marker tie, wrap, standard cross section, 7.4 (188mm) length, .44 x .87 (11.1 x 22.1mm) marker write-on area, nylon 6.6, green. | M | 1000 | 1000 | 500 | 466.36
07498355818 | PLM2S-D6 | MarkerTie,Wrap,Std,7.4in,BU,PK500 | Pan-Ty® marker tie, wrap, standard cross section, 7.4 (188mm) length, .44 x .87 (11.1 x 22.1mm) marker write-on area, nylon 6.6, blue. | M | 1000 | 1000 | 500 | 466.36
07498355820 | PLM2S-D8 | MarkerTie,Wrap,Std,7.4in,GY,PK500 | Pan-Ty® marker tie, wrap, standard cross section, 7.4 (188mm) length, .44 x .87 (11.1 x 22.1mm) marker write-on area, nylon 6.6, gray. | M | 1000 | 1000 | 500 | 466.36
07498355329 | PLM4S-C | MarkerTie,Wrap,Std,14.6in,Nat,PK100 | Pan-Ty® marker tie, wrap, standard cross section, 14.6 (371mm) length, .44 x 2.00 (11.1 x 50.8mm) marker write-on area, nylon 6.6, natural, standard package. | C | 100 | 1000 | 100 | 89.48
07498355331 | PLM4S-D | MarkerTie,Wrap,Std,14.6in,Nat,PK500 | Pan-Ty® marker tie, wrap, standard cross section, 14.6 (371mm) length, .44 x 2.00 (11.1 x 50.8mm) marker write-on area, nylon 6.6, natural, bulk package. | M | 1000 | 1000 | 500 | 722.02
07498355834 | PLM4S-D0 | MarkerTie,Wrap,Std,14.6in,WR Bl,PK500 | Panduit PLM4S-D0 Wrap Style Marker Ties are used to fasten and identify bundles at the same time. They can be marked with Panduit marker pens or custom imprinted with text, symbols or trademarks using Panduit Custom Hot Stamping Service. The curved tip is | M | 1000 | 1000 | 500 | 851.07
07498355838 | PLM4S-D2 | MarkerTie,Wrap,Std,14.6in,RD,PK500 | Pan-Ty® marker tie, wrap, standard cross section, 14.6 (371mm) length, .44 x 2.00 (11.1 x 50.8mm) marker write-on area, nylon 6.6, red. | M | 1000 | 1000 | 500 | 892.65
07498344708 | PLM4S-D4Y | MarkerTie,Wrap,Std,14.6in,Y,PK500 | Pan-Ty® marker tie, wrap, standard cross section, 14.6 (371mm) length, .44 x 2.00 (11.1 x 50.8mm) marker write-on area, nylon 6.6, yellow. | M | 1000 | 1000 | 500 | 892.65
07498355844 | PLM4S-D6 | MarkerTie,Wrap,Std,14.6in,BU,PK500 | Pan-Ty® marker tie, wrap, standard cross section, 14.6 (371mm) length, .44 x 2.00 (11.1 x 50.8mm) marker write-on area, nylon 6.6, blue. | M | 1000 | 1000 | 500 | 892.65
07498355501 | PLP1.5I-M | PanTyPMTie,NYL,INT,6.1,TS178,NAT,PK1000 | Pan-Ty® LockingPush Mount Ties use an easy-to-use all-in-one wingless design to attach bundles to surfaces in confined spaces. Plus, with Nylon 6.6 material, it's ideal for general indoor environments. Intermediate cross section, 6.1in, Tensile Strength: | M | 1000 | 5000 | 1000 | 234.02
07498355880 | PLP1.5I-M30 | PanTyPMTie,HS NYL,INT,6,TS178,BLK,P1000 | Panduit PLP1.5I-M30 Locking Push Mount Ties have an easy-to-use all-in-one wingless design to attach bundles to surfaces in confined spaces. The anchor is pressed into a pre-formed hole and locks in place. Made of Heat Stabilized Nylon 6.6, they satisfy t | M | 1000 | 1000 | 1000 | 267.87
07498355505 | PLP1.5S-M | PanTyPMTie,NYL,STD,6.7,TS222,NAT,PK1000 | Pan-Ty® Locking Push Mount Ties use an easy-to-use all-in-one wingless design to attach bundles to surfaces in confined spaces. Plus, with Nylon 6.6 material, it's ideal for general indoor environments. Standard cross section, 6.7in, Tensile Strength: 222 | M | 1000 | 2000 | 1000 | 257.78
07498355503 | PLP1S-M | PanTyPMTie,NYL,STD,5.3,TS222,NAT,PK1000 | Panduit PLP1S-M Locking Push Mount Ties have an easy-to-use all-in-one wingless design to attach bundles to surfaces in confined spaces. The anchor is pressed into a pre-formed hole and locks in place. Standard cross section, 5.3” (135mm) length. Made of | M | 1000 | 2000 | 1000 | 254.76
07498355896 | PLP1S-M0 | PanTyPMTie,WR NYL,STD,5,TS222,BLK,P1000 | Pan-Ty® Locking Push Mount Ties use an easy-to-use all-in-one wingless design to attach bundles to surfaces in confined spaces. Plus, with weather-resistant Nylon 6.6 material, it's ideal for intense UV environments. Standard cross section, 5.3in, Tensile | M | 1000 | 2000 | 1000 | 280.26
07498355897 | PLP1S-M30 | PanTyPMTie,HS NYL,STD,5,TS222,BLK,P1000 | Pan-Ty® Locking Push Mount Ties use an easy-to-use all-in-one wingless design to attach bundles to surfaces in confined spaces. Plus, with heat stabilized Nylon 6.6 material, it's ideal for temperatures up to 239 degrees. Standard cross section, 5.3in, Te | M | 1000 | 2000 | 1000 | 321.02
07498355508 | PLP2S-C | PanTyPMTie,NYL,STD,7.9,TS222,NAT,P100 | Panduit PLP2S-C Locking Push Mount Ties have an easy-to-use all-in-one wingless design to attach bundles to surfaces in confined spaces. The anchor is pressed into a pre-formed hole and locks in place. Standard cross section, 7.88” (200mm) length. Made of | C | 100 | 1000 | 100 | 38.78
07498355511 | PLP2S-M | PanTyPMTie,NYL,STD,7.9,TS222,NAT,P1000 | Panduit PLP2S-M Locking Push Mount Ties have an easy-to-use all-in-one wingless design to attach bundles to surfaces in confined spaces. The anchor is pressed into a pre-formed hole and locks in place. Standard cross section, 7.88” (200mm) length. Made of | M | 1000 | 2000 | 1000 | 260.82
07498355924 | PLP2S-M0 | PanTyPMTie,WR NYL,STD,8,TS222,BLK,P1000 | Panduit PLP2S-M0 Locking Push Mount Ties have an easy-to-use all-in-one wingless design to attach bundles to surfaces in confined spaces. The anchor is pressed into a pre-formed hole and locks in place. Made of Weather Resistant Nylon 6.6 with high resist | M | 1000 | 2000 | 1000 | 286.89
07498355931 | PLP2S-M30 | PanTyPMTie,HS NYL,STD,8,TS222,BLK,P1000 | Pan-Ty® Locking Push Mount Ties use an easy-to-use all-in-one wingless design to attach bundles to surfaces in confined spaces. Plus, with heat stabilized Nylon 6.6 material, it's ideal for temperatures up to 239 degrees. Standard cross section, 7.9in, Te | M | 1000 | 2000 | 1000 | 313.11
07498323693 | PLST30SC-D30 | PanTyPMTie,HS NYL,STD,6,TS222,BLK,P500 | Pan-Ty® Stud Mounted Cable Ties mount to a flat surface and wrap around bundles to form a releasable attachment. Plus, with heat stabilized Nylon 6.6 material, it's ideal for temperatures up to 239 degrees. Standard cross section, 5.7in, Tensile Strength: | M | 1000 | 1000 | 500 | 351.2
07498375411 | PLST4HS25-TL300 | PanTyPMTie,HSWR NYL,LTH,15,222,BLK,P250 | Panduit PLST4HS25-TL300 Stud Mounted Cable Ties mount to a flat surface and wrap around bundles to form a releasable attachment. Made of Heat Stabilized Weather Resistant Nylon 6.6, they satisfy the needs of high temperature and high resistance to ultravi | M | 1000 | 500 | 250 | 1195.22
07498323699 | PLST50SC-D30 | PanTyPMTie,HS NYL,STD,8,TS222,BLK,P500 | Pan-Ty® Stud Mounted Cable Ties mount to a flat surface and wrap around bundles to form a releasable attachment. Plus, with heat stabilized Nylon 6.6 material, it's ideal for temperatures up to 239 degrees. Standard cross section, 8.1in, Tensile Strength: | M | 1000 | 1000 | 500 | 425.78
07498356032 | PLT.6SM-C | CableTie,Submin,2.8in,Nat,PK100 | Panduit PLT.6SM-C Locking Cable Ties are designed to satisfy the needs of general applications, while delivering consistent performance and reliability. Featuring a curved tip to allow for easy pick up from flat surfaces and faster initial threading. Subm | C | 100 | 1000 | 100 | 13.56
07498356035 | PLT.6SM-C0 | CableTie,Submin,2.8in,WR,BL,PK100 | Panduit PLT.6SM-C0 Locking Cable Ties are designed to satisfy the needs of weather resistant applications, while delivering consistent performance and reliability. Featuring a curved tip to allow for easy pick up from flat surfaces and faster initial thre | C | 100 | 1000 | 100 | 17.12
07498356038 | PLT.6SM-M | CableTie,Submin,2.8in,Nat,PK1000 | Panduit PLT.6SM-M Locking Cable Ties are designed to satisfy the needs of general applications, while delivering consistent performance and reliability. Featuring a curved tip to allow for easy pick up from flat surfaces and faster initial threading. Sub | M | 1000 | 10000 | 1000 | 41.18
07498356041 | PLT.6SM-M0 | CableTie,Submin,2.8in,WR,BL,PK1000 | Panduit PLT.6SM-M0 Locking Cable Ties are designed to satisfy the needs of weather resistant applications, while delivering consistent performance and reliability. Featuring a curved tip to allow for easy pick up from flat surfaces and faster initial thre | M | 1000 | 10000 | 1000 | 55.43
07498356040 | PLT.6SM-M30 | CableTie,Submin,2.8in,HS Bl,PK1000 | Panduit PLT.6SM-M30 Locking Cable Ties are designed to satisfy the needs of high temperature applications, while delivering consistent performance and reliability. Featuring a curved tip to allow for easy pick up from flat surfaces and faster initial thre | M | 1000 | 10000 | 1000 | 57.41
07498354771 | PLT.7M-C | CableTie,Min,3.1in,Nat,PK100 | Pan-Ty® locking tie, miniature cross section, 3.1 (79mm) length, nylon 6.6, natural, standard package. | C | 100 | 1000 | 100 | 13.56
07498352600 | PLT.7M-M | CableTie,Min,3.1in,Nat,PK1000 | Panduit PLT.7M-M Locking Cable Ties are designed to satisfy the needs of general applications, while delivering consistent performance and reliability. Featuring a curved tip to allow for easy pick up from flat surfaces and faster initial threading. Minia | M | 1000 | 10000 | 1000 | 39.16
07498352601 | PLT.7M-M0 | CableTie,Min,3.1in,WR,BL,PK1000 | Panduit PLT.7M-M0 Locking Cable Ties are designed to satisfy the needs of weather resistant applications, while delivering consistent performance and reliability. Featuring a curved tip to allow for easy pick up from flat surfaces and faster initial threa | M | 1000 | 10000 | 1000 | 52.76
07498352602 | PLT.7M-M30 | CableTie,Min,3.1in,HS,BL,PK1000 | Panduit PLT.7M-M30 Locking Cable Ties are designed to satisfy the needs of high temperature applications, while delivering consistent performance and reliability. Featuring a curved tip to allow for easy pick up from flat surfaces and faster initial threa | M | 1000 | 10000 | 1000 | 54.64
07498354018 | PLT1.5I-C | CableTie,Interm,5.6in,Nyl,Nat,PK100 | Panduit PLT1.5I-C Locking Cable Ties are designed to satisfy the needs of general applications, while delivering consistent performance and reliability. Featuring a curved tip to allow for easy pick up from flat surfaces and faster initial threading. Inte | C | 100 | 1000 | 100 | 17.79
07498354059 | PLT1.5I-C0 | CableTie,Interm,5.6in,WR,BL,PK100 | Panduit PLT1.5I-C0 Locking Cable Ties are designed to satisfy the needs of general applications, while delivering consistent performance and reliability. Featuring a curved tip to allow for easy pick up from flat surfaces and faster initial threading. Int | C | 100 | 1000 | 100 | 21.96
07498354742 | PLT1.5I-C10 | CableTie,Interm,5.6in,Nyl,WHT,PK100 | Pan-Ty® locking tie, intermediate cross section, 5.6 (142mm) length, nylon 6.6, white, standard package. | C | 100 | 1000 | 100 | 22.23
07498354734 | PLT1.5I-C2 | CableTie,Interm,5.6in,Nyl,RD,PK100 | Pan-Ty® locking tie, intermediate cross section, 5.6 (142mm) length, nylon 6.6, red, standard package. | C | 100 | 1000 | 100 | 22.23
07498354735 | PLT1.5I-C3 | CableTie,Interm,5.6in,Nyl,OR,PK100 | Pan-Ty® locking tie, intermediate cross section, 5.6 (142mm) length, nylon 6.6, orange, standard package. | C | 100 | 1000 | 100 | 22.23
07498354744 | PLT1.5I-C30 | CableTie,Interm,5.6in,HS,BL,PK100 | Panduit PLT1.5I-C30 Locking Cable Ties are designed to satisfy the needs of high temperature applications, while delivering consistent performance and reliability. Featuring a curved tip to allow for easy pick up from flat surfaces and faster initial thre | C | 100 | 1000 | 100 | 21.16
07498344411 | PLT1.5I-C4Y | CableTie,Interm,5.6in,Nyl,Y,PK100 | Pan-Ty® locking tie, intermediate cross section, 5.6 (142mm) length, nylon 6.6, yellow, standard package. | C | 100 | 1000 | 100 | 22.23
07498354737 | PLT1.5I-C5 | CableTie,Interm,5.6in,Nyl,GR,PK100 | Pan-Ty® locking tie, intermediate cross section, 5.6 (142mm) length, nylon 6.6, green, standard package. | C | 100 | 1000 | 100 | 22.23
07498354738 | PLT1.5I-C6 | CableTie,Interm,5.6in,Nyl,BU,PK100 | Pan-Ty® locking tie, intermediate cross section, 5.6 (142mm) length, nylon 6.6, blue, standard package. | C | 100 | 1000 | 100 | 22.23
07498354048 | PLT1.5I-M | CableTie,Interm,5.6in,Nyl,Nat,PK1000 | Panduit PLT1.5I-M Locking Cable Ties are designed to satisfy the needs of general applications, while delivering consistent performance and reliability. Featuring a curved tip to allow for easy pick up from flat surfaces and faster initial threading. Inte | M | 1000 | 5000 | 1000 | 70.09
07498354145 | PLT1.5I-M0 | CableTie,Interm,5.6in,WR,BL,PK1000 | Panduit PLT1.5I-M0 Locking Cable Ties are designed to satisfy the needs of general applications, while delivering consistent performance and reliability. Featuring a curved tip to allow for easy pick up from flat surfaces and faster initial threading. Int | M | 1000 | 5000 | 1000 | 95.29
07498354038 | PLT1.5I-M00 | CableTie,Interm,5.6,MilSpecWR,BL,PK1000 | Panduit PLT1.5I-M00 Locking Cable Ties are designed to satisfy the needs of general applications, while delivering consistent performance and reliability. Featuring a curved tip to allow for easy pick up from flat surfaces and faster initial threading. In | M | 1000 | 5000 | 1000 | 105.74
07498354940 | PLT1.5I-M1 | CableTie,Interm,5.6in,Nyl,BR,PK1000 | Pan-Ty® locking tie, intermediate cross section, 5.6 (142mm) length, nylon 6.6, brown, bulk package. | M | 1000 | 5000 | 1000 | 91.27
07498354945 | PLT1.5I-M10 | CableTie,Interm,5.6in,Nyl,WHT,PK1000 | Pan-Ty® locking tie, intermediate cross section, 5.6 (142mm) length, nylon 6.6, white, bulk package. | M | 1000 | 5000 | 1000 | 91.27
07498354953 | PLT1.5I-M100 | CableTie,Interm,5.6in,WRBPoly,BL,PK1000 | Panduit PLT1.5I-M100 Locking Cable Ties are designed to satisfy the needs of chemical resistance applications, while delivering consistent performance and reliability. Featuring a curved tip to allow for easy pick up from flat surfaces and faster initial | M | 1000 | 5000 | 1000 | 123.01
07498354952 | PLT1.5I-M109 | CableTie,Interm,5.6in,Poly,GR,PK1000 | Pan-Ty® locking tie, intermediate cross section, 5.6 (142mm) length, polypropyelene, green. | M | 1000 | 5000 | 1000 | 125.38
07498355002 | PLT1.5I-M120 | CableTie,Int,5.6in,Nyl,BL,PK1000 | Panduit PLT1.5I-M120 Locking Cable Ties are designed to satisfy the needs of general applications, while delivering consistent performance and reliability. Featuring a curved tip to allow for easy pick up from flat surfaces and faster initial threading. I | M | 1000 | 5000 | 1000 | 169.12
07498354146 | PLT1.5I-M2 | CableTie,Int,5.6in,Nyl,RD,PK1000 | Pan-Ty® locking tie, intermediate cross section, 5.6 (142mm) length, nylon 6.6, red, bulk package. | M | 1000 | 5000 | 1000 | 86.94
07498354947 | PLT1.5I-M20 | CableTie,Int,5.6in,Bl,PK1000 | Panduit PLT1.5I-M20 Locking Cable Ties are designed to satisfy the needs of general applications, while delivering consistent performance and reliability. Featuring a curved tip to allow for easy pick up from flat surfaces and faster initial threading. In | M | 1000 | 5000 | 1000 | 86.94
07498354147 | PLT1.5I-M3 | CableTie,Int,5.6in,Nyl,OR,PK1000 | Pan-Ty® locking tie, intermediate cross section, 5.6 (142mm) length, nylon 6.6, orange, bulk package. | M | 1000 | 5000 | 1000 | 91.27
07498354948 | PLT1.5I-M30 | CableTie,Int,5.6in,HS Bl,PK1000 | Panduit PLT1.5I-M30 Locking Cable Ties are designed to satisfy the needs of high temperature applications, while delivering consistent performance and reliability. Featuring a curved tip to allow for easy pick up from flat surfaces and faster initial thre | M | 1000 | 5000 | 1000 | 89.45
07498355977 | PLT1.5I-M300 | CableTie,Int,5.6in,HSWR,BL,PK1000 | Panduit PLT1.5I-M300 Locking Cable Ties are designed to satisfy the needs of high temperature and resistance to ultraviolet light applications, while delivering consistent performance and reliability. Featuring a curved tip to allow for easy pick up from | M | 1000 | 5000 | 1000 | 115.86
07498344414 | PLT1.5I-M4Y | CableTie,Int,5.6in,Nyl,Y,PK1000 | Pan-Ty® locking tie, intermediate cross section, 5.6 (142mm) length, nylon 6.6, yellow, bulk package. | M | 1000 | 5000 | 1000 | 91.27
07498354148 | PLT1.5I-M5 | CableTie,Int,5.6Nyl,GR,PK1000 | Pan-Ty® locking tie, intermediate cross section, 5.6 (142mm) length, nylon 6.6, green, bulk package. | M | 1000 | 5000 | 1000 | 91.27
07498354942 | PLT1.5I-M6 | CableTie,Int,5.6in,Bu,PK1000 | Pan-Ty® locking tie, intermediate cross section, 5.6 (142mm) length, nylon 6.6, blue, bulk package. | M | 1000 | 5000 | 1000 | 86.94
07498320319 | PLT1.5I-M69 | CableTie,Int,5.6in,FR,IV,PK1000 | Pan-Ty® locking tie, intermediate cross section, 5.6 (142mm) length, flame retardant nylon 6.6, ivory. | M | 1000 | 5000 | 1000 | 178.96
07498354944 | PLT1.5I-M8 | CableTie,Int,5.6in,Nyl,GY,PK1000 | Pan-Ty® locking tie, intermediate cross section, 5.6 (142mm) length, nylon 6.6, gray, bulk package. | M | 1000 | 5000 | 1000 | 91.27
07498354021 | PLT1.5I-MP | CableTie,Int,5.6in,Nyl,Nat,BOX1000 | Pan-Ty® locking tie in a box, intermediate cross section, 5.6 (142mm) length, nylon 6.6, natural. | M | 1000 | 5000 | 1000 | 115.96
07498354015 | PLT1.5M-C | CableTie,Min,5.6in,Nat,PK100 | Panduit PLT1.5M-C Locking Cable Ties are designed to satisfy the needs of general applications, while delivering consistent performance and reliability. Featuring a curved tip to allow for easy pick up from flat surfaces and faster initial threading. Mini | C | 100 | 1000 | 100 | 20.54
07498354058 | PLT1.5M-C0 | CableTie,Min,5.6in,WR Bl,PK100 | Panduit PLT1.5M-C0 Locking Cable Ties are designed to satisfy the needs of general applications, while delivering consistent performance and reliability. Featuring a curved tip to allow for easy pick up from flat surfaces and faster initial threading. Min | C | 100 | 1000 | 100 | 22.88
07498331382 | PLT1.5M-C71 | CableTie,Min,5.8in,PEEK,TBR,PK100 | Panduit PLT1.5M-C71 Locking Cable Ties are designed for harsh environments where a cable tie material is required to hold up to chemical, high radiation, and/or high operating temperature environments. Non-conductive material that is excellent for high te | C | 100 | 200 | 100 | 228.52
07498354011 | PLT1.5M-M | CableTie,Min,5.6in,Nat,PK1000 | Panduit PLT1.5M-M Locking Cable Ties are designed to satisfy the needs of general applications, while delivering consistent performance and reliability. Featuring a curved tip to allow for easy pick up from flat surfaces and faster initial threading. Mini | M | 1000 | 10000 | 1000 | 70.79
07498354128 | PLT1.5M-M0 | CableTie,Min,5.6in,WR Bl,PK1000 | Panduit PLT1.5M-M0 Locking Cable Ties are designed to satisfy the needs of general applications, while delivering consistent performance and reliability. Featuring a curved tip to allow for easy pick up from flat surfaces and faster initial threading. Min | M | 1000 | 10000 | 1000 | 97.04
07498354158 | PLT1.5M-M00 | CableTie,Min,5.6in,MilSpecWR,BL,PK1000 | Panduit PLT1.5M-M00 Locking Cable Ties are designed to satisfy the needs of general applications, while delivering consistent performance and reliability. Featuring a curved tip to allow for easy pick up from flat surfaces and faster initial threading. Mi | M | 1000 | 10000 | 1000 | 112.11
07498356010 | PLT1.5M-M1 | CableTie,Min,5.6in,Nyl,BR,PK1000 | Pan-Ty® locking tie, miniature cross section, 5.6 (142mm) length, nylon 6.6, brown. | M | 1000 | 10000 | 1000 | 82.56
07498356011 | PLT1.5M-M10 | CableTie,Min,5.6in,Nyl,WHT,PK1000 | Pan-Ty® locking tie, miniature cross section, 5.6 (142mm) length, nylon 6.6, white. | M | 1000 | 10000 | 1000 | 82.56
07498356016 | PLT1.5M-M2 | CableTie,Min,5.6in,Nyl,RD,PK1000 | Pan-Ty® locking tie, miniature cross section, 5.6 (142mm) length, nylon 6.6, red. | M | 1000 | 10000 | 1000 | 82.56
07498356017 | PLT1.5M-M20 | CableTie,Min,5.6in,Nyl,BL,PK1000 | Panduit PLT1.5M-M20 Locking Cable Ties are designed to satisfy the needs of general applications, while delivering consistent performance and reliability. Featuring a curved tip to allow for easy pick up from flat surfaces and faster initial threading. Mi | M | 1000 | 10000 | 1000 | 78.62
07498356019 | PLT1.5M-M30 | CableTie,Min,5.6in,HS Bl,PK1000 | Panduit PLT1.5M-M30 Locking Cable Ties are designed to satisfy the needs of general applications, while delivering consistent performance and reliability. Featuring a curved tip to allow for easy pick up from flat surfaces and faster initial threading. Mi | M | 1000 | 10000 | 1000 | 78.62
07498344438 | PLT1.5M-M4Y | CableTie,Min,5.6in,Nyl,Y,PK1000 | Pan-Ty® locking tie, miniature cross section, 5.6 (142mm) length, nylon 6.6, yellow. | M | 1000 | 10000 | 1000 | 82.56
07498354718 | PLT1.5M-XMR | CableTie,Min,5.6in,Nat,RL5000 | Panduit PLT1.5M-XMR continuously molded cable ties provide constant feeding for high productivity and reduced downtime due to fewer reel changes. Miniature cross section, 5.6” (142mm) cable ties for use with PAT1.5M4.0 and PDM4.0 system. Made of all Nylon | M | 1000 | 10000 | 10000 | 78.69
07498375443 | PLT1.5M-XMR0 | CableTie,Min,5.6in,BL,wrNyl,RL5000 | Panduit PLT1.5M-XMR0 continuously molded cable ties provide constant feeding for high productivity and reduced downtime due to fewer reel changes. Miniature cross section, 5.6” (142mm) cable ties for use with PAT1.5M4.0 and PDM4.0 system. Made of weather | M | 1000 | 10000 | 10000 | 90.36
07498354357 | PLT1.5M-XMR00 | CableTie,Min,5.6in,BL,mgNyl,RL5000 | Reel-Fed cable tie for PAT1.5M system, miniature cross section, 5.6 (142mm) length, military grade weather resistant nylon 6.6, black. | M | 1000 | 10000 | 10000 | 90.36
07498354806 | PLT1.5M-XMR30 | CableTie,Min,5.6in,BL,hsNyl,RL5000 | Panduit PLT1.5M-XMR30 continuously molded cable ties provide constant feeding for high productivity and reduced downtime due to fewer reel changes. Miniature cross section, 5.6” (142mm) cable ties for use with PAT1.5M4.0 and PDM4.0 system. Made of heat st | M | 1000 | 10000 | 10000 | 90.36
07498354016 | PLT1.5S-C | CableTie,Std,6.2in,Nat,PK100 | Pan-Ty® locking tie, standard cross section, 6.2 (157mm) length, nylon 6.6, natural, standard package. | C | 100 | 1000 | 100 | 21.96
07498354057 | PLT1.5S-C0 | CableTie,Std,6.2in,WR,BL,PK100 | Pan-Ty® locking tie, standard cross section, 6.2 (157mm) length, weather resistant nylon 6.6, black, standard package. | C | 100 | 1000 | 100 | 24.6
07498354049 | PLT1.5S-M | CableTie,Std,6.2in,Nyl,Nat,PK1000 | Panduit PLT1.5S-M Locking Cable Ties are designed to satisfy the needs of general applications, while delivering consistent performance and reliability. Featuring a curved tip to allow for easy pick up from flat surfaces and faster initial threading. Stan | M | 1000 | 10000 | 1000 | 96.13
07498354129 | PLT1.5S-M0 | CableTie,Std,6.2in,WR Bl,PK1000 | Panduit PLT1.5S-M0 Locking Cable Ties are designed to satisfy the needs of general applications, while delivering consistent performance and reliability. Featuring a curved tip to allow for easy pick up from flat surfaces and faster initial threading. Sta | M | 1000 | 10000 | 1000 | 107.16
07498356057 | PLT1.5S-M30 | CableTie,Std,6.2in,HS,BL,PK1000 | Panduit PLT1.5S-M30 Locking Cable Ties are designed to satisfy the needs of high temperature applications, while delivering consistent performance and reliability. Featuring a curved tip to allow for easy pick up from flat surfaces and faster initial thre | M | 1000 | 10000 | 1000 | 115.38
07498354253 | PLT10EH-C | CableTie,EH,34.2in,Nat,PK100 | Pan-Ty® lashing tie, extra-heavy cross section, 34.2 (869mm) length, nylon 6.6, natural. | M | 1000 | 100 | 100 | 3045.23
07498354251 | PLT10EH-C0 | CableTie,EH,34.2in,Blk,PK100 | Panduit PLT10EH-C0 Lashing Cable Ties are ideal for heavy duty applications. Extra-Heavy cross section, 34.2” (869mm) length. For Indoor or outdoor use, made of Weather Resistant Nylon 6.6 with high resistance to ultraviolet light, are black in color and | M | 1000 | 100 | 100 | 3502.04
07498354250 | PLT10EH-Q0 | CableTie,EH,34.2in,WR Bl,PK25 | Panduit PLT10EH-Q0 Lashing Cable Ties are ideal for heavy duty applications. Extra-Heavy cross section, 34.2” (869mm) length. For Indoor or outdoor use, made of Weather Resistant Nylon 6.6 with high resistance to ultraviolet light, are black in color and | C | 100 | 250 | 25 | 429.72
07498354197 | PLT10LH-C | CableTie,LH,34.3in,Nyl,Nat,PK100 | Panduit PLT10LH-C Locking Cable Ties are designed to satisfy the needs of general applications, while delivering consistent performance and reliability. Featuring a curved tip to allow for easy pick up from flat surfaces and faster initial threading. Ligh | M | 1000 | 200 | 100 | 1670.32
07498354188 | PLT10LH-L | CableTie,LH,34.3in,Nyl,Nat,PK50 | Pan-Ty® locking tie, light-heavy cross section, 34.3 (871mm) length, nylon 6.6, natural, standard package. | C | 100 | 500 | 50 | 201.8
07498354273 | PLT12EH-C | CableTie,EH,40.1in,Nat,PK100 | Panduit PLT12EH-C Lashing Cable Ties are ideal for heavy duty applications. Extra-Heavy cross section, 40.1” (1019mm) length. For Indoor use, made of Nylon 6.6, are natural in color and come in packages of 100. | M | 1000 | 100 | 100 | 3291.62
07498354271 | PLT12EH-C0 | CableTie,EH,40.1in,WR Bl,PK100 | Panduit PLT12EH-C0 Lashing Cable Ties are ideal for heavy duty applications. Extra-Heavy cross section, 40.1” (1019mm) length. For Indoor or outdoor use, made of Weather Resistant Nylon 6.6 with high resistance to ultraviolet light, are black in color an | M | 1000 | 100 | 100 | 3785.34
07498354270 | PLT12EH-Q0 | CableTie,EH,40.1in,WR Bl,PK25 | Panduit PLT12EH-Q0 Lashing Cable Ties are ideal for heavy duty applications. Extra-Heavy cross section, 40.1” (1019mm) length. For Indoor or outdoor use, made of Weather Resistant Nylon 6.6 with high resistance to ultraviolet light, are black in color an | C | 100 | 250 | 25 | 479.69
07498354193 | PLT13H-C | CableTie,H,43.3in,Nat,PK100 | Panduit PLT13H-C Locking Cable Ties are designed to satisfy the needs of general applications, while delivering consistent performance and reliability. Featuring a curved tip to allow for easy pick up from flat surfaces and faster initial threading. Heavy | M | 1000 | 100 | 100 | 2354.83
07498354194 | PLT13H-C0 | CableTie,H,43.3in,WR Bl,PK100 | Panduit PLT13H-C0 Locking Cable Ties are designed to satisfy the needs of general applications, while delivering consistent performance and reliability. Featuring a curved tip to allow for easy pick up from flat surfaces and faster initial threading. Heav | M | 1000 | 100 | 100 | 2705.77
07498354195 | PLT13H-C3 | CableTie,H,43.3in,Nyl,OR,PK100 | Pan-Ty® locking tie, heavy cross section, 43.3 (1100mm) length, nylon 6.6, orange. | M | 1000 | 100 | 100 | 2841.07
07498354190 | PLT13H-Q | CableTie,H,43.3in,Nat,PK25 | Panduit PLT13H-Q Locking Cable Ties are designed to satisfy the needs of general applications, while delivering consistent performance and reliability. Featuring a curved tip to allow for easy pick up from flat surfaces and faster initial threading. Heavy | C | 100 | 250 | 25 | 310.49
07498354191 | PLT13H-Q0 | CableTie,H,43.3in,WR,BL,PK25 | Panduit PLT13H-Q0 Locking Cable Ties are designed to satisfy the needs of weather resistant applications, while delivering consistent performance and reliability. Featuring a curved tip to allow for easy pick up from flat surfaces and faster initial threa | C | 100 | 250 | 25 | 315.41
07498354004 | PLT1M-C | CableTie,Min,3.9in,Nyl,Nat,PK100 | Panduit PLT1M-C Locking Cable Ties are designed to satisfy the needs of general applications, while delivering consistent performance and reliability. Featuring a curved tip to allow for easy pick up from flat surfaces and faster initial threading. Miniat | C | 100 | 1000 | 100 | 16
07498354056 | PLT1M-C0 | CableTie,Min,3.9in,WR,BL,PK100 | Panduit PLT1M-C0 Locking Cable Ties are designed to satisfy the needs of weather resistant applications, while delivering consistent performance and reliability. Featuring a curved tip to allow for easy pick up from flat surfaces and faster initial thread | C | 100 | 1000 | 100 | 20.22
07498354037 | PLT1M-C00 | CableTie,Min,3.9in,MilSpecWR,BL,PK100 | Panduit PLT1M-C00 Locking Cable Ties are designed to satisfy the needs of weather resistant mil spec applications, while delivering consistent performance and reliability. Featuring a curved tip to allow for easy pick up from flat surfaces and faster init | C | 100 | 1000 | 100 | 23.08
07498354720 | PLT1M-C1 | CableTie,Min,3.9in,Nyl,BR,PK100 | Pan-Ty® locking tie, miniature cross section, 3.9 (99mm) length, nylon 6.6, brown, standard package. | C | 100 | 1000 | 100 | 19.34
07498354729 | PLT1M-C10 | CableTie,Min,3.9in,Nyl,WHT,PK100 | Pan-Ty® locking tie, miniature cross section, 3.9 (99mm) length, nylon 6.6, white, standard package. | C | 100 | 1000 | 100 | 18.42
07498311453 | PLT1M-C186 | CableTie,Min,3.9in,MetDetPoly,DBU,PK100 | Panduit PLT1M-C186 Metal Detectable Cable Ties are designed to help the food beverage and pharmaceutical industries meet product manufacturing safety standards. Featuring metal impregnated material, these metal detectable products are identifiable by met | C | 100 | 1000 | 100 | 26.74
07498354721 | PLT1M-C2 | CableTie,Min,3.9in,Nyl,RD,PK100 | Pan-Ty® locking tie, miniature cross section, 3.9 (99mm) length, nylon 6.6, red, standard package. | C | 100 | 1000 | 100 | 19.34
07498354722 | PLT1M-C3 | CableTie,Min,3.9in,Nyl,OR,PK100 | Pan-Ty® locking tie, miniature cross section, 3.9 (99mm) length, nylon 6.6, orange, standard package. | C | 100 | 1000 | 100 | 19.34
07498354732 | PLT1M-C30 | CableTie,Min,3.9in,HS,BL,PK100 | Panduit PLT1M-C30 Locking Cable Ties are designed to satisfy the needs of high temperature applications, while delivering consistent performance and reliability. Featuring a curved tip to allow for easy pick up from flat surfaces and faster initial thread | C | 100 | 1000 | 100 | 18.42
07498344406 | PLT1M-C4Y | CableTie,Min,3.9in,Nyl,Y,PK100 | Pan-Ty® locking tie, miniature cross section, 3.9 (99mm) length, nylon 6.6, yellow, standard package. | C | 100 | 1000 | 100 | 19.34
07498354724 | PLT1M-C5 | CableTie,Min,3.9in,Nyl,GR,PK100 | Pan-Ty® locking tie, miniature cross section, 3.9 (99mm) length, nylon 6.6, green, standard package. | C | 100 | 1000 | 100 | 19.34
07498354725 | PLT1M-C6 | CableTie,Min,3.9in,Nyl,BU,PK100 | Pan-Ty® locking tie, miniature cross section, 3.9 (99mm) length, nylon 6.6, blue, standard package. | C | 100 | 1000 | 100 | 18.42
07498344735 | PLT1M-C702Y | CableTie,Min,4in,Halar,MN,PK100 | Panduit PLT1M-C702Y Locking Cable Ties are suitable for use in plenum or air handling spaces. With low smoke density and an excellent flammability rating of UL 94V-0, they are an accepted solution for bundling qualified cable without conduit in air handli | C | 100 | 1000 | 100 | 94.81
07498331381 | PLT1M-C71 | CableTie,Min,3.9in,PEEK,TBR,PK100 | Panduit PLT1M-C71 Locking Cable Ties are designed for harsh environments where a cable tie material is required to hold up to chemical, high radiation, and/or high operating temperature environments. Non-conductive material that is excellent for high temp | C | 100 | 500 | 100 | 152.32
07498354142 | PLT1M-C76 | CableTie,Min,4in,Tefzel,AQ,PK100 | Panduit PLT1M-C76 Tefzel locking cable ties are designed for applications requiring resistance to environmental stresses such as chemical attack, gamma radiation, ultraviolet radiation and extreme temperatures. Ideal for use in nuclear power facilities an | C | 100 | 100 | 100 | 101.92
07498354727 | PLT1M-C8 | CableTie,Min,3.9in,Nyl,GY,PK100 | Pan-Ty® locking tie, miniature cross section, 3.9 (99mm) length, nylon 6.6, gray, standard package. | C | 100 | 1000 | 100 | 19.34
07498302995 | PLT1M-C86 | CableTie,Min,3.9in,MetDetNyl,LBU,PK100 | Panduit PLT1M-C86 Locking Cable Ties are designed to help the food, beverage and pharmaceutical industries meet product manufacturing safety standards. Featuring metal impregnated material, these metal detectable products are identifiable by metal detecti | C | 100 | 1000 | 100 | 24.28
07498353962 | PLT1M-L0 | CableTie,Min,4.0in,Nylon,WRBL,PK50 | Pan-Ty® locking tie, miniature cross section, 4.0" (102mm) length, weather resistant nylon 6.6, black. | M | 1000 | 1000 | 50 | 140.4
07498353965 | PLT1M-L1-0 | CableTie,Min,4.0in,Nylon,BR/BL,PK50 | Pan-Ty® locking tie, miniature cross section, 4.0" (102mm) length, nylon 6.6, brown/black stripe. | M | 1000 | 1000 | 50 | 154.39
07498353985 | PLT1M-L1-10 | CableTie,Min,4.0in,Nylon,BR/WH,PK50 | Pan-Ty® locking tie, miniature cross section, 4.0" (102mm) length, nylon 6.6, brown/white stripe. | M | 1000 | 1000 | 50 | 154.39
07498353970 | PLT1M-L1-2 | CableTie,Min,4.0in,Nylon,BR/RD,PK50 | Pan-Ty® locking tie, miniature cross section, 4.0" (102mm) length, nylon 6.6, bronw/red stripe. | M | 1000 | 1000 | 50 | 154.39
07498353975 | PLT1M-L1-4 | CableTie,Min,4.0in,Nylon,BR/YL,PK50 | Pan-Ty® locking tie, miniature cross section, 4.0" (102mm) length, nylon 6.6, brown/yellow stripe. | M | 1000 | 1000 | 50 | 154.39
07498353980 | PLT1M-L1-7 | CableTie,Min,4.0in,Nylon,BR/VL,PK50 | Pan-Ty® locking tie, miniature cross section, 4.0" (102mm) length, nylon 6.6, brown/violet stripe. | M | 1000 | 1000 | 50 | 154.39
07498353963 | PLT1M-L2 | CableTie,Min,4.0in,Nylon,RD,PK50 | Pan-Ty® locking tie, miniature cross section, 4.0" (102mm) length, nylon 6.6, red. | M | 1000 | 1000 | 50 | 140.4
07498339686 | PLT1M-L3 | CableTie,Min,4.0in,Nylon,OR,PK50 | Pan-Ty® locking tie, miniature cross section, 4.0" (102mm) length, nylon 6.6, orange. | M | 1000 | 1000 | 50 | 140.4
07498353966 | PLT1M-L3-0 | CableTie,Min,4.0in,Nylon,OR/BL,PK50 | Pan-Ty® locking tie, miniature cross section, 4.0" (102mm) length, nylon 6.6, orange/black stripe. | M | 1000 | 1000 | 50 | 154.39
07498353986 | PLT1M-L3-10 | CTie,4"L,Mini,Nyl,OR/WHStripe,PK50 | Pan-Ty® locking tie, miniature cross section, 4.0" (102mm) length, nylon 6.6, orange/white stripe. | M | 1000 | 1000 | 50 | 154.39
07498353971 | PLT1M-L3-2 | CTie,4"L,Mini,Nyl,OR/RDStripe,PK50 | Pan-Ty® locking tie, miniature cross section, 4.0" (102mm) length, nylon 6.6, orange/red stripe. | M | 1000 | 1000 | 50 | 154.39
07498353976 | PLT1M-L3-4 | CTie,4"L,Mini,Nyl,OR/YLStripe,PK50 | Pan-Ty® locking tie, miniature cross section, 4.0" (102mm) length, nylon 6.6, orange/yellow stripe. | M | 1000 | 1000 | 50 | 154.39
07498353981 | PLT1M-L3-7 | CTie,4"L,Mini,Nyl,OR/VLStripe,PK50 | Pan-Ty® locking tie, miniature cross section, 4.0" (102mm) length, nylon 6.6, orange/violet stripe. | M | 1000 | 1000 | 50 | 154.39
07498339689 | PLT1M-L5 | CTie,4"L,Mini,Nyl,GR,PK50 | Pan-Ty® locking tie, miniature cross section, 4.0" (102mm) length, nylon 6.6, green. | M | 1000 | 1000 | 50 | 140.4
07498353967 | PLT1M-L5-0 | CTie,4"L,Mini,Nyl,Green/BlackStripe,PK50 | Pan-Ty® locking tie, miniature cross section, 4.0" (102mm) length, nylon 6.6, green/black stripe. | M | 1000 | 1000 | 50 | 154.39
07498353987 | PLT1M-L5-10 | CTie,4"L,Mini,Nyl,GR/WHStripe,PK50 | Pan-Ty® locking tie, miniature cross section, 4.0" (102mm) length, nylon 6.6, green/white stripe. | M | 1000 | 1000 | 50 | 154.39
07498353972 | PLT1M-L5-2 | CTie,4"L,Mini,Nyl,GR/RDStripe,PK50 | Pan-Ty® locking tie, miniature cross section, 4.0" (102mm) length, nylon 6.6, green/red stripe. | M | 1000 | 1000 | 50 | 154.39
07498353977 | PLT1M-L5-4 | CTie,4"L,Mini,Nyl,GR/YLStripe,PK50 | Pan-Ty® locking tie, miniature cross section, 4.0" (102mm) length, nylon 6.6, green/yellow stripe. | M | 1000 | 1000 | 50 | 154.39
07498353982 | PLT1M-L5-7 | CTie,4"L,Mini,Nyl,GR/VLStripe,PK50 | Pan-Ty® locking tie, miniature cross section, 4.0" (102mm) length, nylon 6.6, green/violet stripe. | M | 1000 | 1000 | 50 | 154.39
07498339688 | PLT1M-L6 | CTie,4"L,Mini,Nyl,BU,PK50 | Pan-Ty® locking tie, miniature cross section, 4.0" (102mm) length, nylon 6.6, blue. | M | 1000 | 1000 | 50 | 140.4
07498353968 | PLT1M-L6-0 | CTie,4"L,Mini,Nyl,BU/BLStripe,PK50 | Pan-Ty® locking tie, miniature cross section, 4.0" (102mm) length, nylon 6.6, blue/black stripe. | M | 1000 | 1000 | 50 | 154.39
07498353988 | PLT1M-L6-10 | CTie,4"L,Mini,Nyl,BU/WHStripe,PK50 | Pan-Ty® locking tie, miniature cross section, 4.0" (102mm) length, nylon 6.6, blue/white stripe. | M | 1000 | 1000 | 50 | 154.39
07498353973 | PLT1M-L6-2 | CTie,4"L,Mini,Nyl,BU/RDStripe,PK50 | Pan-Ty® locking tie, miniature cross section, 4.0" (102mm) length, nylon 6.6, blue/red stripe. | M | 1000 | 1000 | 50 | 154.39
07498353978 | PLT1M-L6-4 | CTie,4"L,Mini,Nyl,BU/YLStripe,PK50 | Pan-Ty® locking tie, miniature cross section, 4.0" (102mm) length, nylon 6.6, blue/yellow stripe. | M | 1000 | 1000 | 50 | 154.39
07498353983 | PLT1M-L6-7 | CTie,4"L,Mini,Nyl,BU/VLStripe,PK50 | Pan-Ty® locking tie, miniature cross section, 4.0" (102mm) length, nylon 6.6, blue/violet stripe. | M | 1000 | 1000 | 50 | 154.39
07498339687 | PLT1M-L8 | CTie,4"L,Mini,Nyl,IG,PK50 | Pan-Ty® locking tie, miniature cross section, 4.0" (102mm) length, nylon 6.6, slate. | M | 1000 | 1000 | 50 | 140.4
07498353969 | PLT1M-L8-0 | CTie,4"L,Mini,Nyl,SL/BLStripe,PK50 | Pan-Ty® locking tie, miniature cross section, 4.0" (102mm) length, nylon 6.6, slate/black stripe. | M | 1000 | 1000 | 50 | 154.39
07498353989 | PLT1M-L8-10 | CTie,4"L,Mini,Nyl,SL/WHStripe,PK50 | Pan-Ty® locking tie, miniature cross section, 4.0" (102mm) length, nylon 6.6, slate/white stripe. | M | 1000 | 1000 | 50 | 154.39
07498353974 | PLT1M-L8-2 | CTie,4"L,Mini,Nyl,SL/RDStripe,PK50 | Pan-Ty® locking tie, miniature cross section, 4.0" (102mm) length, nylon 6.6, slate/red stripe. | M | 1000 | 1000 | 50 | 154.39
07498354047 | PLT1M-M | CableTie,Min,3.9in,Nyl,Nat,PK1000 | Panduit PLT1M-M Locking Cable Ties are designed to satisfy the needs of general applications, while delivering consistent performance and reliability. Featuring a curved tip to allow for easy pick up from flat surfaces and faster initial threading. Miniat | M | 1000 | 10000 | 1000 | 45.69
07498354958 | PLT1M-M0 | CableTie,Min,3.9in,WR,BL,PK1000 | Panduit PLT1M-M0 Locking Cable Ties are designed to satisfy the needs of general applications, while delivering consistent performance and reliability. Featuring a curved tip to allow for easy pick up from flat surfaces and faster initial threading. Minia | M | 1000 | 10000 | 1000 | 71.53
07498354036 | PLT1M-M00 | CableTie,Min,3.9in,MilSpecWR,BL,PK1000 | Panduit PLT1M-M00 Locking Cable Ties are designed to satisfy the needs of general applications, while delivering consistent performance and reliability. Featuring a curved tip to allow for easy pick up from flat surfaces and faster initial threading. Mini | M | 1000 | 10000 | 1000 | 77.62
07498354959 | PLT1M-M1 | CableTie,Min,3.9in,Nyl,BR,PK1000 | Pan-Ty® locking tie, miniature cross section, 3.9 (99mm) length, nylon 6.6, brown, bulk package. | M | 1000 | 10000 | 1000 | 59.42
07498354967 | PLT1M-M10 | CableTie,Min,3.9in,Nyl,WHT,PK1000 | Pan-Ty® locking tie, miniature cross section, 3.9 (99mm) length, nylon 6.6, white, bulk package. | M | 1000 | 10000 | 1000 | 56.6
07498354703 | PLT1M-M100 | CableTie,Min,3.9in,WRPoly,BL,PK1000 | Panduit PLT1M-M100 Locking Cable Ties are designed to satisfy the needs of chemical resistance applications, while delivering consistent performance and reliability. Featuring a curved tip to allow for easy pick up from flat surfaces and faster initial th | M | 1000 | 10000 | 1000 | 88.04
07498354702 | PLT1M-M109 | CableTie,Min,3.9in,Poly,GR,PK1000 | Pan-Ty® locking tie, miniature cross section, 3.9 (99mm) length, polypropylene, green. | M | 1000 | 10000 | 1000 | 88.04
07498380569 | PLT1M-M120 | Cable Tie, 3.9"L (99mm), Miniature, Nylo | Panduit PLT1M-M120 Locking Cable Ties are designed to satisfy the needs of solar applications and resistance to corrosive elements such as zinc chloride, while delivering consistent performance and reliability. Featuring a curved tip to allow for easy pic | M | 1000 | 10000 | 1000 | 126.02
07498354960 | PLT1M-M2 | CableTie,Min,3.9in,Nyl,RD,PK1000 | Pan-Ty® locking tie, miniature cross section, 3.9 (99mm) length, nylon 6.6, red, bulk package. | M | 1000 | 10000 | 1000 | 56.6
07498354969 | PLT1M-M20 | CableTie,Min,3.9in,Nyl,BL,PK1000 | Panduit PLT1M-M20 Locking Cable Ties are designed to satisfy the needs of general applications, while delivering consistent performance and reliability. Featuring a curved tip to allow for easy pick up from flat surfaces and faster initial threading. Mini | M | 1000 | 10000 | 1000 | 56.6
07498354961 | PLT1M-M3 | CableTie,Min,3.9in,Nyl,OR,PK1000 | Pan-Ty® locking tie, miniature cross section, 3.9 (99mm) length, nylon 6.6, orange, bulk package. | M | 1000 | 10000 | 1000 | 59.42
07498354970 | PLT1M-M30 | CableTie,Min,3.9in,HS Bl,PK1000 | Panduit PLT1M-M30 Cable Ties are designed to satisfy the needs of general applications, while delivering consistent performance and reliability. Featuring a curved tip to allow for easy pick up from flat surfaces and faster initial threading. Miniature cr | M | 1000 | 10000 | 1000 | 56.6
07498354712 | PLT1M-M300 | CableTie,Min,3.9in,HS WR Bl,PK1000 | Panduit PLT1M-M300 Locking Cable Ties are designed to satisfy the needs of high temperature and weather resistant applications, while delivering consistent performance and reliability. Featuring a curved tip to allow for easy pick up from flat surfaces an | M | 1000 | 10000 | 1000 | 77.97
61305656923 | PLT1M-M39 | Cable Tie, 3.9L (99mm), Miniature, Heat | Pan-Ty® locking tie, miniature cross section, 3.9 (99mm) length, heat stabilized nylon 6.6, natural. | M | 1000 | 10000 | 1000 | 57.08
07498344407 | PLT1M-M4Y | CableTie,Min,3.9in,Nyl,Y,PK1000 | Pan-Ty® locking tie, miniature cross section, 3.9 (99mm) length, nylon 6.6, yellow, bulk package. | M | 1000 | 10000 | 1000 | 56.6
07498354963 | PLT1M-M5 | CableTie,Min,3.9in,Nyl,GR,PK1000 | Pan-Ty® locking tie, miniature cross section, 3.9 (99mm) length, nylon 6.6, green, bulk package. | M | 1000 | 10000 | 1000 | 56.6
07498354964 | PLT1M-M6 | CableTie,Min,3.9in,Nyl,BU,PK1000 | Pan-Ty® locking tie, miniature cross section, 3.9 (99mm) length, nylon 6.6, blue, bulk package. | M | 1000 | 10000 | 1000 | 56.6
07498354565 | PLT1M-M60 | CableTie,Min,3.9in,FR,BL,PK1000 | Pan-Ty® locking tie, miniature cross section, 3.9 (99mm) length, flame retardant nylon 6.6, black. | M | 1000 | 5000 | 1000 | 154.89
07498355000 | PLT1M-M69 | CableTie,Min,3.9in,FR, IV,PK1000 | Panduit PLT1M-M69 Locking Cable Ties are designed to satisfy the needs of flame retardant (UL 94V-0) applications, while delivering consistent performance and reliability. Featuring a curved tip to allow for easy pick up from flat surfaces and faster init | M | 1000 | 5000 | 1000 | 156.48
07498354965 | PLT1M-M7 | CableTie,Min,3.9in,Nyl,PU,PK1000 | Pan-Ty® locking tie, miniature cross section, 3.9 (99mm) length, nylon 6.6, purple, bulk package. | M | 1000 | 10000 | 1000 | 58.87
07498344736 | PLT1M-M702Y | CableTie,Min,4in,Halar,MN,PK1000 | Panduit PLT1M-M702Y Locking Cable Ties are suitable for use in plenum or air handling spaces. With low smoke density and an excellent flammability rating of UL 94V-0, they are an accepted solution for bundling qualified cable without conduit in air handli | M | 1000 | 1000 | 1000 | 616.2
07498354143 | PLT1M-M76 | CableTie,Min,4in,Tefzel,AQ,PK1000 | Panduit PLT1M-M76 Tefzel locking cable ties are designed for applications requiring resistance to environmental stresses such as chemical attack, gamma radiation, ultraviolet radiation and extreme temperatures. Ideal for use in nuclear power facilities an | M | 1000 | 1000 | 1000 | 772.58
07498354966 | PLT1M-M8 | CableTie,Min,3.9in,Nyl,GY,PK1000 | Pan-Ty® locking tie, miniature cross section, 3.9 (99mm) length, nylon 6.6, gray, bulk package. | M | 1000 | 10000 | 1000 | 56.6
07498354001 | PLT1M-MP | CableTie,Min,3.9in,Nyl,Nat,BOX1000 | Pan-Ty® locking tie in a box, miniature cross section, 3.9 (99mm) length, nylon 6.6, natural. | M | 1000 | 5000 | 1000 | 83.65
07498354003 | PLT1M-MP0 | CableTie,Min,3.9in,WR,BL,BOX1000 | Pan-Ty® locking tie in a box, miniature cross section, 3.9 (99mm) length, weather resistant nylon 6.6, black. | M | 1000 | 5000 | 1000 | 126.27
07498354716 | PLT1M-XMR | CableTie,Min,4in,Nat,RL5000 | Panduit PLT1M-XMR continuously molded cable ties provide constant feeding for high productivity and reduced downtime due to fewer reel changes. Miniature cross section, 4.0” (102mm) cable ties for use with PAT1M4.0 and PDM4.0 system. Made of Nylon 6.6, ar | M | 1000 | 10000 | 10000 | 60.5
07498375442 | PLT1M-XMR0 | CableTie,Min,4in,BL,RL5000 | Panduit PLT1M-XMR0 continuously molded cable ties provide constant feeding for high productivity and reduced downtime due to fewer reel changes. Miniature cross section, 4.0” (102mm) cable ties for use with PAT1M4.0 and PDM4.0 system. Made of weather resi | M | 1000 | 10000 | 10000 | 69.27
07498356151 | PLT1M-XMR00 | CBLTie,Mini,4in,WP NYL,BLK,RL5000 | Panduit PLT1M-XMR00 continuously molded cable ties provide constant feeding for high productivity and reduced downtime due to fewer reel changes. Miniature cross section, 4.0” (102mm) cable ties for use with PAT1M4.0 system. Made of Weather Resistant Nylo | M | 1000 | 10000 | 10000 | 69.27
07498354359 | PLT1M-XMR2 | CableTie,Min,4in,RD,RL5000 | Reel-Fed cable tie for PAT1M system, miniature cross section, 4.0 (102mm) length, nylon 6.6, red. | M | 1000 | 10000 | 10000 | 69.27
07498353990 | PLT1M-XMR30 | CBLTie,Mini,4in,HT-RST NYL,BLK,RL5000 | Panduit PLT1M-XMR30 continuously molded cable ties provide constant feeding for high productivity and reduced downtime due to fewer reel changes. Miniature cross section, 4.0” (102mm) cable ties for use with PAT1M4.0 system. Made of Heat Stabilized Nylon | M | 1000 | 10000 | 10000 | 69.27
61305656924 | PLT1M-XMR39 | Cable Ties on Reel, 4.0L (102mm), Miniat |  | M | 1000 | 10000 | 10000 | 81.7
07498354362 | PLT1M-XMR5 | CableTie,Min,4in,GR,RL5000 | Reel-Fed cable tie for PAT1M system, miniature cross section, 4.0 (102mm) length, nylon 6.6, green. | M | 1000 | 10000 | 10000 | 69.27
07498354363 | PLT1M-XMR6 | CableTie,Min,4in,BU,RL5000 | Reel-Fed cable tie for PAT1M system, miniature cross section, 4.0 (102mm) length, nylon 6.6, blue. | M | 1000 | 50000 | 10000 | 69.27
07498354365 | PLT1M-XMR8 | CableTie,Min,4in,GY,RL5000 | Reel-Fed cable tie for PAT1M system, miniature cross section, 4.0 (102mm) length, nylon 6.6, gray. | M | 1000 | 10000 | 10000 | 69.27
07498354007 | PLT1S-C | CableTie,Std,4.8in,Nyl,Nat,PK100 | Pan-Ty® locking tie, standard cross section, 4.8 (122mm) length, nylon 6.6, natural, standard package. | C | 100 | 100 | 100 | 22.93
07498354074 | PLT1S-C0 | CableTie,Std,4.8in,WR,BL,PK100 | Pan-Ty® locking tie, standard cross section, 4.8 (122mm) length, weather resistant nylon 6.6, black, standard package. | C | 100 | 1000 | 100 | 24.25
07498354009 | PLT1S-M | CableTie,Std,4.8in,Nyl,Nat,PK1000 | Pan-Ty® locking tie, standard cross section, 4.8 (122mm) length, nylon 6.6, natural, bulk package. | M | 1000 | 5000 | 1000 | 95.34
07498354006 | PLT1S-M0 | CableTie,Std,4.8in,WR,BL,PK1000 | Panduit PLT1S-M0 Locking Cable Ties are designed to satisfy the needs of weather resistant applications, while delivering consistent performance and reliability. Featuring a curved tip to allow for easy pick up from flat surfaces and faster initial thread | M | 1000 | 5000 | 1000 | 106.53
07498356183 | PLT1S-M30 | CableTie,Std,4.8in,HS Bl,PK1000 | Panduit PLT1S-M30 Locking Cable Ties are designed to satisfy the needs of high temperature applications, while delivering consistent performance and reliability. Featuring a curved tip to allow for easy pick up from flat surfaces and faster initial thread | M | 1000 | 5000 | 1000 | 114.45
07498356179 | PLT1S-M300 | CableTie,Std,4.8in,HSWR,BL,PK1000 | Panduit PLT1S-M300 Locking Cable Ties are designed to satisfy the needs of high temperature and weather resistant applications, while delivering consistent performance and reliability. Featuring a curved tip to allow for easy pick up from flat surfaces an | M | 1000 | 5000 | 1000 | 131.58
07498324757 | PLT2.5H-L0 | CableTie,LH,9.8in,WR,BL,PK50 | Pan-Ty® locking tie, light-heavy cross section, 9.8 (251mm) length, weather resistant nylon 6.6, black, standard package. | C | 100 | 500 | 50 | 85.77
07498324760 | PLT2.5H-TL0 | CBLTie,LTHeavy,9.8in,NYL,BLK,PK250 | Panduit PLT2.5H-TL0 Locking Cable Ties are designed to satisfy the needs of weather resistant applications, while delivering consistent performance and reliability. Featuring a curved tip to allow for easy pick up from flat surfaces and faster initial thr | M | 1000 | 500 | 250 | 596.77
07498354150 | PLT2.5I-C | CableTie,Interm,9.7in,Nyl,Nat,PK100 | Pan-Ty® locking tie, intermediate cross section, 9.7 (246mm) length, nylon 6.6, natural, standard package. | C | 100 | 1000 | 100 | 33.75
07498354151 | PLT2.5I-C0 | CableTie,Interm,9.7in,WR,BL,PK100 | Pan-Ty® locking tie, intermediate cross section, 9.7 (246mm) length, weather resistant nylon 6.6, black, standard package. | C | 100 | 1000 | 100 | 38.91
07498354152 | PLT2.5I-M | CableTie,Int,9.7in,Nat,PK1000 | Panduit PLT2.5I-M Locking Cable Ties are designed to satisfy the needs of general applications, while delivering consistent performance and reliability. Featuring a curved tip to allow for easy pick up from flat surfaces and faster initial threading. Inte | M | 1000 | 2000 | 1000 | 175.72
07498356210 | PLT2.5I-M0 | CableTie,Int,9.7in,WR Bl,PK1000 | Panduit PLT2.5I-M0 Locking Cable Ties are designed to satisfy the needs of weather resistant applications, while delivering consistent performance and reliability. Featuring a curved tip to allow for easy pick up from flat surfaces and faster initial thre | M | 1000 | 2000 | 1000 | 202.25
07498356215 | PLT2.5I-M20 | CableTie,Int,9.7in,Nyl,BL,PK1000 | Pan-Ty® locking tie, intermediate cross section, 9.7 (246mm) length, nylon 6.6, black. | M | 1000 | 2000 | 1000 | 210.92
07498353604 | PLT2.5S-C | CableTie,Std,9.8in,Nyl,Nat,PK100 | Pan-Ty® locking tie, standard cross section, 9.8 (249mm) length, nylon 6.6, natural, standard package. | C | 100 | 1000 | 100 | 43.12
07498353605 | PLT2.5S-C0 | CableTie,Std,9.8in,WR,BL,PK100 | Panduit PLT2.5S-C0 Locking Cable Ties are designed to satisfy the needs of weather resistant applications, while delivering consistent performance and reliability. Featuring a curved tip to allow for easy pick up from flat surfaces and faster initial thre | C | 100 | 1000 | 100 | 48.9
07498353601 | PLT2.5S-M | CableTie,Std,9.8in,Nat,PK1000 | Panduit PLT2.5S-M Locking Cable Ties are designed to satisfy the needs of general applications, while delivering consistent performance and reliability. Featuring a curved tip to allow for easy pick up from flat surfaces and faster initial threading. Stan | M | 1000 | 2000 | 1000 | 232.83
07498353602 | PLT2.5S-M0 | CableTie,Std,9.8in,WR Bl,PK1000 | Panduit PLT2.5S-M0 Locking Cable Ties are designed to satisfy the needs of weather resistant applications, while delivering consistent performance and reliability. Featuring a curved tip to allow for easy pick up from flat surfaces and faster initial thre | M | 1000 | 2000 | 1000 | 257.26
07498380658 | PLT2.5S-M120 | Cable Tie, 9.8"L (249mm), Standard, Nylo | Panduit PLT2.5S-M120 Locking Cable Ties deliver consistent performance and reliability. Featuring weather and chemical resistance as well as a curved tip to allow for easy pick up from flat surfaces and faster initial threading. Standard cross section, 9. | M | 1000 | 2000 | 1000 | 393.77
07498353603 | PLT2.5S-M30 | CableTie,Std,9.8in,HS,BL,PK1000 | Panduit PLT2.5S-M30 Locking Cable Ties are designed to satisfy the needs of high temperature applications, while delivering consistent performance and reliability. Featuring a curved tip to allow for easy pick up from flat surfaces and faster initial thre | M | 1000 | 2000 | 1000 | 279.36
07498354294 | PLT2EH-C0 | CableTie,EH,9.0in,WR,Blk,PK100 | Pan-Ty® lashing tie, extra-heavy cross section, 9.0 (229mm) length, weather resistant nylon 6.6, black, bulk package. | M | 1000 | 1000 | 100 | 1155.71
07498354155 | PLT2H-L | CableTie,LH,8.1in,Nyl,Nat,SP | Pan-Ty® locking tie, light-heavy cross section, 8.1 (206mm) length, nylon 6.6, natural, standard package. | C | 100 | 500 | 50 | 53.94
07498354156 | PLT2H-L0 | CableTie,LH,8.1in,WR Bl,PK50 | Panduit PLT2H-L0 Locking Cable Ties are designed to satisfy the needs of weather resistant applications, while delivering consistent performance and reliability. Featuring a curved tip to allow for easy pick up from flat surfaces and faster initial thread | C | 100 | 500 | 50 | 59.62
07498338750 | PLT2H-TL | CableTie,LH,8.1in,Nyl,Nat,BP | Pan-Ty® locking tie, light-heavy cross section, 8.1 (206mm) length, nylon 6.6, natural, bulk package. | M | 1000 | 2500 | 250 | 452.39
07498338751 | PLT2H-TL0 | CableTie,Lt-Hvy,8.1in,WR Bl,PK250 | Panduit PLT2H-TL0 Locking Cable Ties are designed to satisfy the needs of weather resistant applications, while delivering consistent performance and reliability. Featuring a curved tip to allow for easy pick up from flat surfaces and faster initial threa | M | 1000 | 500 | 250 | 521.56
07498338764 | PLT2H-TL100 | CableTie,LH,8.1in,WR Bl Poly,PK250 | Panduit PLT2H-TL100 Locking Cable Ties are designed to satisfy the needs of chemical resistance applications, while delivering consistent performance and reliability. Featuring a curved tip to allow for easy pick up from flat surfaces and faster initial t | M | 1000 | 500 | 250 | 679.92
07498338765 | PLT2H-TL109 | CableTie,LH,8.1in,Poly,GR,PK250 | Pan-Ty® locking tie, light-heavy cross section, 8.1 (206mm) length, polypropylene, green. | M | 1000 | 500 | 250 | 679.92
07498338763 | PLT2H-TL30 | CableTie,LH,8.1in,HS,BL,PK250 | Panduit PLT2H-TL30 Locking Cable Ties are designed to satisfy the needs of high temperature applications, while delivering consistent performance and reliability. Featuring a curved tip to allow for easy pick up from flat surfaces and faster initial threa | M | 1000 | 500 | 250 | 531.73
07498338766 | PLT2H-TL300 | CableTie,LH,8.1in,HS WR Bl,PK250 | Panduit PLT2H-TL300 Locking Cable Ties are designed to satisfy the needs of high temperature and weather resistant applications, while delivering consistent performance and reliability. Featuring a curved tip to allow for easy pick up from flat surfaces a | M | 1000 | 500 | 250 | 601.98
07498354034 | PLT2I-C | CableTie,Int,8in,Nyl,Nat,PK100 | Panduit PLT2I-C Locking Cable Ties are designed to satisfy the needs of general applications, while delivering consistent performance and reliability. Featuring a curved tip to allow for easy pick up from flat surfaces and faster initial threading. Interm | C | 100 | 1000 | 100 | 26.9
07498354075 | PLT2I-C0 | CableTie,Int,8in,WR,BL,PK100 | Panduit PLT2I-C0 Locking Cable Ties are designed to satisfy the needs of weather resistant applications, while delivering consistent performance and reliability. Featuring a curved tip to allow for easy pick up from flat surfaces and faster initial thread | C | 100 | 1000 | 100 | 32.26
07498311454 | PLT2I-C186 | CableTie,Int,8in,MetDetPoly,DBU,PK100 | Panduit PLT2I-C186 Locking Cable Ties are designed to help the food, beverage and pharmaceutical industries meet product manufacturing safety standards. Featuring metal impregnated material, these metal detectable products are identifiable by metal detec | C | 100 | 1000 | 100 | 38.46
07498354756 | PLT2I-C30 | CableTie,Int,8in,HS Bl,PK100 | Panduit PLT2I-C30 Locking Cable Ties are designed to satisfy the needs of high temperature applications, while delivering consistent performance and reliability. Featuring a curved tip to allow for easy pick up from flat surfaces and faster initial thread | C | 100 | 1000 | 100 | 30.38
07498354815 | PLT2I-C76 | CableTie,Int,8in,Tefzel,AQ,PK100 | Panduit PLT2I-C76 Tefzel locking cable ties are designed for applications requiring resistance to environmental stresses such as chemical attack, gamma radiation, ultraviolet radiation and extreme temperatures. Ideal for use in nuclear power facilities an | C | 100 | 100 | 100 | 180.58
07498302997 | PLT2I-C86 | CableTie,Int,8in,MetDetPoly,LBU,PK100 | Panduit PLT2I-C86 Metal Detectable Cable Ties are designed to help the food, beverage and pharmaceutical industries meet product manufacturing safety standards. Featuring metal impregnated material, these metal detectable products are identifiable by meta | C | 100 | 1000 | 100 | 34.94
07498354031 | PLT2I-M | CableTie,Int,8in,Nyl,Nat,PK1000 | Panduit PLT2I-M Locking Cable Ties are designed to satisfy the needs of general applications, while delivering consistent performance and reliability. Featuring a curved tip to allow for easy pick up from flat surfaces and faster initial threading. Interm | M | 1000 | 5000 | 1000 | 89.61
07498354033 | PLT2I-M0 | CableTie,Int,8in,WR,BL,PK1000 | Panduit PLT2I-M0 Locking Cable Ties are designed to satisfy the needs of general applications, while delivering consistent performance and reliability. Featuring a curved tip to allow for easy pick up from flat surfaces and faster initial threading. Inter | M | 1000 | 5000 | 1000 | 127.17
07498356264 | PLT2I-M1 | CableTie,Int,8in,Nyl,BR,PK1000 | Pan-Ty® locking tie, intermediate cross section, 8.0 (203mm) length, nylon 6.6, brown. | M | 1000 | 5000 | 1000 | 116.77
07498356265 | PLT2I-M10 | CableTie,Int,8in,Nyl,WHT,PK1000 | Pan-Ty® locking tie, intermediate cross section, 8.0 (203mm) length, nylon 6.6, white. | M | 1000 | 5000 | 1000 | 111.21
07498356266 | PLT2I-M14 | CableTie,Int,8in,Nyl,TGY,PK1000 | Pan-Ty® locking tie, intermediate cross section, 8.0 (203mm) length, nylon 6.6, telephone gray, bulk package. | M | 1000 | 5000 | 1000 | 111.21
07498356269 | PLT2I-M2 | CableTie,Int,8in,Nyl,RD,PK1000 | Pan-Ty® locking tie, intermediate cross section, 8.0 (203mm) length, nylon 6.6, red. | M | 1000 | 5000 | 1000 | 111.21
07498356270 | PLT2I-M20 | CableTie,Int,8in,Nyl,BL,PK1000 | Panduit PLT2I-M20 Locking Cable Ties are designed to satisfy the needs of general applications, while delivering consistent performance and reliability. Featuring a curved tip to allow for easy pick up from flat surfaces and faster initial threading. Inte | M | 1000 | 5000 | 1000 | 111.21
07498356271 | PLT2I-M3 | CableTie,Int,8in,Nyl,OR,PK1000 | Pan-Ty® locking tie, intermediate cross section, 8.0 (203mm) length, nylon 6.6, orange. | M | 1000 | 5000 | 1000 | 116.77
07498356272 | PLT2I-M30 | CableTie,Int,8in,HS Bl,PK1000 | Panduit PLT2I-M30 Cable Ties are designed to satisfy the needs of general applications, while delivering consistent performance and reliability. Featuring a curved tip to allow for easy pick up from flat surfaces and faster initial threading. Intermediate | M | 1000 | 5000 | 1000 | 109.17
07498356273 | PLT2I-M300 | CableTie,Int,8in,HSWR,BL,PK1000 | Panduit PLT2I-M300 Locking Cable Ties are designed to satisfy the needs of high temperature and weather resistant applications, while delivering consistent performance and reliability. Featuring a curved tip to allow for easy pick up from flat surfaces a | M | 1000 | 5000 | 1000 | 146.44
07498344415 | PLT2I-M4Y | CableTie,Int,8in,Nyl,Y,PK1000 | Pan-Ty® locking tie, intermediate cross section, 8.0 (203mm) length, nylon 6.6, yellow. | M | 1000 | 5000 | 1000 | 111.21
07498356278 | PLT2I-M5 | CableTie,Int,8in,Nyl,GR,PK1000 | Pan-Ty® locking tie, intermediate cross section, 8.0 (203mm) length, nylon 6.6, green. | M | 1000 | 5000 | 1000 | 111.21
07498328083 | PLT2I-M53 | CableTie,Int,8in,Nyl,FOR,PK1000 | Pan-Ty® locking tie, intermediate cross section, 8.0 (203mm) length, nylon 6.6, fluorescent orange. | M | 1000 | 5000 | 1000 | 122.36
07498328085 | PLT2I-M55 | CableTie,Int,8in,Nyl,FGR,PK1000 | Pan-Ty® locking tie, intermediate cross section, 8.0 (203mm) length, nylon 6.6, fluorescent green. | M | 1000 | 5000 | 1000 | 128.49
07498328086 | PLT2I-M59 | CableTie,Int,8in,Nyl,FPK,PK1000 | Panduit PLT2I-M59 Locking Cable Ties are designed to satisfy the needs of general applications, while delivering consistent performance and reliability. Featuring a curved tip to allow for easy pick up from flat surfaces and faster initial threading. Inte | M | 1000 | 5000 | 1000 | 122.36
07498356279 | PLT2I-M6 | CableTie,Int,8in,Nyl,BU,PK1000 | Pan-Ty® locking tie, intermediate cross section, 8.0 (203mm) length, nylon 6.6, blue. | M | 1000 | 5000 | 1000 | 111.21
07498354816 | PLT2I-M69 | CableTie,Int,8in,FR,IB,PK1000 | Pan-Ty® locking tie, intermediate cross section, 8.0 (203mm) length, flame retardant nylon 6.6, ivory. | M | 1000 | 1000 | 1000 | 266.2
07498356280 | PLT2I-M7 | CableTie,Int,8in,Nyl,PU,PK1000 | Pan-Ty® locking tie, intermediate cross section, 8.0 (203mm) length, nylon 6.6, purple. | M | 1000 | 5000 | 1000 | 116.77
07498354814 | PLT2I-M76 | CableTie,Int,8in,Tefzel,AQ,PK1000 | Panduit PLT2I-M76 Tefzel locking cable ties are designed for applications requiring resistance to environmental stresses such as chemical attack, gamma radiation, ultraviolet radiation and extreme temperatures. Ideal for use in nuclear power facilities an | M | 1000 | 1000 | 1000 | 1366.83
07498356281 | PLT2I-M8 | CableTie,Int,8in,Nyl,GY,PK1000 | Pan-Ty® locking tie, intermediate cross section, 8.0 (203mm) length, nylon 6.6, gray. | M | 1000 | 5000 | 1000 | 111.21
07498354029 | PLT2M-C | CableTie,Min,8in,Nyl,Nat,PK100 | Panduit PLT2M-C Locking Cable Ties are designed to satisfy the needs of general applications, while delivering consistent performance and reliability. Featuring a curved tip to allow for easy pick up from flat surfaces and faster initial threading. Miniat | C | 100 | 1000 | 100 | 20.61
07498354076 | PLT2M-C0 | CableTie,Min,8in,WR,BL,PK100 | Panduit PLT2M-C0 Locking Cable Ties are designed to satisfy the needs of weather resistant applications, while delivering consistent performance and reliability. Featuring a curved tip to allow for easy pick up from flat surfaces and faster initial thread | C | 100 | 1000 | 100 | 26.45
07498354026 | PLT2M-M | CableTie,Min,8in,Nyl,Nat,PK1000 | Panduit PLT2M-M Locking Cable Ties are designed to satisfy the needs of general applications, while delivering consistent performance and reliability. Featuring a curved tip to allow for easy pick up from flat surfaces and faster initial threading. Miniat | M | 1000 | 5000 | 1000 | 68.52
07498354027 | PLT2M-M0 | CableTie,Min,8in,WR,BL,PK1000 | Panduit PLT2M-M0 Locking Cable Ties are designed to satisfy the needs of general applications, while delivering consistent performance and reliability. Featuring a curved tip to allow for easy pick up from flat surfaces and faster initial threading. Minia | M | 1000 | 5000 | 1000 | 98.38
07498356308 | PLT2M-M10 | CableTie,Min,8in,Wh,PK1000 | Pan-Ty® locking tie, miniature cross section, 8.0 (203mm) length, nylon 6.6, white. | M | 1000 | 5000 | 1000 | 76.77
07498356310 | PLT2M-M2 | CableTie,Min,8in,Nyl,RD,PK1000 | Pan-Ty® locking tie, miniature cross section, 8.0 (203mm) length, nylon 6.6, red. | M | 1000 | 5000 | 1000 | 80.63
07498356311 | PLT2M-M20 | CableTie,Min,8in,Nyl,BL,PK1000 | Panduit PLT2M-M20 Locking Cable Ties are designed to satisfy the needs of general applications, while delivering consistent performance and reliability. Featuring a curved tip to allow for easy pick up from flat surfaces and faster initial threading. Mini | M | 1000 | 5000 | 1000 | 76.77
07498356312 | PLT2M-M3 | CableTie,Min,8in,Nyl,OR,PK1000 | Pan-Ty® locking tie, miniature cross section, 8.0 (203mm) length, nylon 6.6, orange. | M | 1000 | 5000 | 1000 | 76.77
07498356313 | PLT2M-M30 | CableTie,Min,8in,HS WR Bl,PK1000 | Panduit PLT2M-M30 Cable Ties are designed to satisfy the needs of general applications, while delivering consistent performance and reliability. Featuring a curved tip to allow for easy pick up from flat surfaces and faster initial threading. Miniature cr | M | 1000 | 5000 | 1000 | 76.77
61305673384 | PLT2M-M300 | Cable Tie, 8.0L (203mm), Miniature, Heat | Pan-Ty® locking tie, miniature cross section, 8.0 (203mm) length, heat stabilized weather resistant nylon 6.6, black | M | 1000 | 5000 | 1000 | 107.23
07498344410 | PLT2M-M4Y | CableTie,Min,8in,Nyl,Y,PK1000 | Pan-Ty® locking tie, miniature cross section, 8.0 (203mm) length, nylon 6.6, yellow. | M | 1000 | 5000 | 1000 | 76.77
07498356317 | PLT2M-M5 | CableTie,Min,8in,Nyl,GR,PK1000 | Pan-Ty® locking tie, miniature cross section, 8.0 (203mm) length, nylon 6.6, green. | M | 1000 | 5000 | 1000 | 76.77
07498356318 | PLT2M-M6 | CableTie,Min,8in,Nyl,BU,PK1000 | Pan-Ty® locking tie, miniature cross section, 8.0 (203mm) length, nylon 6.6, blue. | M | 1000 | 5000 | 1000 | 76.77
07498338560 | PLT2M-M69 | CableTie,Min,8in,FR Ivory,PK1000 | Pan-Ty® locking tie, miniature cross section, 8.0 (203mm) length, flame retardant nylon 6.6, ivory. | M | 1000 | 5000 | 1000 | 201.92
07498356320 | PLT2M-M8 | CableTie,Min,8in,Nyl,GY,PK1000 | Pan-Ty® locking tie, miniature cross section, 8.0 (203mm) length, nylon 6.6, gray. | M | 1000 | 5000 | 1000 | 80.63
07498354045 | PLT2S-C | CableTie,Std,7.4in,Nyl,Nat,PK100 | Panduit PLT2S-C Locking Cable Ties are designed to satisfy the needs of general applications, while delivering consistent performance and reliability. Featuring a curved tip to allow for easy pick up from flat surfaces and faster initial threading. Standa | C | 100 | 1000 | 100 | 22.48
07498354046 | PLT2S-C0 | CableTie,Std.7.4in,WR,BL,PK100 | Panduit PLT2S-C0 Locking Cable Ties are designed to satisfy the needs of general applications, while delivering consistent performance and reliability. Featuring a curved tip to allow for easy pick up from flat surfaces and faster initial threading. Stand | C | 100 | 1000 | 100 | 24.11
07498354130 | PLT2S-C00 | CableTie,Std,7.4in,MilSpecWR,BL,PK100 | Panduit PLT2S-C00 Locking Cable Ties are designed to satisfy the needs of weather resistant mil spec applications, while delivering consistent performance and reliability. Featuring a curved tip to allow for easy pick up from flat surfaces and faster init | C | 100 | 1000 | 100 | 27.71
07498354757 | PLT2S-C1 | CableTie,Std,7.4in,Nyl,BR,PK100 | Pan-Ty® locking tie, standard cross section, 7.4 (188mm) length, nylon 6.6, brown, standard package. | C | 100 | 1000 | 100 | 28.39
07498354766 | PLT2S-C10 | CableTie,Std,7.4in,Nyl,WHT,PK100 | Pan-Ty® locking tie, standard cross section, 7.4 (188mm) length, nylon 6.6, white, standard package. | C | 100 | 1000 | 100 | 27.04
07498329137 | PLT2S-C120 | CableTie,Std,7.4in,Nyl12,BL,PK100 | Panduit PLT2S-C120 Locking Cable Ties are designed to satisfy the needs of solar applications and resistance to corrosive elements such as zinc chloride applications, while delivering consistent performance and reliability. Featuring a curved tip to allow | C | 100 | 1000 | 100 | 24.57
07498311455 | PLT2S-C186 | CableTie,Std,7.3in,MetDetPoly,DBU,PK100 | Panduit PLT2S-C186 Metal Detectable Cable Ties are designed to help the food, beverage and pharmaceutical industries meet product manufacturing safety standards. Featuring metal impregnated material, these metal detectable products are identifiable by met | C | 100 | 1000 | 100 | 31.85
07498354758 | PLT2S-C2 | CableTie,Std,7.4in,Rd,PK100 | Panduit PLT2S-C2 Locking Cable Ties are suitable for use in plenum or air handling spaces, while delivering consistent performance and reliability. Featuring a curved tip to allow for easy pick up from flat surfaces and faster initial threading. Standard | C | 100 | 1000 | 100 | 26.5
07498354769 | PLT2S-C20 | CableTie,Std,7.4in,Nyl,BL,PK100 | Panduit PLT2S-C20 Locking Cable Ties are designed to satisfy the needs of general applications, while delivering consistent performance and reliability. Featuring a curved tip to allow for easy pick up from flat surfaces and faster initial threading. Stan | C | 100 | 1000 | 100 | 27.04
07498354759 | PLT2S-C3 | CableTie,Std,7.4in,Nyl,OR,PK100 | Panduit PLT2S-C3 Locking Cable Ties are designed to satisfy the needs of mil spec applications, while delivering consistent performance and reliability. Featuring a curved tip to allow for easy pick up from flat surfaces and faster initial threading. Stan | C | 100 | 1000 | 100 | 27.04
07498354770 | PLT2S-C30 | CableTie,Std,7.4in,HS,BL,PK100 | Panduit PLT2S-C30 Locking Cable Ties are designed to satisfy the needs of high temperature applications, while delivering consistent performance and reliability. Featuring a curved tip to allow for easy pick up from flat surfaces and faster initial thread | C | 100 | 1000 | 100 | 27.04
07498344416 | PLT2S-C4Y | CableTie,Std,7.4in,Nyl,Y,PK100 | Panduit PLT2S-C4Y Locking Cable Ties are designed to satisfy the needs of mil spec applications, while delivering consistent performance and reliability. Featuring a curved tip to allow for easy pick up from flat surfaces and faster initial threading. Sta | C | 100 | 1000 | 100 | 27.04
07498354761 | PLT2S-C5 | CableTie,Std,7.4in,Nyl,GR,PK100 | Panduit PLT2S-C5 Locking Cable Ties are designed to satisfy the needs of mil spec applications, while delivering consistent performance and reliability. Featuring a curved tip to allow for easy pick up from flat surfaces and faster initial threading. Stan | C | 100 | 1000 | 100 | 27.04
07498334284 | PLT2S-C54 | CableTie,Std,7.4in,Nyl,FY,PK100 | Panduit PLT2S-C54 Locking Cable Ties are designed to satisfy the needs of general applications, while delivering consistent performance and reliability. Featuring a curved tip to allow for easy pick up from flat surfaces and faster initial threading. Stan | C | 100 | 1000 | 100 | 29.83
07498334285 | PLT2S-C55 | CableTie,Std,7.4in,Nyl,FGR,PK100 | Panduit PLT2S-C55 Locking Cable Ties are designed to satisfy the needs of general applications, while delivering consistent performance and reliability. Featuring a curved tip to allow for easy pick up from flat surfaces and faster initial threading. Stan | C | 100 | 1000 | 100 | 29.83
07498334286 | PLT2S-C59 | CableTie,Std,7.4in,Nyl,FPK,PK100 | Pan-Ty® locking tie, standard cross section, 7.4 (188mm) length, nylon 6.6, fluorescent pink, standard package. | C | 100 | 1000 | 100 | 29.83
07498354762 | PLT2S-C6 | CableTie,Std,7.4in,Nyl,BU,PK100 | Panduit PLT2S-C6 Locking Cable Ties are designed to satisfy the needs of mil spec applications, while delivering consistent performance and reliability. Featuring a curved tip to allow for easy pick up from flat surfaces and faster initial threading. Stan | C | 100 | 1000 | 100 | 27.04
07498354763 | PLT2S-C7 | CableTie,Std,7.4in,Nyl,PU,PK100 | Pan-Ty® locking tie, standard cross section, 7.4 (188mm) length, nylon 6.6, purple, standard package. | C | 100 | 1000 | 100 | 28.39
07498344737 | PLT2S-C702Y | CableTie,Std,7.4in,Halar,MN,PK100 | Panduit PLT2S-C702Y Locking Cable Ties are suitable for use in plenum or air handling spaces. With low smoke density and an excellent flammability rating of UL 94V-0, they are an accepted solution for bundling qualified cable without conduit in air handli | C | 100 | 200 | 100 | 197.88
07498303128 | PLT2S-C71 | CableTie,Std,7.4in,PEEK,TBR,PK100 | Panduit PLT2S-C71 Locking Cable Ties are designed for harsh environments where a cable tie material is required to hold up to chemical, high radiation, and/or high operating temperature environments. Non-conductive material that is excellent for high temp | C | 100 | 200 | 100 | 323.25
07498354824 | PLT2S-C76 | CableTie,Std,7.4in,Tefzel,AQ,PK100 | Panduit PLT2S-C76 Tefzel locking cable ties are designed for applications requiring resistance to environmental stresses such as chemical attack, gamma radiation, ultraviolet radiation and extreme temperatures. Ideal for use in nuclear power facilities an | C | 100 | 100 | 100 | 214.63
07498354764 | PLT2S-C8 | CableTie,Std,7.4in,Nyl,GY,PK100 | Panduit PLT2S-C8 Locking Cable Ties are designed to satisfy the needs of mil spec applications, while delivering consistent performance and reliability. Featuring a curved tip to allow for easy pick up from flat surfaces and faster initial threading. Stan | C | 100 | 1000 | 100 | 27.04
07498302999 | PLT2S-C86 | CableTie,Std,7.3in,MetDetNyl,LBU,PK100 | Panduit PLT2S-C86 Metal Detectable Cable Ties are designed to help the food, beverage and pharmaceutical industries meet product manufacturing safety standards. Featuring metal impregnated material, these metal detectable products are identifiable by meta | C | 100 | 1000 | 100 | 28.94
07498354078 | PLT2S-M | CableTie,STd,7.4in,Nyl,Nat,PK1000 | Panduit PLT2S-M Locking Cable Ties are designed to satisfy the needs of general applications, while delivering consistent performance and reliability. Featuring a curved tip to allow for easy pick up from flat surfaces and faster initial threading. Standa | M | 1000 | 5000 | 1000 | 94.25
07498354079 | PLT2S-M0 | CBLTie,Std,7.4in,WIP NYL,BLK,PK1000 | Panduit PLT2S-M0 Locking Cable Ties are designed to satisfy the needs of general applications, while delivering consistent performance and reliability. Featuring a curved tip to allow for easy pick up from flat surfaces and faster initial threading. Stand | M | 1000 | 5000 | 1000 | 105.41
07498354131 | PLT2S-M00 | CableTie,Std,7.4in,MilSpecWR,BL,PK1000 | Panduit PLT2S-M00 Locking Cable Ties are designed to satisfy the needs of weather resistant mil spec applications, while delivering consistent performance and reliability. Featuring a curved tip to allow for easy pick up from flat surfaces and faster init | M | 1000 | 5000 | 1000 | 117.25
07498354917 | PLT2S-M1 | CableTie,Std,7.4in,Nyl,BR,PK1000 | Pan-Ty® locking tie, standard cross section, 7.4 (188mm) length, nylon 6.6, brown, bulk package. | M | 1000 | 5000 | 1000 | 126.02
07498354925 | PLT2S-M10 | CableTie,Std,7.4in,Nyl,WHT,PK1000 | Pan-Ty® locking tie, standard cross section, 7.4 (188mm) length, nylon 6.6, white, bulk package. | M | 1000 | 5000 | 1000 | 126.02
07498354823 | PLT2S-M100 | CableTie,Std,7.4in,WR Bl Poly,PK1000 | Panduit PLT2S-M100 Locking Cable Ties are designed to satisfy the needs of chemical and weather resistant applications, while delivering consistent performance and reliability. Featuring a curved tip to allow for easy pick up from flat surfaces and faster | M | 1000 | 5000 | 1000 | 178.22
07498354821 | PLT2S-M109 | CableTie,Std,7.4in,Poly,PK1000 | Panduit PLT2S-M109 Locking Cable Ties are designed to fasten wiring and hoses in the chemical process industry and related harsh environments. Ideal for applications that demand a cable tie material that provides superior chemical resistance to salts, bas | M | 1000 | 5000 | 1000 | 170.01
07498355003 | PLT2S-M120 | CableTie,Std,7.4in,WR Nylon 12,PK1000 | Panduit PLT2S-M120 Locking Cable Ties are designed to satisfy the needs of solar applications and resistance to corrosive elements such as zinc chloride applications, while delivering consistent performance and reliability. Featuring a curved tip to allow | M | 1000 | 5000 | 1000 | 220.71
07498354918 | PLT2S-M2 | CableTie,Std,7.4in,Rd,PK1000 | Panduit PLT2S-M2 Locking Cable Ties are designed to satisfy the needs of mil spec applications, while delivering consistent performance and reliability. Featuring a curved tip to allow for easy pick up from flat surfaces and faster initial threading. Stan | M | 1000 | 5000 | 1000 | 120.02
07498354927 | PLT2S-M20 | CableTie,Std,7.4in,Nyl,BL,PK1000 | Panduit PLT2S-M20 Locking Cable Ties are designed to satisfy the needs of general applications, while delivering consistent performance and reliability. Featuring a curved tip to allow for easy pick up from flat surfaces and faster initial threading. Stan | M | 1000 | 5000 | 1000 | 120.02
07498354708 | PLT2S-M209 | Cable Tie, Standard, White 7.4" | Panduit PLT2S-M209 Locking Cable Ties are designed to satisfy the needs of general applications, while delivering consistent performance and reliability. Featuring a curved tip to allow for easy pick up from flat surfaces and faster initial threading. Sta | M | 1000 | 5000 | 1000 | 138.24
07498354919 | PLT2S-M3 | CableTie,Std,7.4in,Nyl,OR,PK1000 | Panduit PLT2S-M3 Locking Cable Ties are designed to satisfy the needs of mil spec applications, while delivering consistent performance and reliability. Featuring a curved tip to allow for easy pick up from flat surfaces and faster initial threading. Stan | M | 1000 | 5000 | 1000 | 120.02
07498354928 | PLT2S-M30 | CableTie,Std,7.4in,HS Bl,PK1000 | Panduit PLT2S-M30 Cable Ties are designed to satisfy the needs of general applications, while delivering consistent performance and reliability. Featuring a curved tip to allow for easy pick up from flat surfaces and faster initial threading. Standard cro | M | 1000 | 5000 | 1000 | 120.02
07498356362 | PLT2S-M300 | CableTie,Std,7.4in,HSWR,BL,PK1000 | Panduit PLT2S-M300 Locking Cable Ties are designed to satisfy the needs of high temperature and weather resistant applications, while delivering consistent performance and reliability. Featuring a curved tip to allow for easy pick up from flat surfaces a | M | 1000 | 5000 | 1000 | 144.69
07498354930 | PLT2S-M39 | CableTie,Std,7.4in,HS,Nat,PK1000 | Panduit PLT2S-M39 Locking Cable Ties are designed to satisfy the needs of high temperature applications, while delivering consistent performance and reliability. Featuring a curved tip to allow for easy pick up from flat surfaces and faster initial thread | M | 1000 | 5000 | 1000 | 123.63
07498344417 | PLT2S-M4Y | CableTie,Std,7.4in,Nyl,Y,PK1000 | Panduit PLT2S-M4Y Locking Cable Ties are designed to satisfy the needs of mil spec applications, while delivering consistent performance and reliability. Featuring a curved tip to allow for easy pick up from flat surfaces and faster initial threading. Sta | M | 1000 | 5000 | 1000 | 120.02
07498354921 | PLT2S-M5 | CableTie,Std,7.4in,Nyl,GR,PK1000 | Pan-Ty® locking tie, standard cross section, 7.4 (188mm) length, nylon 6.6, green, bulk package. | M | 1000 | 5000 | 1000 | 120.02
07498334287 | PLT2S-M53 | CableTie,Std,7.4in,Nyl,FOR,PK1000 | Pan-Ty® locking tie, standard cross section, 7.4 (188mm) length, nylon 6.6, fluorescent orange. | M | 1000 | 5000 | 1000 | 136.21
07498334289 | PLT2S-M55 | CableTie,Std,7.4in,Nyl,FGR,PK1000 | Pan-Ty® locking tie, standard cross section, 7.4 (188mm) length, nylon 6.6, fluorescent green, bulk package. | M | 1000 | 5000 | 1000 | 136.21
07498334290 | PLT2S-M59 | CableTie,Std,7.4in,Nyl,FPK,PK1000 | Pan-Ty® locking tie, standard cross section, 7.4 (188mm) length, nylon 6.6, fluorescent pink, bulk package. | M | 1000 | 5000 | 1000 | 136.21
07498354922 | PLT2S-M6 | CableTie,Std,7.4in,Bu,PK1000 | Pan-Ty® locking tie, standard cross section, 7.4 (188mm) length, nylon 6.6, blue, bulk package. | M | 1000 | 5000 | 1000 | 120.02
07498354567 | PLT2S-M60 | CableTie,Std,7.4in,FR,BL,PK1000 | Pan-Ty® locking tie, standard cross section, 7.4 (188mm) length, flame retardant nylon 6.6, black. | M | 1000 | 1000 | 1000 | 356.34
07498355001 | PLT2S-M69 | CableTie,Std,7.4in,FR Ivory,PK1000 | Pan-Ty® locking tie, standard cross section, 7.4 (188mm) length, flame retardant nylon 6.6, ivory. | M | 1000 | 1000 | 1000 | 360.07
07498354923 | PLT2S-M7 | CableTie,Std,7.4in,Nyl,PU,PK1000 | Pan-Ty® locking tie, standard cross section, 7.4 (188mm) length, nylon 6.6, purple, bulk package. | M | 1000 | 5000 | 1000 | 126.02
07498344738 | PLT2S-M702Y | CableTie,Std,7.4in,Halar,MN,PK1000 | Panduit PLT2S-C702Y Locking Cable Ties are suitable for use in plenum or air handling spaces. With low smoke density and an excellent flammability rating of UL 94V-0, they are an accepted solution for bundling qualified cable without conduit in air handli | M | 1000 | 1000 | 1000 | 1651.5
07498390462 | PLT2S-M71 | CableTie,Std,7.4in,PEEK,TBR,PK1000 | Panduit PLT2S-M71 Locking Cable Ties are designed for harsh environments where a cable tie material is required to hold up to chemical, high radiation, and/or high operating temperature environments. Non-conductive material that is excellent for high temp | M | 1000 | 1000 | 1000 | 1761.33
07498354933 | PLT2S-M76 | CableTie,Std,7.4in,Tefzel,AQ,PK1000 | Panduit PLT2S-M76 Tefzel locking cable ties are designed for applications requiring resistance to environmental stresses such as chemical attack, gamma radiation, ultraviolet radiation and extreme temperatures. Ideal for use in nuclear power facilities an | M | 1000 | 1000 | 1000 | 1033.7
07498354924 | PLT2S-M8 | CableTie,Std,7.4in,Nyl,GY,PK1000 | Pan-Ty® locking tie, standard cross section, 7.4 (188mm) length, nylon 6.6, gray, bulk package. | M | 1000 | 5000 | 1000 | 126.02
07498334524 | PLT2S-VMR | CableTie,Std,8.1in,Nat,RL2500 | Panduit PLT2S-VMR continuously molded cable ties provide constant feeding for high productivity and reduced downtime due to fewer reel changes. Standard cross section, 8.1” (206mm) cable ties for use with PAT2S system. Made of Nylon 6.6, are natural in co | M | 1000 | 5000 | 5000 | 110.77
07498337604 | PLT2S-VMR0 | CableTie,Std,8.1in,wrNyl,BL,RL2500 | Panduit PLT2S-VMR0 continuously molded cable ties provide constant feeding for high productivity and reduced downtime due to fewer reel changes. Standard cross section, 8.1” (206mm) cable ties for use with PAT2S system. Made of Weather Resistant Nylon 6.6 | M | 1000 | 5000 | 5000 | 121.83
07498334525 | PLT2S-VMR30 | CableTie,Std,8.1in,hrNyl,BL,RL2500 | Panduit PLT2S-VMR30 continuously molded cable ties provide constant feeding for high productivity and reduced downtime due to fewer reel changes. Standard cross section, 8.1” (206mm) cable ties for use with PAT2S system. Made of Heat Stabilized Nylon 6.6, | M | 1000 | 5000 | 5000 | 121.83
07498377665 | PLT3EH-NB-C0 | CableTie,EH,12.2,NoBckl,WR Bl,PK100 | Pan-Ty® lashing tie, extra-heavy cross section (no buckle design), 12.2 (310mm) length, weather resistant nylon 6.6, black. | M | 1000 | 200 | 100 | 1540.41
07498354300 | PLT3H-L | CBLTie,LTHeavy,11.4in,NYL,Natural,PK50 | Pan-Ty® locking tie, light-heavy cross section, 11.4 (290mm) length, nylon 6.6, natural, standard package. | C | 100 | 500 | 50 | 71.89
07498354077 | PLT3H-L0 | CableTie,LH,11.4in,WR Bl,PK50 | Panduit PLT3H-L0 Locking Cable Ties are designed to satisfy the needs of weather resistant applications, while delivering consistent performance and reliability. Featuring a curved tip to allow for easy pick up from flat surfaces and faster initial thread | C | 100 | 500 | 50 | 77.3
07498311460 | PLT3H-L186 | CableTie,LH,11.1in,MetDetPoly,DBU,PK50 | Panduit PLT3H-L186 Locking Cable Ties are designed to help the food, beverage and pharmaceutical industries meet product manufacturing safety standards. Featuring metal impregnated material, these metal detectable products are identifiable by metal detect | C | 100 | 500 | 50 | 102.79
07498354836 | PLT3H-L76 | CableTie,LH,11.4in,Tefzel,AQ,PK50 | Panduit PLT3H-L76 Tefzel Locking Cable Ties are designed for applications requiring resistance to environmental stresses such as chemical attack, gamma radiation, ultraviolet radiation and extreme temperatures. Ideal for use in nuclear power facilities an | C | 100 | 50 | 50 | 465.38
07498303005 | PLT3H-L86 | CableTie,LH,11.1in,MetDetNyl,LBU,PK50 | Panduit PLT3H-L86 Locking Cable Ties are designed to help the food, beverage and pharmaceutical industries meet product manufacturing safety standards. Featuring metal impregnated material, these metal detectable products are identifiable by metal detecti | C | 100 | 500 | 50 | 93.47
07498338767 | PLT3H-TL | CBLTie,LTHeavy,11.4in,NYL,Natural,PK250 | Pan-Ty® locking tie, light-heavy cross section, 11.4 (290mm) length, nylon 6.6, natural, bulk package. | M | 1000 | 500 | 250 | 514.38
07498338768 | PLT3H-TL0 | CableTie,LH,11.4in,WR Bl,PK250 | Panduit PLT3H-TL0 Locking Cable Ties are designed to satisfy the needs of weather resistant applications, while delivering consistent performance and reliability. Featuring a curved tip to allow for easy pick up from flat surfaces and faster initial threa | M | 1000 | 500 | 250 | 651.25
07498338771 | PLT3H-TL100 | CableTie,LH,11.4in,WRPoly,BL,PK250 | Panduit PLT3H-TL100 Locking Cable Ties are designed to satisfy the needs of chemical and weather resistant applications, while delivering consistent performance and reliability. Featuring a curved tip to allow for easy pick up from flat surfaces and faste | M | 1000 | 500 | 250 | 688.57
07498338772 | PLT3H-TL109 | CableTie,LH,11.4in,Polyp,GR,PK250 | Pan-Ty® locking tie, light-heavy cross section, 11.4 (290mm) length, polypropylene, green. | M | 1000 | 500 | 250 | 688.57
07498338769 | PLT3H-TL30 | CableTie,LH,11.4in,HS,BL,PK250 | Panduit PLT3H-TL30 Locking Cable Ties are designed to satisfy the needs of high temperature applications, while delivering consistent performance and reliability. Featuring a curved tip to allow for easy pick up from flat surfaces and faster initial threa | M | 1000 | 500 | 250 | 617.2
07498338770 | PLT3H-TL76 | CableTie,LH,11.4in,Tefzel,AQ,PK250 | Panduit PLT3H-TL76 Tefzel Locking Cable Ties are designed for applications requiring resistance to environmental stresses such as chemical attack, gamma radiation, ultraviolet radiation and extreme temperatures. Ideal for use in nuclear power facilities a | M | 1000 | 250 | 250 | 3707.5
07498354054 | PLT3I-C | CableTie,Interm,11.4in,Nyl,Nat,PK100 | Panduit PLT3I-C Locking Cable Ties are designed to satisfy the needs of general applications, while delivering consistent performance and reliability. Featuring a curved tip to allow for easy pick up from flat surfaces and faster initial threading. Interm | C | 100 | 1000 | 100 | 32.98
07498354055 | PLT3I-C0 | CableTie,Interm,11.4in,WR,BL,PK100 | Panduit PLT3I-C0 Locking Cable Ties are designed to satisfy the needs of weather resistant applications, while delivering consistent performance and reliability. Featuring a curved tip to allow for easy pick up from flat surfaces and faster initial thread | C | 100 | 1000 | 100 | 44.39
07498354051 | PLT3I-M | CableTie,Int,11.4in,Nyl,Nat,PK1000 | Panduit PLT3I-M Locking Cable Ties are designed to satisfy the needs of general applications, while delivering consistent performance and reliability. Featuring a curved tip to allow for easy pick up from flat surfaces and faster initial threading. Interm | M | 1000 | 5000 | 1000 | 190.73
07498354053 | PLT3I-M0 | CableTie,Int,11.4in,WR,BL,PK1000 | Panduit PLT3I-M0 Locking Cable Ties are designed to satisfy the needs of general applications, while delivering consistent performance and reliability. Featuring a curved tip to allow for easy pick up from flat surfaces and faster initial threading. Inter | M | 1000 | 1000 | 1000 | 254.26
07498356444 | PLT3I-M10 | CableTie,Int,11.4in,Wh,PK1000 | Pan-Ty® locking tie, intermediate cross section, 11.4 (290mm) length, nylon 6.6, white. | M | 1000 | 5000 | 1000 | 237.99
07498356447 | PLT3I-M2 | CableTie,Int,11.4in,Nyl,RD,PK1000 | Pan-Ty® locking tie, intermediate cross section, 11.4 (290mm) length, nylon 6.6, red. | M | 1000 | 5000 | 1000 | 233.33
07498356448 | PLT3I-M20 | CableTie,Int,11.4in,Nyl,BL,PK1000 | Panduit PLT3I-M20 Locking Cable Ties are designed to satisfy the needs of general applications, while delivering consistent performance and reliability. Featuring a curved tip to allow for easy pick up from flat surfaces and faster initial threading. Inte | M | 1000 | 5000 | 1000 | 233.33
07498356449 | PLT3I-M3 | CableTie,Int,11.4in,Nyl,OR,PK1000 | Pan-Ty® locking tie, intermediate cross section, 11.4 (290mm) length, nylon 6.6, orange. | M | 1000 | 5000 | 1000 | 233.33
07498356450 | PLT3I-M30 | CableTie,Int,11.4in,HS,BL,PK1000 | Panduit PLT3I-M30 Locking Cable Ties are designed to satisfy the needs of high temperature applications, while delivering consistent performance and reliability. Featuring a curved tip to allow for easy pick up from flat surfaces and faster initial thread | M | 1000 | 5000 | 1000 | 233.33
07498344744 | PLT3I-M4Y | CableTie,Int,11.4in,Nyl,Y,PK1000 | Pan-Ty® locking tie, intermediate cross section, 11.4 (290mm) length, nylon 6.6, yellow. | M | 1000 | 5000 | 1000 | 233.33
07498356457 | PLT3I-M8 | CableTie,Int,11.4in,Gry,PK1000 | Pan-Ty® locking tie, intermediate cross section, 11.4 (290mm) length, nylon 6.6, gray. | M | 1000 | 5000 | 1000 | 233.33
07498354066 | PLT3S-C | CBLTie,Std,11.5in,NYL,Natural,PK100 | Panduit PLT3S-C Locking Cable Ties are designed to satisfy the needs of general applications, while delivering consistent performance and reliability. Featuring a curved tip to allow for easy pick up from flat surfaces and faster initial threading. Standa | C | 100 | 1000 | 100 | 45.94
07498354067 | PLT3S-C0 | CableTie,Std,11.5in,WR,BL,PK100 | Panduit PLT3S-C0 Locking Cable Ties are designed to satisfy the needs of general applications, while delivering consistent performance and reliability. Featuring a curved tip to allow for easy pick up from flat surfaces and faster initial threading. Stand | C | 100 | 1000 | 100 | 49.18
07498354132 | PLT3S-C00 | CableTie,Std,11.5in,MilSpecWR,BL,PK100 | Panduit PLT3S-C00 Locking Cable Ties are designed to satisfy the needs of weather resistant mil spec applications, while delivering consistent performance and reliability. Featuring a curved tip to allow for easy pick up from flat surfaces and faster init | C | 100 | 1000 | 100 | 53.67
07498311456 | PLT3S-C186 | CableTie,Std,11.5in,MetDetPoly,DBU,PK100 | Panduit PLT3S-C186 Locking Cable Ties are designed to help the food, beverage and pharmaceutical industries meet product manufacturing safety standards. Featuring metal impregnated material, these metal detectable products are identifiable by metal detec | C | 100 | 1000 | 100 | 65.03
07498354791 | PLT3S-C2 | CableTie,Std,11.5in,Rd,PK100 | Panduit PLT3S-C2 Locking Cable Ties are suitable for use in plenum or air handling spaces, while delivering consistent performance and reliability. Featuring a curved tip to allow for easy pick up from flat surfaces and faster initial threading. Standard | C | 100 | 1000 | 100 | 54.69
07498354800 | PLT3S-C20 | CableTie,Std,11.5in,Nyl,BL,PK100 | Pan-Ty® locking tie, standard cross section, 11.5 (292mm) length, nylon 6.6, black, standard package. | C | 100 | 1000 | 100 | 57.43
07498354801 | PLT3S-C30 | CableTie,Std,11.5in,HS,BL,PK100 | Panduit PLT3S-C30 Locking Cable Ties are designed to satisfy the needs of high temperature applications, while delivering consistent performance and reliability. Featuring a curved tip to allow for easy pick up from flat surfaces and faster initial thread | C | 100 | 1000 | 100 | 54.69
07498344739 | PLT3S-C702Y | CableTie,Std,11.6in,Halar,MN,PK100 | Panduit PLT3S-C702Y Locking Cable Ties are suitable for use in plenum or air handling spaces. With low smoke density and an excellent flammability rating of UL 94V-0, they are an accepted solution for bundling qualified cable without conduit in air handli | C | 100 | 200 | 100 | 289.63
07498354825 | PLT3S-C76 | CableTie,Std,11.6in,Tefzel,AQ,PK100 | Panduit PLT3S-C76 Tefzel locking cable ties are designed for applications requiring resistance to environmental stresses such as chemical attack, gamma radiation, ultraviolet radiation and extreme temperatures. Ideal for use in nuclear power facilities an | C | 100 | 100 | 100 | 310.02
07498303001 | PLT3S-C86 | CableTie,Std,11.5in,MetDetPoly,LBU,PK100 | Panduit PLT3S-C86 Metal Detectable Cable Ties are designed to help the food, beverage and pharmaceutical industries meet product manufacturing safety standards. Featuring metal impregnated material, these metal detectable products are identifiable by meta | C | 100 | 1000 | 100 | 59.13
07498354061 | PLT3S-M | CableTie,Std,11.5in,Nyl,Nat,PK1000 | Panduit PLT3S-M Locking Cable Ties are designed to satisfy the needs of general applications, while delivering consistent performance and reliability. Featuring a curved tip to allow for easy pick up from flat surfaces and faster initial threading. Standa | M | 1000 | 2000 | 1000 | 250.47
07498354062 | PLT3S-M0 | CableTie,Std,11.5in,WR,BL,PK1000 | PLT3S-M0 Locking Cable Ties are designed to satisfy the needs of general applications, while delivering consistent performance and reliability. Featuring a curved tip to allow for easy pick up from flat surfaces and faster initial threading. Standard cros | M | 1000 | 2000 | 1000 | 297.63
07498354133 | PLT3S-M00 | CableTie,Std,11.5in,MilSpecWR,BL,PK1000 | Panduit PLT3S-M00 Locking Cable Ties are designed to satisfy the needs of weather resistant mil spec applications, while delivering consistent performance and reliability. Featuring a curved tip to allow for easy pick up from flat surfaces and faster init | M | 1000 | 2000 | 1000 | 312.27
07498356477 | PLT3S-M10 | CableTie,Std,11.5in,Nyl,WHT,PK1000 | Pan-Ty® locking tie, standard cross section, 11.5 (292mm) length, nylon 6.6, white. | M | 1000 | 2000 | 1000 | 310.52
07498354831 | PLT3S-M100 | CableTie,Std,11.5in,WR Bl Poly,PK1000 | Panduit PLT3S-M100 Locking Cable Ties are designed to satisfy the needs of chemical and weather resistant applications, while delivering consistent performance and reliability. Featuring a curved tip to allow for easy pick up from flat surfaces and faste | M | 1000 | 2000 | 1000 | 404.14
07498354829 | PLT3S-M109 | CableTie,Std,11.5in,Poly,PK1000 | Panduit PLT3S-M109 Locking Cable Ties are designed to fasten wiring and hoses in the chemical process industry and related harsh environments. Ideal for applications that demand a cable tie material that provides superior chemical resistance to salts, bas | M | 1000 | 2000 | 1000 | 404.14
07498380668 | PLT3S-M120 | Cable Tie, 11.5"L (292mm) Standard, Nylo | Panduit PLT3S-M120 Cable Ties are designed to satisfy the needs of general applications, while delivering consistent performance and reliability. Featuring a curved tip to allow for easy pick up from flat surfaces and faster initial threading. Standard cr | M | 1000 | 2000 | 1000 | 541.86
07498356479 | PLT3S-M2 | CableTie,Std,11.5in,Rd,PK1000 | Panduit PLT3S-M2 Locking Cable Ties are designed to satisfy the needs of mil spec applications, while delivering consistent performance and reliability. Featuring a curved tip to allow for easy pick up from flat surfaces and faster initial threading. Stan | M | 1000 | 2000 | 1000 | 307.13
07498356480 | PLT3S-M20 | CableTie,Std,11.5in,Bl,PK1000 | Panduit PLT3S-M20 Locking Cable Ties are designed to satisfy the needs of general applications, while delivering consistent performance and reliability. Featuring a curved tip to allow for easy pick up from flat surfaces and faster initial threading. Stan | M | 1000 | 2000 | 1000 | 295.74
07498356471 | PLT3S-M209 | Cable Tie, Standard, Natural 11.5" | Panduit PLT3S-M209 Locking Cable Ties are designed to satisfy the needs of general applications, while delivering consistent performance and reliability. Featuring a curved tip to allow for easy pick up from flat surfaces and faster initial threading. Sta | M | 1000 | 2000 | 1000 | 342.88
07498356481 | PLT3S-M3 | CableTie,Std,11.5in,Nyl,OR,PK1000 | Panduit PLT3S-M3 Locking Cable Ties are designed to satisfy the needs of mil spec applications, while delivering consistent performance and reliability. Featuring a curved tip to allow for easy pick up from flat surfaces and faster initial threading. Stan | M | 1000 | 2000 | 1000 | 307.13
07498356482 | PLT3S-M30 | CableTie,Std,11.5in,HS Bl,PK1000 | Panduit PLT3S-M30 Locking Cable Ties are designed to satisfy the needs of high temperature applications, while delivering consistent performance and reliability. Featuring a curved tip to allow for easy pick up from flat surfaces and faster initial thread | M | 1000 | 2000 | 1000 | 295.74
61305668584 | PLT3S-M300 | Cable Tie, 11.5L (292mm), Standard, Heat | Panduit PLT3S-M300 Locking Cable Ties are designed to satisfy the needs of high temperature and weather resistant applications, while delivering consistent performance and reliability. Featuring a curved tip to allow for easy pick up from flat surfaces a | M | 1000 | 2000 | 1000 | 416.7
07498344434 | PLT3S-M4Y | CableTie,Std,11.5in,Ny,Y,PK1000 | Pan-Ty® locking tie, standard cross section, 11.5 (292mm) length, nylon 6.6, yellow. | M | 1000 | 2000 | 1000 | 295.74
07498356486 | PLT3S-M5 | CableTie,STd,11.5in,NY,GR,PK1000 | Pan-Ty® locking tie, standard cross section, 11.5 (292mm) length, nylon 6.6, green. | M | 1000 | 2000 | 1000 | 307.13
07498328091 | PLT3S-M53 | CableTie,Std,11.5in,FL Or,PK1000 | Pan-Ty® locking tie, standard cross section, 11.5 (292mm) length, nylon 6.6, fluorescent orange. | M | 1000 | 2000 | 1000 | 331.75
07498328093 | PLT3S-M55 | CableTie,Std,11.5in,Nyl,FGR,PK1000 | Pan-Ty® locking tie, standard cross section, 11.5 (292mm) length, nylon 6.6, fluorescent green. | M | 1000 | 2000 | 1000 | 331.75
07498328094 | PLT3S-M59 | CableTie,Std,11.5in,FL Pink,PK1000 | Pan-Ty® locking tie, standard cross section, 11.5 (292mm) length, nylon 6.6, fluorescent pink. | M | 1000 | 2000 | 1000 | 331.75
07498356487 | PLT3S-M6 | CableTie,Std,11.5in,Nyl,BU,PK1000 | Pan-Ty® locking tie, standard cross section, 11.5 (292mm) length, nylon 6.6, blue. | M | 1000 | 2000 | 1000 | 307.13
07498356488 | PLT3S-M7 | CableTie,Std,11.5in,Nyl,PU,PK1000 | Pan-Ty® locking tie, standard cross section, 11.5 (292mm) length, nylon 6.6, purple. | M | 1000 | 2000 | 1000 | 310.52
07498344740 | PLT3S-M702Y | CableTie,Std,11.6in,Halar,MN,PK1000 | Panduit PLT3S-M702Y Locking Cable Ties are suitable for use in plenum or air handling spaces. With low smoke density and an excellent flammability rating of UL 94V-0, they are an accepted solution for bundling qualified cable without conduit in air handli | M | 1000 | 1000 | 1000 | 2379.55
07498354826 | PLT3S-M76 | CableTie,Std,11.6in,Tefzel,AQ,PK1000 | Panduit PLT3S-M76 Tefzel Locking Cable Ties are designed for applications requiring resistance to environmental stresses such as chemical attack, gamma radiation, ultraviolet radiation and extreme temperatures. Ideal for use in nuclear power facilities an | M | 1000 | 1000 | 1000 | 2522.92
07498356489 | PLT3S-M8 | CableTie,Std,11.5in,Nyl,GY,PK1000 | Pan-Ty® locking tie, standard cross section, 11.5 (292mm) length, nylon 6.6, gray. | M | 1000 | 2000 | 1000 | 310.52
07498312315 | PLT3S-VMR | CableTie,Std,11.3in,Nat,RL2500 | Reel-Fed cable tie for PAT3S system, standard cross section, 11.3 (287mm) length, nylon 6.6, natural. | M | 1000 | 2500 | 2500 | 254.68
07498312347 | PLT3S-VMR30 | CableTie,Std,11.3in,BL,RL2500 | Reel-Fed cable tie for PAT3S system, standard cross section, 11.3 (287mm) length, heat stabilized nylon 6.6, black. | M | 1000 | 2500 | 2500 | 289.23
07498339423 | PLT4.5S-C | CBLTie,Std,15.5in,NYL,Natural,PK100 | Pan-Ty® locking tie, standard cross section, 15.5 (394mm) length, nylon 6.6, natural, standard package. | C | 100 | 1000 | 100 | 61.94
07498339424 | PLT4.5S-C0 | CableTie,Std,15.5in,WR,BL,PK100 | Panduit PLT4.5S-C0 Locking Cable Ties are designed to satisfy the needs of weather resistant applications, while delivering consistent performance and reliability. Featuring a curved tip to allow for easy pick up from flat surfaces and faster initial thre | C | 100 | 1000 | 100 | 67.57
07498339425 | PLT4.5S-M | CableTie,Std,15.5in,Nyl,Nat,PK1000 | Panduit PLT4.5S-M Locking Cable Ties are designed to satisfy the needs of general applications, while delivering consistent performance and reliability. Featuring a curved tip to allow for easy pick up from flat surfaces and faster initial threading. Stan | M | 1000 | 1000 | 1000 | 332.31
07498339426 | PLT4.5S-M0 | CableTie,Std,15.5in,WR,BL,PK1000 | Pan-Ty® locking tie, standard cross section, 15.5 (394mm) length, weather resistant nylon 6.6, black, bulk package. | M | 1000 | 1000 | 1000 | 396.27
07498356493 | PLT4H-C | CableTie,LH,14.5in,Nat,PK100 | Panduit PLT4H-C Locking Cable Ties are designed to satisfy the needs of general applications, while delivering consistent performance and reliability. Featuring a curved tip to allow for easy pick up from flat surfaces and faster initial threading. Light- | C | 100 | 500 | 100 | 70.21
07498356496 | PLT4H-C0 | CableTie,LH,14.5in,WR Bl,PK100 | Panduit PLT4H-C0 Locking Cable Ties are designed to satisfy the needs of general applications, while delivering consistent performance and reliability. Featuring a curved tip to allow for easy pick up from flat surfaces and faster initial threading. Light | C | 100 | 500 | 100 | 82.88
07498354091 | PLT4H-L | CableTie,LH,14.5in,Nat,PK50 | Panduit PLT4H-L Locking Cable Ties are designed to satisfy the needs of general applications, while delivering consistent performance and reliability. Featuring a curved tip to allow for easy pick up from flat surfaces and faster initial threading. Light- | C | 100 | 500 | 50 | 75.42
07498354092 | PLT4H-L0 | CableTie,LH14.5in,WR Bl,PK50 | Panduit PLT4H-L0 Locking Cable Ties are designed to satisfy the needs of general applications, while delivering consistent performance and reliability. Featuring a curved tip to allow for easy pick up from flat surfaces and faster initial threading. Light | C | 100 | 500 | 50 | 82.01
07498354848 | PLT4H-L00 | CableTie,LH,14.5in,MilSpecWR,BL,PK50 | Panduit PLT4H-L00 Locking Cable Ties are designed to satisfy the needs of weather resistant mil spec applications, while delivering consistent performance and reliability. Featuring a curved tip to allow for easy pick up from flat surfaces and faster init | C | 100 | 500 | 50 | 95.79
07498311461 | PLT4H-L186 | CableTie,LH,14.4in,MetDetPoly,DBU,PK50 | Panduit PLT4H-L186 Locking Cable Ties are designed to help the food, beverage and pharmaceutical industries meet product manufacturing safety standards. Featuring metal impregnated material, these metal detectable products are identifiable by metal detect | C | 100 | 500 | 50 | 109.42
07498354089 | PLT4H-L76 | CableTie,LH,14.6in,Tefzel,AQ,PK50 | Panduit PLT4H-L76 Tefzel Locking Cable Ties are designed for applications requiring resistance to environmental stresses such as chemical attack, gamma radiation, ultraviolet radiation and extreme temperatures. Ideal for use in nuclear power facilities an | C | 100 | 50 | 50 | 546.39
07498303007 | PLT4H-L86 | CableTie,LH,14.4in,MetDetNyl,LBU,PK50 | Panduit PLT4H-L86 Locking Cable Ties are designed to help the food, beverage and pharmaceutical industries meet product manufacturing safety standards. Featuring metal impregnated material, these metal detectable products are identifiable by metal detecti | C | 100 | 500 | 50 | 99.48
07498354069 | PLT4H-TL | CableTie,LH,14.5in,Nat,PK250 | Panduit PLT4H-TL Locking Cable Ties are designed to satisfy the needs of general applications, while delivering consistent performance and reliability. Featuring a curved tip to allow for easy pick up from flat surfaces and faster initial threading. Light | M | 1000 | 500 | 250 | 558.36
07498353942 | PLT4H-TL0 | CableTie,LH,14.5in,WR Bl,PK250 | Panduit PLT4H-TL0 Locking Cable Ties are designed to satisfy the needs of general applications, while delivering consistent performance and reliability. Featuring a curved tip to allow for easy pick up from flat surfaces and faster initial threading. Ligh | M | 1000 | 500 | 250 | 660.64
07498310211 | PLT4H-TL0/147 | CableTie,T/F,H,14.5in,WR,BL,PK250 | Panduit PLT4H-TL0/147 Flexible Cable Ties are designed for weather resistant heavy duty applications such as truck, bus and heavy equipment. With their excellent tensile strength and flexible strap body, they deliver consistent performance and reliability | M | 1000 | 500 | 250 | 715.23
07498353943 | PLT4H-TL00 | CableTie,LH,14.5in,MilSpec Bl,PK250 | Panduit PLT4H-TL00 Locking Cable Ties are designed to satisfy the needs of weather resistant mil spec applications, while delivering consistent performance and reliability. Featuring a curved tip to allow for easy pick up from flat surfaces and faster ini | M | 1000 | 500 | 250 | 733.58
07498353948 | PLT4H-TL1 | CableTie,LH,14.5in,Nyl,BR,PK250 | Pan-Ty® locking tie, light-heavy cross section, 14.5 (368mm) length, nylon 6.6, brown. | M | 1000 | 500 | 250 | 732.13
07498353956 | PLT4H-TL10 | CableTie,LH,14.5in,Nyl,WHT,PK250 | Pan-Ty® locking tie, light-heavy cross section, 14.5 (368mm) length, nylon 6.6, white. | M | 1000 | 500 | 250 | 732.13
07498353946 | PLT4H-TL100 | CableTie,LH,14.5in,WR Blk Poly,PK250 | Panduit PLT4H-TL100 Locking Cable Ties are designed to satisfy the needs of chemical and weather resistant applications, while delivering consistent performance and reliability. Featuring a curved tip to allow for easy pick up from flat surfaces and faste | M | 1000 | 500 | 250 | 1004.66
07498353947 | PLT4H-TL109 | CableTie,LH,14.5in,Poly,GR,PK250 | Pan-Ty® locking tie, light-heavy cross section, 14.5, polypropylene, green. | M | 1000 | 500 | 250 | 967.46
07498353959 | PLT4H-TL120 | CableTie,LH,14.5in,WR Ny12 Bl,PK250 | Panduit PLT4H-TL120 Locking Cable Ties are designed to satisfy the needs of solar applications and resistance to corrosive elements such as zinc chloride applications, while delivering consistent performance and reliability. Cable tie of choice for making | M | 1000 | 500 | 250 | 1384.26
07498353949 | PLT4H-TL2 | CableTie,LH,14.5in,Nyl,RD,PK250 | Pan-Ty® locking tie, light-heavy cross section, 14.5 (368mm) length, nylon 6.6, red. | M | 1000 | 500 | 250 | 697.24
07498353957 | PLT4H-TL20 | CableTie,LH,14.5in,Nyl,BL,PK250 | Pan-Ty® locking tie, light-heavy cross section, 14.5 (368mm) length, nylon 6.6, black. | M | 1000 | 500 | 250 | 732.13
07498353950 | PLT4H-TL3 | CableTie,LH,14.5in,Nyl,OR,PK250 | Pan-Ty® locking tie, light-heavy cross section, 14.5 (368mm) length, nylon 6.6, orange. | M | 1000 | 500 | 250 | 697.24
07498353958 | PLT4H-TL30 | CableTie,LH,14.5in,HS Bl,PK250 | Panduit PLT4H-TL30 Cable Ties are designed to satisfy the needs of general applications, while delivering consistent performance and reliability. Featuring a curved tip to allow for easy pick up from flat surfaces and faster initial threading. Light-heavy | M | 1000 | 500 | 250 | 724.33
07498310212 | PLT4H-TL30/147 | CableTie,T/F,H,14.5in,HS,BL,PK250 | Panduit PLT4H-TL30/147 Flexible Cable Ties are designed for high temperature heavy duty applications such as truck, bus and heavy equipment. With their excellent tensile strength and flexible strap body, they deliver consistent performance and reliability | M | 1000 | 500 | 250 | 724.08
07498353961 | PLT4H-TL300 | CableTie,LH,14.5in,HSWR,BL,PK250 | Panduit PLT4H-TL300 Locking Cable Ties are designed to satisfy the needs of high temperature and weather resistant applications, while delivering consistent performance and reliability. Featuring a curved tip to allow for easy pick up from flat surfaces | M | 1000 | 500 | 250 | 857.81
07498344807 | PLT4H-TL4Y | CableTie,LH,14.5in,Nyl,Y,PK250 | Pan-Ty® locking tie, light-heavy cross section, 14.5 (368mm) length, nylon 6.6, yellow. | M | 1000 | 500 | 250 | 697.24
07498353952 | PLT4H-TL5 | CableTie,LH,14.5in,Nyl,GR,PK250 | Pan-Ty® locking tie, light-heavy cross section, 14.5 (368mm) length, nylon 6.6, green. | M | 1000 | 500 | 250 | 697.24
07498353953 | PLT4H-TL6 | CableTie,LH,14.5in,Nyl,BU,PK250 | Pan-Ty® locking tie, light-heavy cross section, 14.5 (368mm) length, nylon 6.6, blue. | M | 1000 | 500 | 250 | 697.24
07498353944 | PLT4H-TL69 | CableTie,LH,14.6in,FR,IV,PK250 | Panduit PLT4H-TL69 Locking Cable Ties are designed to satisfy the needs of flame retardant (UL 94V-0) applications, while delivering consistent performance and reliability. Featuring a curved tip to allow for easy pick up from flat surfaces and faster ini | M | 1000 | 500 | 250 | 1316.63
07498353945 | PLT4H-TL76 | CableTie,LH,14.6in,Tefzel,AQ,PK250 | Panduit PLT4H-TL76 Tefzel locking cable ties are designed for applications requiring resistance to environmental stresses such as chemical attack, gamma radiation, ultraviolet radiation and extreme temperatures. Ideal for use in nuclear power facilities a | M | 1000 | 250 | 250 | 4412.41
07498354068 | PLT4I-C | CableTie,Int,14.5in,Nyl,Nat,PK100 | Panduit PLT4I-C Locking Cable Ties are designed to satisfy the needs of general applications, while delivering consistent performance and reliability. Featuring a curved tip to allow for easy pick up from flat surfaces and faster initial threading. Interm | C | 100 | 1000 | 100 | 46.26
07498354073 | PLT4I-C0 | CableTie,Int,14.5in,WR,BL,PK100 | Panduit PLT4I-C0 Locking Cable Ties are designed to satisfy the needs of weather resistant applications, while delivering consistent performance and reliability. Featuring a curved tip to allow for easy pick up from flat surfaces and faster initial thread | C | 100 | 1000 | 100 | 57.7
07498354071 | PLT4I-M | CableTie,Int,14.5in,Nyl,Nat,PK1000 | Panduit PLT4I-M Locking Cable Ties are designed to satisfy the needs of general applications, while delivering consistent performance and reliability. Featuring a curved tip to allow for easy pick up from flat surfaces and faster initial threading. Interm | M | 1000 | 2000 | 1000 | 296.88
07498354072 | PLT4I-M0 | CableTie,Int,14.5in,WR,BL,PK1000 | Panduit PLT4I-M0 Locking Cable Ties are designed to satisfy the needs of weather resistant applications, while delivering consistent performance and reliability. Featuring a curved tip to allow for easy pick up from flat surfaces and faster initial thread | M | 1000 | 2000 | 1000 | 393.79
07498356580 | PLT4I-M14 | CableTie,Int,14.5in,Nyl,TGY,PK1000 | Pan-Ty® locking tie, intermediate cross section, 14.5 (368mm) length, nylon 6.6, telephone gray, bulk package. | M | 1000 | 2000 | 1000 | 349.87
07498356583 | PLT4I-M20 | CableTie,Int,14.5in,Nyl,BL,PK1000 | Pan-Ty® locking tie, intermediate cross section, 14.5 (368mm) length, nylon 6.6, black. | M | 1000 | 2000 | 1000 | 367.37
07498356585 | PLT4I-M30 | CableTie,Int,14.5in,HS,BL,PK1000 | Panduit PLT4I-M30 Locking Cable Ties are designed to satisfy the needs of high temperature applications, while delivering consistent performance and reliability. Featuring a curved tip to allow for easy pick up from flat surfaces and faster initial thread | M | 1000 | 2000 | 1000 | 349.87
07498356589 | PLT4I-M6 | CableTie,Int,14.5in,Nyl,BU,PK1000 | Pan-Ty® locking tie, intermediate cross section, 14.5 (368mm) length, nylon 6.6, blue. | M | 1000 | 2000 | 1000 | 367.37
07498354083 | PLT4S-C | CableTie,Std,14.5in,Nyl,Nat,PK100 | Panduit PLT4S-C Locking Cable Ties are designed to satisfy the needs of general applications, while delivering consistent performance and reliability. Featuring a curved tip to allow for easy pick up from flat surfaces and faster initial threading. Standa | C | 100 | 1000 | 100 | 51.77
07498354084 | PLT4S-C0 | CableTie,Std,14.5in,WR Bl,PK100 | Panduit PLT4S-C0 Locking Cable Ties are designed to satisfy the needs of general applications, while delivering consistent performance and reliability. Featuring a curved tip to allow for easy pick up from flat surfaces and faster initial threading. Stand | C | 100 | 1000 | 100 | 55.46
07498354134 | PLT4S-C00 | CableTie,Std,14.5in,MilSpecWR,BL,PK100 | Panduit PLT4S-C00 Locking Cable Ties are designed to satisfy the needs of weather resistant mil spec applications, while delivering consistent performance and reliability. Featuring a curved tip to allow for easy pick up from flat surfaces and faster init | C | 100 | 1000 | 100 | 61.14
07498354781 | PLT4S-C10 | CableTie,Std,14.5in,Nyl,WHT,PK100 | Pan-Ty® locking tie, standard cross section, 14.5 (368mm) length, nylon 6.6, white, standard package. | C | 100 | 1000 | 100 | 62.42
07498380570 | PLT4S-C120 | CblTie,14.5"L,Std,Nyl12,BL,PK100 | Panduit PLT4S-C120 Locking Cable Ties are designed to satisfy the needs of solar applications and resistance to corrosive elements such as zinc chloride applications, while delivering consistent performance and reliability. Featuring a curved tip to allow | C | 100 | 1000 | 100 | 86.54
07498311459 | PLT4S-C186 | CableTie,Std,14.4in,MetDetPoly,DBU,PK100 | Panduit PLT4S-C186 Locking Cable Ties are designed to help the food, beverage and pharmaceutical industries meet product manufacturing safety standards. Featuring metal impregnated material, these metal detectable products are identifiable by metal detect | C | 100 | 1000 | 100 | 73.98
07498354773 | PLT4S-C2 | CableTie,Std,14.5in,Nyl,RD, | Panduit PLT4S-C2 Locking Cable Ties are suitable for use in plenum or air handling spaces, while delivering consistent performance and reliability. Featuring a curved tip to allow for easy pick up from flat surfaces and faster initial threading. Standard | C | 100 | 1000 | 100 | 62.42
07498354783 | PLT4S-C20 | CableTie,Std,14.5in,Nyl,BL,PK100 | Pan-Ty® locking tie, standard cross section, 14.5 (368mm) length, nylon 6.6, black, standard package. | C | 100 | 1000 | 100 | 62.42
07498354774 | PLT4S-C3 | CableTie,Std,14.5in,Nyl,OR,PK100 | Pan-Ty® locking tie, standard cross section, 14.5 (368mm) length, nylon 6.6, orange, standard package. | C | 100 | 1000 | 100 | 62.42
07498354784 | PLT4S-C30 | CableTie,Std,14.5in,HS,BL,PK100 | Panduit PLT4S-C30 Locking Cable Ties are designed to satisfy the needs of high temperature applications, while delivering consistent performance and reliability. Featuring a curved tip to allow for easy pick up from flat surfaces and faster initial thread | C | 100 | 1000 | 100 | 62.42
07498344435 | PLT4S-C4Y | CableTie,Std,14.5in,Nyl,YL,PK100 | Panduit PLT4S-C4Y Locking Cable Ties are designed to satisfy the needs of mil spec applications, while delivering consistent performance and reliability. Featuring a curved tip to allow for easy pick up from flat surfaces and faster initial threading. Sta | C | 100 | 1000 | 100 | 62.42
07498354776 | PLT4S-C5 | CableTie,Std,14.5in,Nyl,GR,PK100 | Pan-Ty® locking tie, standard cross section, 14.5 (368mm) length, nylon 6.6, green, standard package. | C | 100 | 1000 | 100 | 62.42
07498354777 | PLT4S-C6 | CableTie,Std,14.5n,Nyl,BU,PK100 | Pan-Ty® locking tie, standard cross section, 14.5 (368mm) length, nylon 6.6, blue, standard package. | C | 100 | 1000 | 100 | 62.42
07498354093 | PLT4S-C76 | CableTie,Std,14.6in,Tefzel,AQ,PK100 | Panduit PLT4S-C76 Tefzel locking cable ties are designed for applications requiring resistance to environmental stresses such as chemical attack, gamma radiation, ultraviolet radiation and extreme temperatures. Ideal for use in nuclear power facilities an | C | 100 | 100 | 100 | 347.88
07498354779 | PLT4S-C8 | CableTie,Std,14.5in,Nyl,GY,PK100 | Pan-Ty® locking tie, standard cross section, 14.5 (368mm) length, nylon 6.6, gray, standard package. | C | 100 | 1000 | 100 | 62.42
07498303003 | PLT4S-C86 | CableTie,Std,14.4in,MetDetNyl,LBU,PK100 | Panduit PLT4S-C86 Metal Detectable Cable Ties are designed to help the food, beverage and pharmaceutical industries meet product manufacturing safety standards. Featuring metal impregnated material, these metal detectable products are identifiable by meta | C | 100 | 1000 | 100 | 67.23
07498354081 | PLT4S-M | CBLTie,Std,14.5in,NYL,Natural,PK1000 | Panduit PLT4S-M Locking Cable Ties are designed to satisfy the needs of general applications, while delivering consistent performance and reliability. Featuring a curved tip to allow for easy pick up from flat surfaces and faster initial threading. Standa | M | 1000 | 1000 | 1000 | 279.93
07498354094 | PLT4S-M0 | CBLTie,Std,14.5in,WP NYL,BLK,PK1000 | Panduit PLT4S-M0 Locking Cable Ties are designed to satisfy the needs of general applications, while delivering consistent performance and reliability. Featuring a curved tip to allow for easy pick up from flat surfaces and faster initial threading. Stand | M | 1000 | 1000 | 1000 | 316.08
07498354135 | PLT4S-M00 | CableTie,Std,14.5in,MilSpecWR,BL,PK1000 | Panduit PLT4S-M00 Locking Cable Ties are designed to satisfy the needs of weather resistant mil spec applications, while delivering consistent performance and reliability. Featuring a curved tip to allow for easy pick up from flat surfaces and faster init | M | 1000 | 1000 | 1000 | 351.79
07498356614 | PLT4S-M1 | CableTie,Std,14.5in,Nyl,BR,PK1000 | Pan-Ty® locking tie, standard cross section, 14.5 (368mm) length, nylon 6.6, brown. | M | 1000 | 1000 | 1000 | 360.04
07498356615 | PLT4S-M10 | CableTie,Std,14.5in,Nyl,WHT,PK1000 | Pan-Ty® locking tie, standard cross section, 14.5 (368mm) length, nylon 6.6, white, bulk package. | M | 1000 | 1000 | 1000 | 360.04
07498354838 | PLT4S-M100 | CableTie,Std,14.5in,WR Bl Poly,PK1000 | Panduit PLT4S-M100 Locking Cable Ties are designed to satisfy the needs of chemical and weather resistant applications, while delivering consistent performance and reliability. Featuring a curved tip to allow for easy pick up from flat surfaces and faster | M | 1000 | 1000 | 1000 | 518.72
07498354839 | PLT4S-M109 | CableTie,Std,14.5in,Poly,GR,PK1000 | Panduit PLT4S-M109 Locking Cable Ties are designed to fasten wiring and hoses in the chemical process industry and related harsh environments. Ideal for applications that demand a cable tie material that provides superior chemical resistance to salts, bas | M | 1000 | 1000 | 1000 | 499.53
07498354840 | PLT4S-M120 | CableTie,Std,14.5in,WR Ny12 Bl,PK1000 | Panduit PLT4S-M120 Locking Cable Ties are designed to satisfy the needs of solar applications and resistance to corrosive elements such as zinc chloride applications, while delivering consistent performance and reliability. Cable tie of choice for making | M | 1000 | 1000 | 1000 | 690.13
07498356618 | PLT4S-M2 | CableTie,Std,14.5in,Rd,PK1000 | Panduit PLT4S-M2 Locking Cable Ties are designed to satisfy the needs of mil spec applications, while delivering consistent performance and reliability. Featuring a curved tip to allow for easy pick up from flat surfaces and faster initial threading. Stan | M | 1000 | 1000 | 1000 | 342.88
07498356619 | PLT4S-M20 | CableTie,Std,14.5in,Nyl,BL,PK1000 | Panduit PLT4S-M20 Locking Cable Ties are designed to satisfy the needs of general applications, while delivering consistent performance and reliability. Featuring a curved tip to allow for easy pick up from flat surfaces and faster initial threading. Stan | M | 1000 | 1000 | 1000 | 342.88
07498356620 | PLT4S-M3 | CableTie,Std,14.5in,Or,PK1000 | Panduit PLT4S-M3 Locking Cable Ties are designed to satisfy the needs of mil spec applications, while delivering consistent performance and reliability. Featuring a curved tip to allow for easy pick up from flat surfaces and faster initial threading. Stan | M | 1000 | 1000 | 1000 | 342.88
07498356621 | PLT4S-M30 | CableTie,Std,14.5in,HS Bl,PK1000 | Panduit PLT4S-M30 Cable Ties are designed to satisfy the needs of general applications, while delivering consistent performance and reliability. Featuring a curved tip to allow for easy pick up from flat surfaces and faster initial threading. Standard cro | M | 1000 | 1000 | 1000 | 342.88
07498356622 | PLT4S-M300 | CableTie,Std,14.5in,HSWR,BL,PK1000 | Panduit PLT4S-M300 Locking Cable Ties are designed to satisfy the needs of high temperature and weather resistant applications, while delivering consistent performance and reliability. Featuring a curved tip to allow for easy pick up from flat surfaces a | M | 1000 | 1000 | 1000 | 458.5
07498344436 | PLT4S-M4Y | CableTie,Std,14.5in,Yl,PK1000 | Panduit PLT4S-M4Y Locking Cable Ties are designed to satisfy the needs of mil spec applications, while delivering consistent performance and reliability. Featuring a curved tip to allow for easy pick up from flat surfaces and faster initial threading. Sta | M | 1000 | 1000 | 1000 | 342.88
07498356628 | PLT4S-M5 | CableTie,Std,14.5in,Gr,PK1000 | Pan-Ty® locking tie, standard cross section, 14.5 (368mm) length, nylon 6.6, green, bulk package. | M | 1000 | 1000 | 1000 | 360.04
07498356629 | PLT4S-M6 | CableTie,Std,14.5in,Nyl,BU,PK1000 | Pan-Ty® locking tie, standard cross section, 14.5 (368mm) length, nylon 6.6, blue, bulk package. | M | 1000 | 1000 | 1000 | 360.04
07498338561 | PLT4S-M69 | CableTie,Std,14.5in,FR Ivory,PK1000 | Panduit PLT4S-M69 Locking Cable Ties are designed to satisfy the needs of flame retardant (UL 94V-0) applications, while delivering consistent performance and reliability. Featuring a curved tip to allow for easy pick up from flat surfaces and faster init | M | 1000 | 1000 | 1000 | 672.93
07498356631 | PLT4S-M76 | CableTie,Std,14.6in,Tefzel,AQ,PK1000 | Panduit PLT4S-M76 Tefzel locking cable ties are designed for applications requiring resistance to environmental stresses such as chemical attack, gamma radiation, ultraviolet radiation and extreme temperatures. Ideal for use in nuclear power facilities an | M | 1000 | 1000 | 1000 | 2996.6
07498356632 | PLT4S-M8 | CableTie,Std,14.5in,Nyl,GY,PK1000 | Pan-Ty® locking tie, standard cross section, 14.5 (368mm) length, nylon 6.6, gray, bulk package. | M | 1000 | 1000 | 1000 | 342.88
07498354117 | PLT5EH-C | CableTie,EH,20.1in,Nat,PK100 | Panduit PLT5EH-C Lashing Cable Ties are ideal for heavy duty applications. Extra-Heavy cross section, 20.1” (511mm) length. For Indoor use, made of Nylon 6.6, are natural in color and come in packages of 100. | M | 1000 | 500 | 100 | 1582.54
07498354113 | PLT5EH-C0 | CableTie,EH,20.1in,WR Bl,PK100 | Panduit PLT5EH-C0 Lashing Cable Ties are ideal for heavy duty applications. Extra-Heavy cross section, 20.1” (511mm) length. For Indoor or outdoor use, made of Weather Resistant Nylon 6.6 with high resistance to ultraviolet light, are black in color and | M | 1000 | 500 | 100 | 1819.93
07498377666 | PLT5EH-NB-C0 | CableTie,EH,19.8n,NoBckl,WR Bl,PK100 | Panduit PLT5EH-NB-C0 Lashing Cable Ties are ideal for heavy duty applications. Extra-Heavy cross section, 19.8” (503mm) length. For Indoor or outdoor use, made of Weather Resistant Nylon 6.6 with high resistance to ultraviolet light, are black in color a | M | 1000 | 500 | 100 | 1910.98
07498354114 | PLT5EH-Q | CableTie,EH,20.1in,Nyl,Nat,PK25 | Pan-Ty® lashing tie, extra-heavy cross section, 20.1 (511mm) length, nylon 6.6, natural, standard package. | C | 100 | 250 | 25 | 213.01
07498354125 | PLT5EH-Q0 | CableTie,EH,20.1in,WR Bl,PK25 | Panduit PLT5EH-Q0 Lashing Cable Ties are ideal for weather resistant heavy duty applications. Extra-Heavy cross section, 20.1” (511mm) length. For Indoor or outdoor use, made of Weather Resistant Nylon 6.6 with high resistance to ultraviolet light, are b | C | 100 | 250 | 25 | 244.97
07498338773 | PLT5H-C | CableTie,H,17.7in,Nyl,Nat,PK100 | Panduit PLT5H-C Locking Cable Ties are designed to satisfy the needs of general applications, while delivering consistent performance and reliability. Featuring a curved tip to allow for easy pick up from flat surfaces and faster initial threading. Heavy | M | 1000 | 1000 | 100 | 925.41
07498338774 | PLT5H-C0 | CableTie,H,17.7in,WR,BL,PK100 | Panduit PLT5H-C0 Locking Cable Ties are designed to satisfy the needs of general applications, while delivering consistent performance and reliability. Featuring a curved tip to allow for easy pick up from flat surfaces and faster initial threading. Heavy | M | 1000 | 1000 | 100 | 1171.77
07498338775 | PLT5H-C30 | CableTie,H,17.7in,HS,BL,PK100 | Panduit PLT5H-C30 Locking Cable Ties are designed to satisfy the needs of high temperature applications, while delivering consistent performance and reliability. Featuring a curved tip to allow for easy pick up from flat surfaces and faster initial thread | M | 1000 | 1000 | 100 | 1110.43
07498354098 | PLT5H-L | CableTie,H,17.7in,Nyl,Nat,PK50 | Panduit PLT5H-L Locking Cable Ties are designed to satisfy the needs of general applications, while delivering consistent performance and reliability. Featuring a curved tip to allow for easy pick up from flat surfaces and faster initial threading. Heavy | C | 100 | 500 | 50 | 120.91
07498354103 | PLT5H-L0 | CableTie,H,17.7in,WR,BL,PK50 | Panduit PLT5H-L0 Locking Cable Ties are designed to satisfy the needs of general applications, while delivering consistent performance and reliability. Featuring a curved tip to allow for easy pick up from flat surfaces and faster initial threading. Heavy | C | 100 | 500 | 50 | 152.04
07498354085 | PLT5S-C | CableTie,Std,17.5in,Nat,PK100 | Panduit PLT5S-C Locking Cable Ties are designed to satisfy the needs of general applications, while delivering consistent performance and reliability. Featuring a curved tip to allow for easy pick up from flat surfaces and faster initial threading. Standa | C | 100 | 1000 | 100 | 74.3
07498354086 | PLT5S-C0 | CableTie,Std,17.5in,WR Bl,PK100 | Panduit PLT5S-C0 Locking Cable Ties are designed to satisfy the needs of weather resistant applications, while delivering consistent performance and reliability. Featuring a curved tip to allow for easy pick up from flat surfaces and faster initial thread | C | 100 | 1000 | 100 | 82.33
07498354087 | PLT5S-M | CableTie,Std,17.5in,Nat,PK1000 | Panduit PLT5S-M Locking Cable Ties are designed to satisfy the needs of general applications, while delivering consistent performance and reliability. Featuring a curved tip to allow for easy pick up from flat surfaces and faster initial threading. Standa | M | 1000 | 1000 | 1000 | 392.1
07498354088 | PLT5S-M0 | CableTie,Std,17.5in,WR Bl,PK1000 | Panduit PLT5S-M0 Locking Cable Ties are designed to satisfy the needs of weather resistant applications, while delivering consistent performance and reliability. Featuring a curved tip to allow for easy pick up from flat surfaces and faster initial thread | M | 1000 | 1000 | 1000 | 486.99
07498356683 | PLT5S-M2 | CableTie,Std,17.5in,Nyl,RD,PK1000 | Pan-Ty® locking tie, standard cross section, 17.5 (445mm) length, nylon 6.6, red. | M | 1000 | 1000 | 1000 | 470.57
07498356685 | PLT5S-M3 | CableTie,Std,17.5in,Nyl,OR,PK1000 | Pan-Ty® locking tie, standard cross section, 17.5 (445mm) length, nylon 6.6, orange. | M | 1000 | 1000 | 1000 | 494.1
07498356686 | PLT5S-M30 | CableTie,Std,17.5in,HS Bl,PK1000 | Panduit PLT5S-M30 Locking Cable Ties are designed to satisfy the needs of high temperature applications, while delivering consistent performance and reliability. Featuring a curved tip to allow for easy pick up from flat surfaces and faster initial thread | M | 1000 | 1000 | 1000 | 470.57
07498346218 | PLT5S-M4Y | CableTie,Std,17.5in,Nyl,Y,PK1000 | Pan-Ty® locking tie, standard cross section, 17.5 (445mm) length, nylon 6.6, yellow. | M | 1000 | 1000 | 1000 | 494.1
07498356688 | PLT5S-M5 | CableTie,Std,17.5in,Nyl,GR,PK1000 | Pan-Ty® locking tie, standard cross section, 17.5 (445mm) length, nylon 6.6, green. | M | 1000 | 1000 | 1000 | 494.1
07498356689 | PLT5S-M6 | CableTie,Std,17.5in,Nyl,BU,PK1000 | Pan-Ty® locking tie, standard cross section, 17.5 (445mm) length, nylon 6.6, blue. | M | 1000 | 1000 | 1000 | 494.1
07498356691 | PLT5S-M8 | CableTie,Std,17.5in,Nyl,GY,PK1000 | Pan-Ty® locking tie, standard cross section, 17.5 (445mm) length, nylon 6.6, gray. | M | 1000 | 1000 | 1000 | 494.1
07498354119 | PLT6EH-C | CableTie,EH,22.2in,Nyl,Nat,PK100 | Pan-Ty® lashing tie, extra-heavy cross section, 22.2 (564mm) length, nylon 6.6, natural, bulk package. | M | 1000 | 200 | 100 | 1919.56
07498354116 | PLT6EH-C0 | CableTie,EH,22.2in,WR Bl,PK100 | Panduit PLT6EH-C0 Lashing Cable Ties are ideal for heavy duty applications. Extra-Heavy cross section, 22.2” (564mm) length. For Indoor or outdoor use, made of Weather Resistant Nylon 6.6 with high resistance to ultraviolet light, are black in color and | M | 1000 | 200 | 100 | 2207.46
07498377667 | PLT6EH-NB-C0 | CableTie,EH,21.8,NoBckl,WR,BL,PK100 | Pan-Ty® lashing tie, extra-heavy cross section (no buckle design), 21.8 (554mm) length, weather resistant nylon 6.6, black. | M | 1000 | 200 | 100 | 2228.73
07498354118 | PLT6EH-Q | CableTie,EH,22.2in,Nyl,Nat,PK25 | Pan-Ty® lashing tie, extra-heavy cross section, 22.2 (564mm) length, nylon 6.6, natural, standard package. | C | 100 | 250 | 25 | 248.56
07498354126 | PLT6EH-Q0 | CableTie,EH,22.2in,WR Blk,PK25 | Panduit PLT6EH-Q0 Lashing Cable Ties are ideal for weather resistant heavy duty applications. Extra-Heavy cross section, 22.2” (564mm) length. For Indoor or outdoor use, made of Weather Resistant Nylon 6.6 with high resistance to ultraviolet light, are b | C | 100 | 250 | 25 | 272.28
07498338776 | PLT6H-C | CableTie,H,20.9in,Nyl,Nat,PK100 | Panduit PLT6H-C Locking Cable Ties are designed to satisfy the needs of general applications, while delivering consistent performance and reliability. Featuring a curved tip to allow for easy pick up from flat surfaces and faster initial threading. Heavy | M | 1000 | 500 | 100 | 1042.56
07498338777 | PLT6H-C0 | CableTie,H,20.9in,WR,BL,PK100 | Panduit PLT6H-C0 Locking Cable Ties are designed to satisfy the needs of weather resistant applications, while delivering consistent performance and reliability. Featuring a curved tip to allow for easy pick up from flat surfaces and faster initial thread | M | 1000 | 500 | 100 | 1300.78
07498338779 | PLT6H-C30 | CableTie,H,20.9in,HS,BL,PK100 | Panduit PLT6H-C30 Locking Cable Ties are designed to satisfy the needs of high temperature applications, while delivering consistent performance and reliability. Featuring a curved tip to allow for easy pick up from flat surfaces and faster initial thread | M | 1000 | 500 | 100 | 1251.05
07498354105 | PLT6H-L | CableTie,H,20.9in,Nyl,Nat,PK50 | Panduit PLT6H-L Locking Cable Ties are designed to satisfy the needs of general applications, while delivering consistent performance and reliability. Featuring a curved tip to allow for easy pick up from flat surfaces and faster initial threading. Heavy | C | 100 | 250 | 50 | 134.5
07498354107 | PLT6H-L0 | CableTie,H,20.9in,WR,BL,PK50 | Panduit PLT6H-L0 Locking Cable Ties are designed to satisfy the needs of weather resistant applications, while delivering consistent performance and reliability. Featuring a curved tip to allow for easy pick up from flat surfaces and faster initial thread | C | 100 | 250 | 50 | 169.04
07498336893 | PLT6LH-C | CableTie,LH,21.9in,Nyl,Nat,PK100 | Panduit PLT6LH-C Locking Cable Ties are designed to satisfy the needs of general applications, while delivering consistent performance and reliability. Featuring a curved tip to allow for easy pick up from flat surfaces and faster initial threading. Light | M | 1000 | 1000 | 100 | 851.55
07498336894 | PLT6LH-C0 | CableTie,LH,21.9in,WR,BL,PK100 | Panduit PLT6LH-C0 Locking Cable Ties are designed to satisfy the needs of weather resistant applications, while delivering consistent performance and reliability. Featuring a curved tip to allow for easy pick up from flat surfaces and faster initial threa | M | 1000 | 1000 | 100 | 1037.55
07498336891 | PLT6LH-L | CableTie,LH,21.9in,Nyl,Nat,PK50 | Panduit PLT6LH-L Locking Cable Ties are designed to satisfy the needs of general applications, while delivering consistent performance and reliability. Featuring a curved tip to allow for easy pick up from flat surfaces and faster initial threading. Light | C | 100 | 500 | 50 | 109.4
07498336892 | PLT6LH-L0 | CableTie,LH,21.9in,WR,BL,PK50 | Panduit PLT6LH-L0 Locking Cable Ties are designed to satisfy the needs of weather resistant applications, while delivering consistent performance and reliability. Featuring a curved tip to allow for easy pick up from flat surfaces and faster initial threa | C | 100 | 500 | 50 | 125.67
07498338735 | PLT7LH-C | CableTie,LH,24.7in,Nyl,Nat,PK100 | Panduit PLT7LH-C Locking Cable Ties are designed to satisfy the needs of general applications, while delivering consistent performance and reliability. Featuring a curved tip to allow for easy pick up from flat surfaces and faster initial threading. Light | M | 1000 | 1000 | 100 | 977.53
07498338736 | PLT7LH-C0 | CableTie,LH,24.7in,WR,BL,PK100 | Panduit PLT7LH-C0 Locking Cable Ties are designed to satisfy the needs of weather resistant applications, while delivering consistent performance and reliability. Featuring a curved tip to allow for easy pick up from flat surfaces and faster initial threa | M | 1000 | 1000 | 100 | 1192.61
61305671734 | PLT7LH-C120 | Cable Tie, 24.7"L (627mm), Light-Heavy, | Panduit PLT7LH-C120 Locking Cable Ties are designed to satisfy the needs of solar applications and resistance to corrosive elements such as zinc chloride applications, while delivering consistent performance and reliability. Featuring a curved tip to allo | M | 1000 | 200 | 100 | 1703.25
07498338738 | PLT7LH-C30 | CableTie,LH,24.7in,HS,BL,PK100 | Panduit PLT7LH-C30 Locking Cable Ties are designed to satisfy the needs of high temperature applications, while delivering consistent performance and reliability. Featuring a curved tip to allow for easy pick up from flat surfaces and faster initial threa | M | 1000 | 1000 | 100 | 1140.88
07498354170 | PLT7LH-L | CableTie,LH,24.7in,Nyl,Nat,PK50 | Panduit PLT7LH-L Locking Cable Ties are designed to satisfy the needs of general applications, while delivering consistent performance and reliability. Featuring a curved tip to allow for easy pick up from flat surfaces and faster initial threading. Light | C | 100 | 500 | 50 | 125.03
07498354169 | PLT7LH-L0 | CableTie,LH,24.7in,WR,BL,PK50 | Panduit PLT7LH-L0 Locking Cable Ties are designed to satisfy the needs of weather resistant applications, while delivering consistent performance and reliability. Featuring a curved tip to allow for easy pick up from flat surfaces and faster initial threa | C | 100 | 500 | 50 | 147.56
07498354233 | PLT8EH-C | CableTie,EH,28.3in,Nyl,Nat,PK100 | Panduit PLT8EH-C Lashing Cable Ties are ideal for heavy duty applications. Extra-Heavy cross section, 28.3” (719mm) length. For Indoor use, made of Nylon 6.6, are natural in color and come in packages of 100. | M | 1000 | 200 | 100 | 2753.6
07498354231 | PLT8EH-C0 | CableTie,EH,28.3in,WR,BL,PK100 | Panduit PLT8EH-C0 Lashing Cable Ties are ideal for heavy duty applications. Extra-Heavy cross section, 28.3” (719mm) length. For Indoor or outdoor use, made of Weather Resistant Nylon 6.6 with high resistance to ultraviolet light, are black in color and | M | 1000 | 200 | 100 | 3166.7
07498354230 | PLT8EH-Q0 | CableTie,EH,28.3in,WR Bl,PK25 | Panduit PLT8EH-Q0 Lashing Cable Ties are ideal for weather resistant heavy duty applications. Extra-Heavy cross section, 28.3” (719mm) length. For Indoor or outdoor use, made of Weather Resistant Nylon 6.6 with high resistance to ultraviolet light, are b | C | 100 | 250 | 25 | 378.91
07498356734 | PLT8H-C | CableTie,H,30.6in,Nyl,Nat,PK100 | Panduit PLT8H-C Locking Cable Ties are designed to satisfy the needs of general applications, while delivering consistent performance and reliability. Featuring a curved tip to allow for easy pick up from flat surfaces and faster initial threading. Heavy | M | 1000 | 500 | 100 | 1404.49
07498356735 | PLT8H-C0 | CableTie,H,30.6in,WR,BL,PK100 | Panduit PLT8H-C0 Locking Cable Ties are designed to satisfy the needs of weather resistant applications, while delivering consistent performance and reliability. Featuring a curved tip to allow for easy pick up from flat surfaces and faster initial thread | M | 1000 | 500 | 100 | 1652.18
07498338781 | PLT8H-C30 | CableTie,H,30.6in,HS,BL,PK100 | Panduit PLT8H-C30 Locking Cable Ties are designed to satisfy the needs of high temperature applications, while delivering consistent performance and reliability. Featuring a curved tip to allow for easy pick up from flat surfaces and faster initial thread | M | 1000 | 500 | 100 | 1685.36
07498354096 | PLT8H-L | CableTie,H,30.6in,Nyl,Nat,PK50 | Panduit PLT8H-L Locking Cable Ties are designed to satisfy the needs of general applications, while delivering consistent performance and reliability. Featuring a curved tip to allow for easy pick up from flat surfaces and faster initial threading. Heavy | C | 100 | 500 | 50 | 174.13
07498354097 | PLT8H-L0 | CableTie,H,30.6in,WR,BL,PK50 | Panduit PLT8H-L0 Locking Cable Ties are designed to satisfy the needs of weather resistant applications, while delivering consistent performance and reliability. Featuring a curved tip to allow for easy pick up from flat surfaces and faster initial thread | C | 100 | 500 | 50 | 200.27
07498356790 | PLT8H-Q0 | CableTie,H,30.6in,WR,BL,PK25 | Pan-Ty® locking tie, heavy cross section, 30.6 (779mm) length, weather resistant nylon 6.6, black, standard package. | C | 100 | 250 | 25 | 206.31
07498354855 | PLT8LH-C | CableTie,LH,27.6in,Nyl,Nat,PK100 | Panduit PLT8LH-C Locking Cable Ties are designed to satisfy the needs of general applications, while delivering consistent performance and reliability. Featuring a curved tip to allow for easy pick up from flat surfaces and faster initial threading. Light | M | 1000 | 1000 | 100 | 1193.57
07498338350 | PLT8LH-C0 | CableTie,LH,27.6in,WR,BL,PK100 | Panduit PLT8LH-C0 Locking Cable Ties are designed to satisfy the needs of weather resistant applications, while delivering consistent performance and reliability. Featuring a curved tip to allow for easy pick up from flat surfaces and faster initial threa | M | 1000 | 200 | 100 | 1372.61
07498338740 | PLT8LH-C120 | CableTie,LH,27.6in,Nyl12,BL,PK100 | Panduit PLT8LH-C120 Locking Cable Ties are designed to satisfy the needs of solar applications and resistance to corrosive elements such as zinc chloride applications, while delivering consistent performance and reliability. Featuring a curved tip to allo | M | 1000 | 200 | 100 | 2079.65
07498354172 | PLT8LH-L | CableTie,LH,27.6in,Nyl,Nat,PK50 | Pan-Ty® locking tie, light-heavy cross section, 27.6 (701mm) length, nylon 6.6, natural, standard package. | C | 100 | 500 | 50 | 155.21
07498354180 | PLT8LH-L0 | CableTie,LH,27.6in,WR,BL,PK50 | Pan-Ty® locking tie, light-heavy cross section, 27.6 (701mm) length, weather resistant nylon 6.6, black, standard package. | C | 100 | 500 | 50 | 180.26
07498354168 | PLT8LH-Q0 | CableTie,LH,27.6in,WR,BL,PK25 | Pan-Ty® locking tie, light-heavy cross section, 27.6 (701mm) length, weather resistant nylon 6.6, black, 25 pc. package quantity. | C | 100 | 250 | 25 | 200.22
07498354178 | PLT9LH-C | CableTie,LH,30.5in,Nyl,Nat,PK100 | Panduit PLT9LH-C Locking Cable Ties are designed to satisfy the needs of general applications, while delivering consistent performance and reliability. Featuring a curved tip to allow for easy pick up from flat surfaces and faster initial threading. Light | M | 1000 | 500 | 100 | 1241.44
07498354179 | PLT9LH-C0 | CableTie,LH,30.5in,WR,BL,PK100 | Panduit PLT9LH-C0 Locking Cable Ties are designed to satisfy the needs of general applications, while delivering consistent performance and reliability. Featuring a curved tip to allow for easy pick up from flat surfaces and faster initial threading. Ligh | M | 1000 | 200 | 100 | 1505.1
07498354182 | PLT9LH-C30 | CableTie,LH,30.5in,HS,BL,PK100 | Panduit PLT9LH-C30 Locking Cable Ties are designed to satisfy the needs of high temperature applications, while delivering consistent performance and reliability. Featuring a curved tip to allow for easy pick up from flat surfaces and faster initial threa | M | 1000 | 200 | 100 | 1488.44
61305668581 | PLT9LH-C300 | Cable Tie, 30.5L (775mm), Light-Heavy, H | Panduit PLT9LH-C300 Locking Cable Ties are designed to satisfy the needs of high temperature and weather resistant applications, while delivering consistent performance and reliability. Featuring a curved tip to allow for easy pick up from flat surfaces a | M | 1000 | 200 | 100 | 1881.39
07498354174 | PLT9LH-L | CableTie,LH,30.5in,Nyl,Nat,PK50 | Panduit PLT9LH-L Locking Cable Ties are designed to satisfy the needs of general applications, while delivering consistent performance and reliability. Featuring a curved tip to allow for easy pick up from flat surfaces and faster initial threading. Light | C | 100 | 500 | 50 | 156.2
07498354187 | PLT9LH-L0 | CableTie,LH,30.5in,WR,BL,PK50 | Panduit PLT9LH-L0 Locking Cable Ties are designed to satisfy the needs of general applications, while delivering consistent performance and reliability. Featuring a curved tip to allow for easy pick up from flat surfaces and faster initial threading. Ligh | C | 100 | 500 | 50 | 184.13
07498335010 | PLUP40S-D30 | PanTyUPMTie,HS NYL,STD,7,TS222,BLK,P500 | Pan-Ty® Locking Umbrella Push Mount Ties provide constant tension for a stable, rattle-free installation of a dust-tight and semi-liquid tight seal over panel clearance holes. Plus, with heat stabilized Nylon 6.6 material, it's ideal for temperatures up t | M | 1000 | 1000 | 500 | 413.04
07498371015 | PLUP40SE-D | PanTyUPMTie,HS NYL,STD,7,TS222,NAT,P500 | Pan-Ty® Locking Umbrella Push Mount Ties provide constant tension for a stable, rattle-free installation of a dust-tight and semi-liquid tight seal over panel clearance holes. Plus, with Nylon 6.6 material, it's ideal for corrugated loom tubing. Standard | M | 1000 | 1000 | 500 | 344.24
61305606629 | PLVS0507D7156 | SftyLbl,5"x7",D7156,RD/BL/WH,5-7yrs,EA | Safety Label, 5.00" x 7.00", DANGER ARC FLASH AND SHOCK HAZARD APPROPRIATE PPE REQUIRED FOLLOW ALL SAFETY PROCEDURES AND WEAR PROPER PPE IN ACCORDANCE TO NFPA 70E. FAILURE TO COMPLY CAN RESULT IN SERIOUS INJURY OR DEATH., Outdoor Durability 5-7 years | PC | 1 | 1 | 1 | 6.66
61305606627 | PLVS0507W7163 | SftyLbl,5"x7",W7163,OR/BL/WH,5-7yrs,EA | Safety Label, 5.00" x 7.00", WARNING ARC FLASH AND SHOCK HAZARD APPROPRIATE PPE REQUIRED FAILURE TO COMPLY WITH NFPA 70E REQUIREMENTS CAN RESULT IN SERIOUS INJURY OR DEATH, Outdoor Durability 5-7 years | PC | 1 | 50 | 1 | 6.66
07498322414 | PLWP1.5I-C | PanTyWPMTie,NYL,INT,6,TS178,NAT,PK100 | Pan-Ty® Locking Wing Mount Push Ties use an all-in-one design to attach bundles to another surface using a stable, secure, rattle-free connection. Plus, with Nylon 6.6 material, it's ideal for general indoor environments. Intermediate cross section, 6.0in | C | 100 | 1000 | 100 | 35.82
07498322411 | PLWP1.5I-D | PanTyWPMTie,NYL,INT,6,TS178,NAT,PK500 | Panduit PLWP1.5I-D Locking Wing Mount Push Ties use an all-in-one design to attach bundles to another surface using a stable, secure, rattle-free installation. Intermediate cross section, 6” (152mm) length. For indoor use, made of Nylon 6.6, are natural i | M | 1000 | 1000 | 500 | 278.91
07498322413 | PLWP1.5I-D30 | PanTyWPMTie,HS NYL,INT,6,TS178,BLK,P500 | Panduit PLWP1.5I-D30 Wing Mount Push Cable Ties use an all-in-one design to attach bundles to another surface using a stable, secure, rattle-free connection. The anchor presses easily into a pre-formed hole and locks in place. Made of Heat Stabilized Nylo | M | 1000 | 1000 | 500 | 334.7
07498354310 | PLWP1.5S-D | PanTyWPMTie,NYL,STD,6.8,TS222,NAT,P500 | Panduit PLWP1.5S-D Wing Mount Push Cable Ties use an all-in-one design to attach bundles to another surface using a stable, secure, rattle-free connection. The anchor presses easily into a pre-formed hole and locks in place. Made of Nylon 6.6, they are fo | M | 1000 | 1000 | 500 | 297.99
07498356804 | PLWP1.5S-D30 | PanTyWPMTie,HS NYL,STD,7,TS222,BLK,P500 | Pan-Ty® Locking Wing Mount Push Ties use an all-in-one design to attach bundles to another surface using a stable, secure, rattle-free connection. Plus, with heat stabilized Nylon 6.6 material, it's ideal for temperatures up to 239 degrees. Standard cross | M | 1000 | 1000 | 500 | 357.61
07498354330 | PLWP1.5SA-D | PanTyWPMTie,NYL,STD,6.7,TS222,NAT,P500 | Pan-Ty® Locking Wing Mount Push Ties use an all-in-one design to attach bundles to another surface using a stable, secure, rattle-free connection. Plus, with Nylon 6.6 material, it's ideal for general indoor environments. Standard cross section, 6.7in, Te | M | 1000 | 1000 | 500 | 297.99
07498354305 | PLWP1M-C | PanTyWPMTie,NYL,MINI,4.3,TS80,NAT,PK100 | Pan-Ty® Locking Wing Mount Push Ties use an all-in-one design to attach bundles to another surface using a stable, secure, rattle-free connection. Plus, with Nylon 6.6 material, it's ideal for general indoor environments. Miniature cross section, 4.3in, T | C | 100 | 1000 | 100 | 30.13
07498354306 | PLWP1M-D | PanTyWPMTie,NYL,MINI,4.3,TS80,NAT,PK500 | Panduit PLWP1M-D Locking Wing Mount Push Ties use an all-in-one design to attach bundles to another surface using a stable, secure, rattle-free installation. Miniature cross section, 4.3” (109mm) length. For indoor use, made of Nylon 6.6, are natural in c | M | 1000 | 1000 | 500 | 259.94
07498356806 | PLWP1M-D0 | PanTyWPMTie,WR NYL,MINI,4,TS80,BLK,P500 | Panduit PLWP1M-D0 Wing Mount Push Cable Ties use an all-in-one design to attach bundles to another surface using a stable, secure, rattle-free connection. The anchor presses easily into a pre-formed hole and locks in place. Made of Weather Resistant Nylon | M | 1000 | 1000 | 500 | 298.8
07498356807 | PLWP1M-D30 | PanTyWPMTie,HS NYL,MINI,4,TS80,BLK,P500 | Panduit PLWP1M-D30 Wing Mount Push Cable Ties use an all-in-one design to attach bundles to another surface using a stable, secure, rattle-free connection. The anchor presses easily into a pre-formed hole and locks in place. Made of Heat Stabilized Nylon | M | 1000 | 1000 | 500 | 311.97
07498354307 | PLWP1S-C | PanTyWPMTie,NYL,STD,5.2,TS222,NAT,P100 | Pan-Ty® Locking Wing Mount Push Ties use an all-in-one design to attach bundles to another surface using a stable, secure, rattle-free connection. Plus, with Nylon 6.6 material, it's ideal for general indoor environments. Standard cross section, 5.2in, Te | C | 100 | 1000 | 100 | 36.09
07498354324 | PLWP1S-C0 | PanTyWPMTie,WR NYL,STD,5,TS222,BLK,P100 | Pan-Ty® Locking Wing Mount Push Ties use an all-in-one design to attach bundles to another surface using a stable, secure, rattle-free connection. Plus, with weather-resistant Nylon 6.6 material, it's ideal for intense UV environments. Standard cross sect | C | 100 | 1000 | 100 | 41.47
07498354308 | PLWP1S-D | PanTyWPMTie,NYL,STD,5.2,TS222,NAT,PK500 | Panduit PLWP1S-D Locking Wing Mount Push Ties use an all-in-one design to attach bundles to another surface using a stable, secure, rattle-free installation. Standard cross section, 5.2” (132mm) length. For indoor use, made of Nylon 6.6, are natural in co | M | 1000 | 1000 | 500 | 282.33
07498356809 | PLWP1S-D0 | PanTyWPMTie,WR NYL,STD,5,TS222,BLK,P500 | Panduit PLWP1S-D0 Wing Mount Push Cable Ties use an all-in-one design to attach bundles to another surface using a stable, secure, rattle-free connection. The anchor presses easily into a pre-formed hole and locks in place. Made of Weather Resistant Nylon | M | 1000 | 1000 | 500 | 324.75
07498356810 | PLWP1S-D30 | PanTyWPMTie,HS NYL,STD,5,TS222,BLK,P500 | Panduit PLWP1S-D30 Wing Mount Push Cable Ties use an all-in-one design to attach bundles to another surface using a stable, secure, rattle-free connection. The anchor presses easily into a pre-formed hole and locks in place. Made of Heat Stabilized Nylon | M | 1000 | 1000 | 500 | 338.86
07498354329 | PLWP1SA-D | PanTyWPMTie,NYL,STD,5.1,TS222,NAT,P500 | Pan-Ty® Locking Wing Mount Push Ties use an all-in-one design to attach bundles to another surface using a stable, secure, rattle-free connection. Plus, with Nylon 6.6 material, it's ideal for general indoor environments. Standard cross section, 5.1in, Te | M | 1000 | 1000 | 500 | 282.33
07498354342 | PLWP1SB-D | PanTyWPMTie,NYL,STD,5.2,TS222,NAT,P500 | Panduit PLWP1SB-D Locking Wing Mount Push Ties use an all-in-one design to attach bundles to another surface using a stable, secure, rattle-free installation. Standard cross section, 5.2” (132mm) length. For indoor use, made of Nylon 6.6, are natural in c | M | 1000 | 1000 | 500 | 282.33
07498354612 | PLWP2H-TL | PanTyWPMTie,NYL,LT-H,9,TS534,NAT,PK250 | Pan-Ty® Locking Wing Mount Push Ties use an all-in-one design to attach bundles to another surface using a stable, secure, rattle-free connection. Plus, with Nylon 6.6 material, it's ideal for general indoor environments. Light-heavy cross section, 8.9in, | M | 1000 | 500 | 250 | 933.8
07498354613 | PLWP2H-TL0 | PanTyWPMTie,WR NYL,LTH,9,TS534,BLK,P250 | Pan-Ty® Locking Wing Mount Push Ties use an all-in-one design to attach bundles to another surface using a stable, secure, rattle-free connection. Plus, with weather-resistant Nylon 6.6 material, it's ideal for intense UV environments. Light-heavy cross s | M | 1000 | 500 | 250 | 1073.91
07498354314 | PLWP2S-C0 | PanTyWPMTie,WR NYL,STD,8,TS222,BLK,P100 | Pan-Ty® Locking Wing Mount Push Ties use an all-in-one design to attach bundles to another surface using a stable, secure, rattle-free connection. Plus, with weather-resistant Nylon 6.6 material, it's ideal for intense UV environments. Standard cross sect | C | 100 | 1000 | 100 | 50.2
07498354312 | PLWP2S-D | PanTyWPMTie,NYL,STD,7.8,TS222,NAT,PK500 | Panduit PLWP2S-D Locking Wing Mount Push Ties use an all-in-one design to attach bundles to another surface using a stable, secure, rattle-free installation. Standard cross section, 7.8” (198mm) length. For indoor use, made of Nylon 6.6, are natural in co | M | 1000 | 1000 | 500 | 301.54
07498356812 | PLWP2S-D0 | PanTyWPMTie,WR NYL,STD,8,TS222,BLK,P500 | Pan-Ty® Locking Wing Mount Push Ties use an all-in-one design to attach bundles to another surface using a stable, secure, rattle-free connection. Plus, with weather-resistant Nylon 6.6 material, it's ideal for intense UV environments. Standard cross sect | M | 1000 | 1000 | 500 | 360.67
07498320967 | PLWP2S-D30 | PanTyWPMTie,HS NYL,STD,8,TS222,BLK,P500 | Pan-Ty® Locking Wing Mount Push Ties use an all-in-one design to attach bundles to another surface using a stable, secure, rattle-free connection. Plus, with heat stabilized Nylon 6.6 material, it's ideal for temperatures up to 239 degrees. Standard cross | M | 1000 | 1000 | 500 | 391.35
07498354331 | PLWP2SA-D | PanTyWPMTie,NYL,STD,7.7,TS222,NAT,PK500 | Pan-Ty® Locking Wing Mount Push Ties use an all-in-one design to attach bundles to another surface using a stable, secure, rattle-free connection. Plus, with Nylon 6.6 material, it's ideal for general indoor environments. Standard cross section, 7.7in, Te | M | 1000 | 1000 | 500 | 326.18
07498354344 | PLWP2SB-D | PanTyWPMTie,NYL,STD,7.8,TS222,NAT,PK500 | Pan-Ty® Locking Wing Mount Push Ties use an all-in-one design to attach bundles to another surface using a stable, secure, rattle-free connection. Plus, with Nylon 6.6 material, it's ideal for general indoor environments. Standard cross section, 7.8in, Te | M | 1000 | 1000 | 500 | 326.18
07498320646 | PLWP30SC-D30 | PanTyWPMTie,HS NYL,STD CM,6,222,BLK,500 | Pan-Ty® Locking Wing Mount Push Ties use an all-in-one design to attach bundles to another surface using a stable, secure, rattle-free connection. Plus, with heat stabilized Nylon 6.6 material, it's ideal for temperatures up to 239 degrees. Standard cross | M | 1000 | 1000 | 500 | 340.96
07498354606 | PLWP3H-TL | PanTyWPMTie,NYL,LT-H,12,TS534,NAT,PK250 | Pan-Ty® Locking Wing Mount Push Ties use an all-in-one design to attach bundles to another surface using a stable, secure, rattle-free connection. Plus, with Nylon 6.6 material, it's ideal for general indoor environments. Light-heavy cross section, 12.0in | M | 1000 | 500 | 250 | 1113.26
07498354607 | PLWP3H-TL0 | PanTyWPMTie,WR NYL,LTH,12,TS534,BLK,250 | Pan-Ty® Locking Wing Mount Push Ties use an all-in-one design to attach bundles to another surface using a stable, secure, rattle-free connection. Plus, with weather-resistant Nylon 6.6 material, it's ideal for intense UV environments. Light-heavy cross s | M | 1000 | 500 | 250 | 1408.71
07498320647 | PLWP40SC-D30 | PanTyWPMTie,HS NYL,WB,STD CM,7,BLK,500 | Pan-Ty® Locking Wing Mount Push Ties use an all-in-one design to attach bundles to another surface using a stable, secure, rattle-free connection. Plus, with heat stabilized Nylon 6.6 material, it's ideal for normal wire bundles and temperatures up to 239 | M | 1000 | 1000 | 500 | 377.8
07498320653 | PLWP40SD-D30 | PanTyWPMTie,HS NYL,CLT,STD CM,7,BLK,500 | Pan-Ty® Locking Wing Mount Push Ties use an all-in-one design to attach bundles to another surface using a stable, secure, rattle-free connection. Plus, with heat stabilized Nylon 6.6 material, it's ideal for corrugated loom tubing and temperatures up to | M | 1000 | 1000 | 500 | 359.8
07498320648 | PLWP50SC-D30 | PanTyWPMTie,HS NYL,WB,STD CM,8,BLK,500 | Pan-Ty® Locking Wing Mount Push Ties use an all-in-one design to attach bundles to another surface using a stable, secure, rattle-free connection. Plus, with heat stabilized Nylon 6.6 material, it's ideal for normal wire bundles and temperatures up to 239 | M | 1000 | 1000 | 500 | 413.39
07498322290 | PLWP50SE-D30 | PanTyWPMTie,HS NYL,CLT,STD CM,8,BLK,500 | Pan-Ty® Locking Wing Mount Push Ties use an all-in-one design to attach bundles to another surface using a stable, secure, rattle-free connection. Plus, with heat stabilized Nylon 6.6 material, it's ideal for corrugated loom tubing and temperatures up to | M | 1000 | 1000 | 500 | 393.72
61305625622 | PLWS2EH-TL350 | WideStrapTie,9.1in,BL,PK250 | Panduit PLWS2EH-TL350 Wide Strap Cable Ties provide an easy-to-install way to secure hoses, tubes, wires and wiring bundles. The wide, thin body is more flexible and ideal for heavy duty applications such as Truck and Heavy Equipment. Extra-Heavy cross se | M | 1000 | 500 | 250 | 1005.57
61305625623 | PLWS3EH-TL350 | WideStrapTie,12.1in,BL,PK250 | Panduit PLWS3EH-TL350 Wide Strap Cable Ties provide an easy-to-install way to secure hoses, tubes, wires and wiring bundles. The wide, thin body is more flexible and ideal for heavy duty applications such as Truck and Heavy Equipment. Extra-Heavy cross | M | 1000 | 500 | 250 | 1206.68
61305625624 | PLWS4EH-TL350 | WideStrapTie,15.1in,BL,PK250 | Panduit PLWS4EH-TL350 Wide Strap Cable Ties provide an easy-to-install way to secure hoses, tubes, wires and wiring bundles. The wide, thin body is more flexible and ideal for heavy duty applications such as Truck and Heavy Equipment. Extra-Heavy cross | M | 1000 | 2500 | 2500 | 1350.91
07498384162 | PM1-3F-C | ForkTerm,NonIns,0.5,1.5mm²,M3StudPK100 | Fork Terminal, 0.5 - 1.5mm² wire range, M3 stud size, non-insulated. | C | 100 | 500 | 100 | 43.42
07498384150 | PM1-3R-C | RingTerm,NonIns,0.5,1.5mm²,M3StudPK100 | Ring Terminal, 0.5 – 1.5mm² wire range, M3 stud size, non-insulated, bulk package. | C | 100 | 500 | 100 | 43.42
07498384222 | PM2-3F-C | ForkTerm,NonIns,1.0,2.5mm²,M3StudPK100 | Fork Terminal, 1.0 - 2.5mm² wire range, M3 stud size, non-insulated. | C | 100 | 500 | 100 | 43.42
07498384210 | PM2-3R-C | RingTerm,NonIns,1.0,2.5mm²,M3StudPK100 | Metric Ring Terminal, 1.0 – 2.5mm²+ + wire range, M3 stud size, non-insulated, bulk package. | C | 100 | 500 | 100 | 41.37
07498384214 | PM2-5R-C | RingTerm,NonIns,1.0,2.5mm²,M5StudPK100 | Metric ring terminal, 1.0 – 2.5mm²+ + wire range, M5 stud size, non-insulated, bulk package. | C | 100 | 500 | 100 | 43.42
07498362958 | PM24 | HAMMER-ON BEAM CLAMP,1/8-1/4 in,PK100 | Beam clamp for up to 1/8" - 1/4" flange, static load capacity: 75 lbs. | PC | 1 | 200 | 100 | 1.05
07498362980 | PM24S | HMR-ON BM CLMP,1/8-1/4,STAKED STUD,PK100 | Beam clamp for 1/8" - 1/4" flange with 1/4"-20 stud, static load capacity: 75 lbs. | PC | 1 | 100 | 100 | 1.24
07498358360 | PM2H25-C | CbleTieMnt,PshMnt,Nat,PK100 | Panduit PM2H25-C Push Cable Mounts can be used where only one side of the panel is accessible and require no adhesive or additional mounting hardware. They have a maximum panel thickness limit of 0.13” (3.2mm) and require a panel hole of 0.25” (6.4mm) for | C | 100 | 500 | 100 | 41.1
07498358361 | PM2H25-M | CbleTieMnt,PshMnt,Nat,PK1000 | Panduit PM2H25-M Push Cable Mounts can be used where only one side of the panel is accessible and require no adhesive or additional mounting hardware. They have a maximum panel thickness limit of 0.13” (3.2mm) and require a panel hole of 0.25” (6.4mm) for | M | 1000 | 1000 | 1000 | 223.7
07498358362 | PM2H25-M0 | CbleTieMnt,PshMnt,WRBL,PK1000 | Panduit PM2H25-M0 Push Cable Mounts can be used where only one side of the panel is accessible and require no adhesive or additional mounting hardware. They have a maximum panel thickness limit of 0.13” (3.2mm) and require a panel hole of 0.25” (6.4mm) fo | M | 1000 | 1000 | 1000 | 278.19
07498358363 | PM2H25-M30 | CbleTieMnt,PshMnt,HS,BL,PK1000 | The push barb cable tie mount requires a 0.25" (6.4 mm) hole and is black. It is made of heat-stabilized nylon 6.6, which increases mechanical strength, heat and wear resistance, and stiffness. It comes in packages of 1000. | M | 1000 | 1000 | 1000 | 302
07498362986 | PM58 | HAMMER-ON BEAM CLAMP,5/16-1/2 in,PK100 | Beam clamp for 5/16" - 1/2" flange, static load capacity: 75 lbs. | PC | 1 | 200 | 100 | 1.12
07498363017 | PM58S | HMR-ON BM CLMP,5/16-1/2,STKED STUD,PK100 | Beam clamp for 5/16" - 1/2" flange with 1/4"-20 stud, static load capacity: 75 lbs., | PC | 1 | 200 | 100 | 1.39
07498384270 | PM6-3R-L | RingTerm,NonIns,2.5,6.0mm²,M3Stud,PK50 | Metric ring terminal, 2.5 – 6.0mm²+ + wire range, M3 stud size, non-insulated, bulk package. | C | 100 | 500 | 50 | 64.71
07498384274 | PM6-5R-L | RingTerm,NonIns,2.5,6.0mm²,M5Stud,PK50 | Metric ring terminal, 2.5 – 6.0mm²+ + wire range, M5 stud size, non-insulated, bulk package. | C | 100 | 500 | 50 | 64.71
07498363053 | PM912S | HMR-ON BM CLMP,9/16-3/4,STKED STUD,PK100 | Beam clamp for 9/16" - 3/4" flange with 1/4"-20 stud, static load capacity: 75 lbs. | PC | 1 | 100 | 100 | 2.05
07498312155 | PMA-065-C0 | PshBarbArrowHeadMnt,WR,BL,PK100 | The push barb arrow head mount is black. It is made of weather-resistant nylon 6.6, which increases mechanical strength, heat and wear resistance, and stiffness. It comes in packages of 100. | C | 100 | 500 | 100 | 25.48
07498358234 | PMCC09H06-M30 | HrnssClipPshMnt,PK1000 | Push Barb Mount Cord Clip | M | 1000 | 1000 | 1000 | 197.06
07498358947 | PMCC38H25-C | CordClip,PM,.38"Bdl,Nat,PK100 | Push barb mount cord clip, .38" (9.7mm) bundle, natural, standard package. | C | 100 | 1000 | 100 | 59.75
07498358948 | PMCC38H25-M | CordClip,PM,.38"Bdl,Nat,PK1000 | Panduit PMCC38H25-M Push Mount Cord Clips secure cords and cable or wire bundles easily by simply snapping them in or out of the clip. With their wing design, the mounts have added stability even when vibration is present. They have a maximum panel thickn | M | 1000 | 1000 | 1000 | 373.04
07498324798 | PMCC38H25-M0 | CordClip,PM,.38InBdl,Nat,PK1000 | Push barb mount cord clip, .38" (9.7mm) bundle, weather resistant nylon 6.6, black. | M | 1000 | 1000 | 1000 | 410.29
07498379666 | PMCS100 | MC/AC CABLE BRACKETS,8 Runs,PK50 | Support brackets for up to 8 runs of MC/AC cable, 0.43" - 0.56" in diameter. | PC | 1 | 100 | 1 | 3.21
07498397120 | PMD | Pre-Printed Marker Tape Dispenser | StrongHold PMD Pre-Printed Marker Tape Dispenser. Dispenser allows marker tape to be cut to the exact length required for marking any size wire/cable. Durable plastic dispenser can be attached to tool belt for industrial use. Empty dispenser is packaged i | PC | 1 | 10 | 1 | 20.04
07498397121 | PMD-0-9 | MarkerTapeDisp, 0 to 9 LGND, 8' rolls,EA | StrongHold PMD-0-9 Pre-Printed Marker Tape Dispenser. Flexible polyester marker tape conforms tightly to wires/cables. Dispenser allows marker tape to be cut to the exact length required for marking any size wire/cable. Durable plastic dispenser can be at | PK | 1 | 1 | 1 | 52.24
07498397122 | PMDR-0 | MarkerTape,PES,8ftRl,0,LGND,WH,PK10 | Roll Wire Marker, '0', 8 Ft/Rl | RL | 1 | 10 | 10 | 3.77
07498398803 | PMDR-0-9 | Pre-Prtd Mrkr Tape Refill,8' rl,0-9 Leg | Roll Wire Marker, 1 Rl Ea 0-9, 8 Ft/Rl | PK | 1 | 1 | 1 | 38.61
07498397123 | PMDR-1 | MarkerTape,PES,8ftRl,1,LGND,WH,PK10 | Roll Wire Marker, '1', 8 Ft/Rl | RL | 1 | 10 | 10 | 3.59
07498397185 | PMDR-10-19 | MkrTape,PES,10-19,8ftRl,WH,EA | Roll Wire Marker, 1 Rl Ea 10-19, 8 Ft/Rl | PK | 1 | 1 | 1 | 38.61
07498397124 | PMDR-2 | MarkerTape,PES,8ftRl,2,LGND,WH,PK10 | Roll Wire Marker, '2', 8 Ft/Rl | RL | 1 | 10 | 10 | 3.59
07498397186 | PMDR-20-29 | Pre-Prtd Mrkr Tape Refill,8' rl,WH,20-29 | Roll Wire Marker, 1 Rl Ea 20-29, 8 Ft/Rl | PK | 1 | 1 | 1 | 38.61
07498397125 | PMDR-3 | MarkerTape,PES,8ftRl,3,LGND,WH,PK10 | Roll Wire Marker, '3', 8 Ft/Rl | RL | 1 | 10 | 10 | 3.77
07498397187 | PMDR-30-39 | Pre-Prtd Mrkr Tape Refill,8' rl,30-39 | Roll Wire Marker, 1 Rl Ea 30-39, 8 Ft/Rl | PK | 1 | 1 | 1 | 38.61
07498397126 | PMDR-4 | MarkerTape,PES,8ftRl,4,LGND,WH,PK10 | Roll Wire Marker, '4', 8 Ft/Rl | RL | 1 | 10 | 10 | 3.77
07498397127 | PMDR-5 | Pre-Prtd Mrkr Tape Refill,8' rl,5 Leg | Roll Wire Marker, '5', 8 Ft/Rl | RL | 1 | 10 | 10 | 3.77
07498397128 | PMDR-6 | MarkerTape,PES,8ftRl,6,LGND,WH,PK10 | Roll Wire Marker, '6', 8 Ft/Rl | RL | 1 | 10 | 10 | 3.77
07498397129 | PMDR-7 | MarkerTape,PES,8ftRl,7,LGND,WH,PK10 | Roll Wire Marker, '7', 8 Ft/Rl | RL | 1 | 10 | 10 | 3.77
07498397130 | PMDR-8 | MarkerTape,PES,8ftRl,8,LGND,WH,PK10 | Roll Wire Marker, '8', 8 Ft/Rl | RL | 1 | 10 | 10 | 3.77
07498397131 | PMDR-9 | Pre-Prtd Mrkr Tape Refill,8' rl,9 Leg | Roll Wire Marker, '9', 8 Ft/Rl | RL | 1 | 10 | 10 | 3.77
07498397132 | PMDR-A | Pre-Prtd Mrkr Tape Refill,8' rl,A Leg | Roll Wire Marker, 'A', 8 Ft/Rl | RL | 1 | 10 | 10 | 3.77
07498397133 | PMDR-B | Pre-Prtd Mrkr Tape Refill,8' rl,B Leg | Roll Wire Marker, 'B', 8 Ft/Rl | RL | 1 | 10 | 10 | 3.77
07498397134 | PMDR-C | Pre-Prtd Mrkr Tape Refill,8' rl,C Leg | Roll Wire Marker, 'C', 8 Ft/Rl | RL | 1 | 10 | 10 | 3.77
07498397135 | PMDR-D | Pre-Prtd Mrkr Tape Refill,8' rl,D Leg | Roll Wire Marker, 'D', 8 Ft/Rl | RL | 1 | 10 | 10 | 3.77
07498397136 | PMDR-E | Pre-Prtd Mrkr Tape Refill,8' rl,E Leg | Roll Wire Marker, 'E', 8 Ft/Rl | RL | 1 | 10 | 10 | 3.77
07498397137 | PMDR-F | Pre-Prtd Mrkr Tape Refill,8' rl,WH,F Leg | Roll Wire Marker, 'F', 8 Ft/Rl | RL | 1 | 10 | 10 | 3.77
07498397138 | PMDR-G | Pre-Prtd Mrkr Tape Refill,8' rl,WH,G Leg | Roll Wire Marker, 'G', 8 Ft/Rl | RL | 1 | 10 | 10 | 3.77
07498397139 | PMDR-H | Pre-Prtd Mrkr Tape Refill,8' rl,H Leg | Roll Wire Marker, 'H', 8 Ft/Rl | RL | 1 | 10 | 10 | 3.96
07498397140 | PMDR-I | Pre-Prtd Mrkr Tape Refill,8' rl,I Leg | Roll Wire Marker, 'I', 8 Ft/Rl | RL | 1 | 10 | 10 | 3.96
07498397141 | PMDR-J | Pre-Prtd Mrkr Tape Refill,8' rl,J Leg | Roll Wire Marker, 'J', 8 Ft/Rl | RL | 1 | 10 | 10 | 3.96
07498397142 | PMDR-K | Pre-Prtd Mrkr Tape Refill,8' rl,K Leg | Roll Wire Marker, 'K', 8 Ft/Rl | RL | 1 | 10 | 10 | 3.77
07498397143 | PMDR-L | Pre-Prtd Mrkr Tape Refill,8' rl,WH,L Leg | Roll Wire Marker, 'L', 8 Ft/Rl | RL | 1 | 10 | 10 | 3.77
07498397144 | PMDR-M | Pre-Prtd Mrkr Tape Refill,8' rl,M Leg | Roll Wire Marker, 'M', 8 Ft/Rl | RL | 1 | 10 | 10 | 3.77
07498397166 | PMDR-MIN | Pre-Prtd Mrkr Tape Refill,8' rl,- Leg | Roll Wire Marker, 'Min', 8 Ft/Rl | RL | 1 | 10 | 10 | 3.77
07498397145 | PMDR-N | Pre-Prtd Mrkr Tape Refill,8' rl,N Leg | Roll Wire Marker, 'N', 8 Ft/RI | RL | 1 | 10 | 10 | 3.96
07498397146 | PMDR-O | Pre-Prtd Mrkr Tape Refill,8' rl,O Leg | Roll Wire Marker, 'O', 8 Ft/Rl | RL | 1 | 10 | 10 | 3.77
07498397147 | PMDR-P | Pre-Prtd Mrkr Tape Refill,8' rl,P Leg | Roll Wire Marker, 'P', 8 Ft/Rl | RL | 1 | 10 | 10 | 3.77
07498397167 | PMDR-PLS | Pre-Prtd Mrkr Tape Refill,8' rl,+ Leg | Roll Wire Marker, 'Pls', 8 Ft/Rl | RL | 1 | 10 | 10 | 3.77
07498397148 | PMDR-Q | Pre-Prtd Mrkr Tape Refill,8' rl,Q Leg | Roll Wire Marker, 'Q', 8 Ft/RI | RL | 1 | 10 | 10 | 3.96
07498397149 | PMDR-R | Pre-Prtd Mrkr Tape Refill,8' rl,R Leg | Roll Wire Marker, 'R', 8 Ft/Rl | RL | 1 | 10 | 10 | 3.77
07498397150 | PMDR-S | Pre-Prtd Mrkr Tape Refill,8' rl,S Leg | Roll Wire Marker, 'S', 8 Ft/Rl | RL | 1 | 10 | 10 | 3.77
07498397151 | PMDR-T | Pre-Prtd Mrkr Tape Refill,8' rl,T Leg | Roll Wire Marker, 'T', 8 Ft/Rl | RL | 1 | 10 | 10 | 3.77
07498397152 | PMDR-U | Pre-Prtd Mrkr Tape Refill,8' rl,U Leg | Roll Wire Marker, 'U', 8 Ft/Rl | RL | 1 | 10 | 10 | 3.77
07498397153 | PMDR-V | Pre-Prtd Mrkr Tape Refill,8' rl,WH,V Leg | Roll Wire Marker, 'V', 8 Ft/Rl | RL | 1 | 10 | 10 | 3.77
07498397154 | PMDR-W | Pre-Prtd Mrkr Tape Refill,8' rl,WH,W Leg | Roll Wire Marker, 'W', 8 Ft/Rl | RL | 1 | 10 | 10 | 3.77
07498397155 | PMDR-X | Pre-Prtd Mrkr Tape Refill,8' rl,X Leg | Roll Wire Marker, 'X', 8 Ft/Rl | RL | 1 | 10 | 10 | 3.77
07498397156 | PMDR-Y | Pre-Prtd Mrkr Tape Refill,8' rl,Y Leg | Roll Wire Marker, 'Y', 8 Ft/Rl | RL | 1 | 10 | 10 | 3.77
07498397157 | PMDR-Z | Pre-Prtd Mrkr Tape Refill,8' rl,Z Leg | Roll Wire Marker, 'Z', 8 Ft/Rl | RL | 1 | 10 | 10 | 3.77
07498374198 | PMEB1 | BOX SUPPORT BKT,2-1/2,3-1/2,4 in,PK25 | StrongHold PMEB1 Electrical Box Support Brackets allows electrical boxes to be attached to 2.5", 3.5" and 4" studs. Suitable for 4" and 4-11/16" electrical boxes. The support feature reduces box movement in wall. Made of pre-galvanized steel and come in p | PC | 1 | 50 | 25 | 1.59
07498368467 | PMNF1-3F-3K | ForkTerm,Funnelry,Nyl,.5,M3StudPK3000 | Reel-Fed Fork Terminal, 0.5 - 1.0mm² wire range, M3 stud size, nylon barrel insulated, funnel entry. | M | 1000 | 3000 | 3000 | 506.59
07498384202 | PMNF1-3F-C | ForkTerm,Funnelry,Nyl,0.5,M3StudPK100 | Fork Terminal, 0.5 - 1.0mm² wire range, M3 stud size, nylon barrel insulated, funnel entry. | C | 100 | 100 | 100 | 119.54
07498384190 | PMNF1-3R-C | RingTerm,Funnel,Nyl,0.5,M3StudPK100 | Ring Terminal, 0.5 – 1.0mm² wire range, M3 stud size, nylon barrel insulated, funnel entry, bulk package. | C | 100 | 100 | 100 | 125.52
07498384206 | PMNF1-5F-C | ForkTerm,Funnel,Nyl,0.5,M5StudPK100 | Fork Terminal, 0.5 - 1.0mm² wire range, M5 stud size, nylon barrel insulated, funnel entry. | C | 100 | 100 | 100 | 125.52
07498384194 | PMNF1-5R-C | RingTerm,Funnel,Nyl,0.5,M5StudPK100 | Ring Terminal, 0.5 – 1.0mm² wire range, M5 stud size, nylon barrel insulated, funnel entry, bulk package. | C | 100 | 100 | 100 | 125.52
07498368471 | PMNF2-3F-3K | ForkTerm,FunnelryNyl,1.5,M3StudPK3000 | Reel-Fed Fork Terminal, 1.5 - 2.5mm² wire range, M3 stud size, nylon barrel insulated, funnel entry. | M | 1000 | 3000 | 3000 | 506.59
07498384262 | PMNF2-3F-C | ForkTerm,Funnelry,Nyl,1.5,M3StudPK100 | Fork Terminal, 1.5 - 2.5mm² wire range, M3 stud size, nylon barrel insulated, funnel entry. | C | 100 | 100 | 100 | 125.52
07498368434 | PMNF2-3R-3K | RingTerm,Funnel,Nyl,1.5,M3StudPK3000 | Reel-Fed Ring Terminal, 1.5 – 2.5mm² wire range, M3 stud size, nylon barrel insulated, funnel entry. | M | 1000 | 3000 | 3000 | 506.58
07498384250 | PMNF2-3R-C | RingTerm,Funnel,Nyl,1.5,M3StudPK100 | Ring Terminal, 1.5 – 2.5mm² wire range, M3 stud size, nylon barrel insulated, funnel entry, bulk package. | C | 100 | 100 | 100 | 125.52
07498384266 | PMNF2-5F-C | ForkTerm,Funnel,Nyl,1.5,M5StudPK100 | Fork Terminal, 1.5 - 2.5mm² wire range, M5 stud size, nylon barrel insulated, funnel entry. | C | 100 | 100 | 100 | 125.52
07498384254 | PMNF2-5R-C | RingTerm,Funnel,Nyl,1.5,M5StudPK100 | Ring Terminal, 1.5 – 2.5mm² wire range, M5 stud size, nylon barrel insulated, funnel entry, bulk package. | C | 100 | 100 | 100 | 119.54
07498384310 | PMNF6-3R-L | RingTerm,Funnel,Nyl,4.0,M3StudPK50 | Ring Terminal, 4.0 – 6.0mm² wire range, M3 stud size, nylon barrel insulated, funnel entry, bulk package. | C | 100 | 250 | 50 | 154.69
07498384314 | PMNF6-5R-L | RingTerm,Funnel,Nyl,4.0,M5StudPK50 | Ring Terminal, 4.0 – 6.0mm² wire range, M5 stud size, nylon barrel insulated, funnel entry, bulk package. | C | 100 | 250 | 50 | 154.69
07498368478 | PMV1-3FB-3K | ForkTerm,Vyl,0.5,1.0mm²,M3Stud,PK3000 | Reel-Fed Fork Terminal, 0.5 - 1.0mm² wire range, M3 stud size, vinyl insulated, funnel entry. | M | 1000 | 3000 | 3000 | 286.24
07498368443 | PMV1-3RB-3K | RingTerm,Vyl,0.5,1.0mm²,M3Stud,PK3000 | Reel-Fed Ring Terminal, 0.5 – 1.0mm² wire range, M3 stud size, vinyl insulated, funnel entry. | M | 1000 | 3000 | 3000 | 286.24
07498369519 | PMV1-3RB-CY | RingTerm,Vyl,0.5,1.0mm²,M3Stud,PK100 | Ring Terminal, vinyl barrel insulated, butted seam, funnel entry, 0.5 – 1.0mm² wire range, M3 stud size. | C | 100 | 500 | 100 | 69.89
07498368445 | PMV1-5RB-3K | RingTerm,Vyl,0.5,1.0mm²,M5Stud,PK3000 | Reel-Fed Ring Terminal, 0.5 – 1.0mm² wire range, M5 stud size, vinyl insulated, funnel entry. | M | 1000 | 3000 | 3000 | 286.24
07498369523 | PMV1-5RB-CY | RingTerm,Vyl,0.5,1.0mm²,M5Stud,PK100 | Ring Terminal, vinyl barrel insulated, butted seam, funnel entry, 0.5 – 1.0mm² wire range, M5 stud size. | C | 100 | 500 | 100 | 69.89
07498368362 | PMV2-3FB-3K | ForkTerm,Vyl,1.5,2.5mm²,M3Stud,PK3000 | Reel-Fed Fork Terminal, 1.5 - 2.5mm² wire range, M3 stud size, vinyl insulated, funnel entry. | M | 1000 | 3000 | 3000 | 286.24
07498384242 | PMV2-3FB-C | ForkTerm,Vyl,1.5,2.5mm²,M3Stud,PK100 | Fork Terminal, butted seam, 1.5 - 2.5mm² wire range, M3 stud size, vinyl barrel insulated, funnel entry. | C | 100 | 500 | 100 | 69.89
07498384230 | PMV2-3RB-C | RingTerm,Vyl,1.5,2.5mm²,M3Stud,PK100 | Ring Terminal, vinyl barrel insulated, butted seam, funnel entry, 1.5 – 2.5mm² wire range, M3 stud size, bulk package. | C | 100 | 500 | 100 | 69.89
07498384234 | PMV2-5RB-C | RingTerm,Vyl,1.5,2.5mm²,M5Stud,PK100 | Ring Terminal, vinyl barrel insulated, butted seam, funnel entry, 1.5 – 2.5mm² wire range, M5 stud size, bulk package. | C | 100 | 500 | 100 | 69.89
07498368720 | PMV6-3R-L | RingTerm,Vyl,4.0,6.0mm²,M3Stud,PK50 | Ring Terminal, vinyl barrel insulated, brazed seam, funnel entry, 4.0 – 6.0mm² wire range, M3 stud size, bulk package. | C | 100 | 250 | 50 | 94.81
07498368726 | PMV6-5F-L | ForkTerm,Vyl,2.5,6.0mm²,M5Stud,PK50 | Fork Terminal, 2.5 - 6.0mm² wire range, M5 stud size, vinyl barrel insulated, funnel entry. | C | 100 | 50 | 50 | 94.81
07498368728 | PMV6-5R-L | RingTerm,Vyl,4.0,6.0mm²,M5Stud,PK50 | Ring Terminal, vinyl barrel insulated, brazed seam, funnel entry, 4.0 – 6.0mm² wire range, M5 Stud Size, bulk package. | C | 100 | 250 | 50 | 94.81
07498380645 | PN10-10F-2K | Fork,Nylon Ins,12-10AWG,#10,REEL2000 | Fork Terminal, nylon insulated, metal insulation grip sleeve, 12 - 10 AWG wire range, #10 stud size. | M | 1000 | 2000 | 2000 | 498.96
07498380321 | PN10-10F-D | Fork,Nylon Ins,12-10AWG,#10,PK500 | Fork Terminal, nylon insulated, 12- 10 AWG, #10 stud size, bulk package. | M | 1000 | 500 | 500 | 532.03
07498380320 | PN10-10F-L | Fork,Nylon Ins,12-10AWG,#10,PK50 | The PN10-10F-L Pan-Term® Terminal is a nylon insulated, fork terminal. The metal insulation grip sleeve crimps to wire insulation, providing protection and strain relief to the crimp joint for high vibration applications. Barrel serrations assure good wir | C | 100 | 50 | 50 | 119.2
07498380680 | PN10-10FF-2K | Fork,Flange,Nylon,12-10AWG,#10,REEL2000 | Flanged Fork Terminal, nylon insulated, metal insulation grip sleeve,12- 10 AWG wire range, #10 stud size. | M | 1000 | 2000 | 2000 | 566.33
07498380615 | PN10-10FF-D | Fork,Flange,Nylon,12-10AWG,#10,PK500 | Flanged Fork Terminal, nylon insulated, 12 - 10 AWG, #10 stud size, bulk package. | M | 1000 | 500 | 500 | 624.08
07498380614 | PN10-10FF-L | Fork,Flange,Nylon,12-10AWG,#10,PK50 | Flanged Fork Terminal, nylon insulated, 12 - 10 AWG, #10 stud size, standard package. | C | 100 | 50 | 50 | 167.22
07498380657 | PN10-10LF-2K | Fork,Locking,Nylon,12-10AWG,#10,REEL2000 | Locking Fork Terminal, nylon insulated, metal insulation grip sleeve, 12 - 10 AWG wire range, #10 stud size. | M | 1000 | 2000 | 2000 | 549.33
07498380085 | PN10-10LF-D | Fork,Locking,Nylon,12-10AWG,#10,PK500 | Locking Fork Terminal, nylon insulated, 12 - 10 AWG, #10 stud size, bulk package. | M | 1000 | 500 | 500 | 536.74
07498380084 | PN10-10LF-L | Fork,Locking,Nylon,12-10AWG,#10,PK50 | Locking Fork Terminal, nylon insulated, 12 - 10 AWG, #10 stud size, standard package. | C | 100 | 50 | 50 | 123.88
07498380631 | PN10-10R-2K | Ring,Nylon Insul,12-10AWG,#10,REEL2000 | Ring Terminal, nylon insulated, metal sleeve, 12 – 10 AWG, #10 stud size. | M | 1000 | 2000 | 2000 | 499.01
07498380033 | PN10-10R-D | Ring,Nylon Insul,12-10AWG,#10,PK500 | The PN10-10R-D Pan-Term® Terminal is a nylon insulated, ring terminal. The metal insulation grip sleeve crimps to wire insulation, providing protection and strain relief to the crimp joint for high vibration applications. Internal barrel serrations assure | M | 1000 | 500 | 500 | 492.22
07498380032 | PN10-10R-L | Ring,Nylon Insul,12-10AWG,#10,PK50 | The PN10-10R-L Pan-Term® Terminal is a nylon insulated, ring terminal with funnel entry. The metal insulation grip sleeve crimps to wire insulation, providing protection and strain relief to the crimp joint for high vibration applications. Internal barrel | C | 100 | 250 | 50 | 119.2
61305602300 | PN10-10RN-D | Ring,Nylon Insul,12-10AWG,#10 STUD,PK500 | Ring Terminal, 12 – 10 AWG, #10 narrow stud size, nylon insulated, bulk package. | M | 1000 | 500 | 500 | 516.85
07498380072 | PN10-10RX-L | Ring,Nylon Insul,EXP,12-10AWG,#10,PK50 | Ring Terminal, 12 – 10 AWG, #10 stud size, nylon insulated, expanded insulation for large wire O.D. | C | 100 | 50 | 50 | 172.98
07498312028 | PN10-12R-Q | Ring,Nylon Insul,12-10AWG,1/2"STUD,PK25 | Ring Terminal, 12 – 10 AWG, 1/2" stud size, nylon insulated, bulk package. | C | 100 | 125 | 25 | 206.5
07498380322 | PN10-14F-L | Fork,Nylon Ins,12-10AWG,1/4 IN,PK50 | Fork Terminal, nylon insulated, 12- 10 AWG, 1/4 stud size, standard package. | C | 100 | 50 | 50 | 122.96
07498380086 | PN10-14LF-L | Fork,Locking,Nylon,12-10AWG,1/4",PK50 | Locking Fork Terminal, nylon insulated, 12 - 10 AWG, 1/4 stud size, standard package. | C | 100 | 50 | 50 | 136.57
07498380632 | PN10-14R-2K | Ring,Nylon Insul,12-10AWG,1/4",REEL2000 | Ring Terminal, nylon insulated, metal sleeve, 12 – 10 AWG, 1/4" stud size. | M | 1000 | 2000 | 2000 | 575.6
07498380035 | PN10-14R-D | Ring,Nylon Insul,12-10AWG,1/4"STUD,PK500 | The PN10-14R-D Pan-Term® Terminal is a nylon insulated, ring terminal. The metal insulation grip sleeve crimps to wire insulation, providing protection and strain relief to the crimp joint for high vibration applications. Internal barrel serrations assure | M | 1000 | 500 | 500 | 512.76
07498380034 | PN10-14R-L | Ring,Nylon Insul,12-10AWG,1/4"STUD,PK50 | The PN10-14R-L Pan-Term® Terminal is a nylon insulated, ring terminal. The metal insulation grip sleeve crimps to wire insulation, providing protection and strain relief to the crimp joint for high vibration applications. Internal barrel serrations assure | C | 100 | 250 | 50 | 118.24
07498380074 | PN10-14RX-L | Ring,Nylon Insul EXP,12-10AWG,1/4",PK50 | Ring Terminal, 12 – 10 AWG, 1/4" stud size, nylon insulated, expanded insulation for large wire O.D. | C | 100 | 50 | 50 | 188.39
07498380634 | PN10-38R-2K | Ring,Nylon Insul,12-10AWG,3/8",REEL2000 | Ring Terminal, nylon insulated, metal sleeve, 12 – 10 AWG, 3/8" stud size. | M | 1000 | 2000 | 2000 | 548.18
07498380039 | PN10-38R-D | Ring,Nylon Insul,12-10AWG,3/8"STUD,PK500 | Ring Terminal, 12 – 10 AWG, 3/8" stud size, nylon insulated, bulk package. | M | 1000 | 500 | 500 | 488.99
07498380038 | PN10-38R-L | Ring,Nylon Insul,12-10AWG,3/8"STUD,PK50 | The PN10-38R-L Pan-Term® Terminal is a nylon insulated, ring terminal. The metal insulation grip sleeve crimps to wire insulation, providing protection and strain relief to the crimp joint for high vibration applications. Internal barrel serrations assure | C | 100 | 50 | 50 | 123.88
07498380078 | PN10-38RX-L | Ring,Nylon Insul,EXP,12-10AWG,3/8",PK50 | Ring Terminal, 12 – 10 AWG, 3/8" stud size, nylon insulated, expanded insulation for large wire O.D. | C | 100 | 50 | 50 | 179.47
07498380633 | PN10-56R-2K | Ring,Nylon Insul,12-10AWG,5/16",REEL2000 | Ring Terminal, nylon insulated, metal sleeve, 12 – 10 AWG, 5/16" stud size. | M | 1000 | 2000 | 2000 | 575.6
07498380037 | PN10-56R-D | Ring,Nylon Ins,12-10AWG,5/16"STUD,PK500 | Ring Terminal, 12 – 10 AWG, 5/16" stud size, nylon insulated, bulk package. | M | 1000 | 500 | 500 | 570.22
07498380036 | PN10-56R-L | Ring,Nylon Insul,12-10AWG,5/16"STUD,PK50 | Ring Terminal, 12 – 10 AWG, 5/16" stud size, nylon insulated, standard package. | C | 100 | 50 | 50 | 123.88
07498380076 | PN10-56RX-L | Ring,Nylon Insul,EXP,12-10AWG,5/16",PK50 | Ring Terminal, 12 – 10 AWG, 5/16" stud size, nylon insulated, expanded insulation for large wire O.D. | C | 100 | 50 | 50 | 179.47
07498380317 | PN10-6F-D | Fork,Nylon Ins,12-10AWG,#6,PK500 | Fork Terminal, nylon insulated, 12- 10 AWG, #6 stud size, bulk package. | M | 1000 | 500 | 500 | 531.66
07498380316 | PN10-6F-L | Fork,Nylon Ins,12-10AWG,#6,PK50 | Fork Terminal, nylon insulated, 12- 10 AWG, #6 stud size, standard package. | C | 100 | 50 | 50 | 114.6
07498380081 | PN10-6LF-D | Fork,Locking,Nylon,12-10AWG,#6,PK500 | Locking Fork Terminal, nylon insulated, 12 - 10 AWG, #6 stud size, bulk package. | M | 1000 | 500 | 500 | 563.59
07498380080 | PN10-6LF-L | Fork,Locking,Nylon,12-10AWG,#6,PK50 | Locking Fork Terminal, nylon insulated, 12 - 10 AWG, #6 stud size, standard package. | C | 100 | 250 | 50 | 130.11
07498380629 | PN10-6R-2K | Ring,Nylon Insul,12-10AWG,#6,REEL2000 | Ring Terminal, nylon insulated, metal sleeve, 12 – 10 AWG, #6 stud size. | M | 1000 | 2000 | 2000 | 523.96
07498380029 | PN10-6R-D | Ring,NylonInsul,12-10AWG,#6STUD,PK500 | Ring Terminal, 12 – 10 AWG, #6 stud size, nylon insulated, bulk package. | M | 1000 | 500 | 500 | 532.03
07498380028 | PN10-6R-L | Ring,Nylon Insul,12-10AWG,#6 STUD,PK50 | Ring Terminal, 12 – 10 AWG, #6 stud size, nylon insulated, standard package. | C | 100 | 50 | 50 | 125.18
61305602292 | PN10-6RN-D | Ring,NylonInsul,12-10AWG,#6nSTUD,PK500 | Ring Terminal, 12 – 10 AWG, #6 narrow stud size, nylon insulated, bulk package. | M | 1000 | 500 | 500 | 532.03
07498380644 | PN10-8F-2K | Fork,Nylon Ins,12-10AWG,#8,REEL2000 | Fork Terminal, nylon insulated, metal insulation grip sleeve, 12 - 10 AWG wire range, #8 stud size. | M | 1000 | 2000 | 2000 | 523.91
07498380319 | PN10-8F-D | Fork,Nylon Ins,12-10AWG,#8,PK500 | Fork Terminal, nylon insulated, 12- 10 AWG, #8 stud size, bulk package. | M | 1000 | 500 | 500 | 506.34
07498380318 | PN10-8F-L | Fork,Nylon Ins,12-10AWG,#8,PK50 | The PN10-8F-L Pan-Term® Terminal is a nylon insulated, fork terminal. The metal insulation grip sleeve crimps to wire insulation, providing protection and strain relief to the crimp joint for high vibration applications. Barrel serrations assure good wire | C | 100 | 250 | 50 | 119.2
07498380613 | PN10-8FF-D | Fork,Flange,Nylon,12-10AWG,#8,PK500 | Flanged Fork Terminal, nylon insulated, 12 - 10 AWG, #8 stud size, bulk package. | M | 1000 | 500 | 500 | 629.84
07498380656 | PN10-8LF-2K | Fork,Locking,Nylon,12-10AWG,#8,REEL2000 | Locking Fork Terminal, nylon insulated, metal insulation grip sleeve, 12 - 10 AWG wire range, #8 stud size. | M | 1000 | 2000 | 2000 | 571.31
07498380083 | PN10-8LF-D | Fork,Locking,Nylon,12-10AWG,#8,PK500 | Locking Fork Terminal, nylon insulated, 12 - 10 AWG, #8 stud size, bulk package. | M | 1000 | 500 | 500 | 536.74
07498380082 | PN10-8LF-L | Fork,Locking,Nylon,12-10AWG,#8,PK50 | Locking Fork Terminal, nylon insulated, 12 - 10 AWG, #8 stud size, standard package. | C | 100 | 50 | 50 | 135.17
07498380630 | PN10-8R-2K | Ring,Nylon Insul,12-10AWG,#8,REEL2000 | Ring Terminal, nylon insulated, metal sleeve, 12 – 10 AWG, #8 stud size. | M | 1000 | 2000 | 2000 | 523.96
07498380031 | PN10-8R-D | Ring,NylonInsul,12-10AWG,#8STUD,PK500 | The PN10-8R-D Pan-Term® Terminal is a nylon insulated, ring terminal. The metal insulation grip sleeve crimps to wire insulation, providing protection and strain relief to the crimp joint for high vibration applications. Internal barrel serrations assure | M | 1000 | 500 | 500 | 506.69
07498380030 | PN10-8R-L | Ring,Nylon Insul,12-10AWG,#8 STUD,PK50 | The PN10-8R-L Pan-Term® Terminal is a nylon insulated, ring terminal. The metal insulation grip sleeve crimps to wire insulation, providing protection and strain relief to the crimp joint for high vibration applications. Internal barrel serrations assure | C | 100 | 250 | 50 | 119.2
07498380070 | PN10-8RX-L | Ring,Nylon Insul,EXP,12-10AWG,#8,PK50 | Ring Terminal, 12 – 10 AWG, #8 stud size, nylon insulated, expanded insulation for large wire O.D. | C | 100 | 50 | 50 | 176.39
07498379987 | PN12-10HDR-2K | Ring,HD,Nylon Ins,16-12AWG,#10,REEL2000 | Heavy Duty Ring Terminal, nylon insulated, metal insulation grip sleeve, 16 – 12 AWG wire range, .05 stock and #10 stud size. | M | 1000 | 2000 | 2000 | 606.71
07498380242 | PN12-10HDR-D | Ring,HD,Nylon Ins,16-12AWG,#10,PK500 | Ring Terminal, 16-12 AWG, #10 stud size, heavy duty, nylon insulated, bulk package. | M | 1000 | 500 | 500 | 639.36
07498380290 | PN12-10HDR-L | Ring,HD,Nylon Ins,16-12AWG,#10,PK50 | Ring Terminal, 16-12 AWG, #10 stud size, heavy duty, nylon insulated, standard package. | C | 100 | 250 | 50 | 147.09
07498380243 | PN12-14HDR-D | Ring,HD,Nylon Ins,16-12AWG,1/4",PK500 | Ring Terminal, 16-12 AWG, 1/4" stud size, heavy duty, nylon insulated, bulk package. | M | 1000 | 500 | 500 | 645.2
07498380291 | PN12-14HDR-L | Ring,HD,Nylon Ins,16-12AWG,1/4",PK50 | Ring Terminal, 16-12 AWG, 1/4" stud size, heavy duty, nylon insulated, standard package. | C | 100 | 250 | 50 | 158.2
07498380293 | PN12-56HDR-L | Ring,HD,Nylon Ins,16-12AWG,5/16",PK50 | Ring Terminal, 16-12 AWG, 5/16" stud size, heavy duty, nylon insulated. | C | 100 | 250 | 50 | 162.81
07498379985 | PN12-6HDR-2K | Ring,HD,Nylon Ins,16-12AWG,#6,REEL2000 | Heavy Duty Ring Terminal, nylon insulated, metal insulation grip sleeve, 16 – 12 AWG wire range, .05 stock and #6 stud size. | M | 1000 | 2000 | 2000 | 606.71
07498380240 | PN12-6HDR-D | Ring,HD,Nylon Ins,16-12AWG,#6,PK500 | Ring Terminal, 16-12 AWG, #6 stud size, heavy duty, nylon insulated. | M | 1000 | 500 | 500 | 698.21
07498380241 | PN12-8HDR-D | Ring,HD,Nylon Ins,16-12AWG,#8,PK500 | Ring Terminal, 16-12 AWG, #8 stud size, heavy duty, nylon insulated, bulk package. | M | 1000 | 500 | 500 | 639.38
07498380289 | PN12-8HDR-L | Ring,HD,Nylon Ins,16-12AWG,#8,PK50 | Ring Terminal 16-12 AWG, #8 stud size, heavy duty, nylon insulated, standard package. | C | 100 | 250 | 50 | 152.75
07498380641 | PN14-10F-3K | Fork, Nylon Ins,16-14AWG,#10,REEL3000 | Fork Terminal, nylon insulated, metal insulation grip sleeve, 16 - 14 AWG wire range, #10 stud size. | M | 1000 | 3000 | 3000 | 376.5
07498380312 | PN14-10F-C | Fork, Nylon Ins,18-14AWG,#10,PK100 | The PN14-10F-C Pan-Term® Terminal is a nylon insulated, locking fork terminal with narrow tongue. The locking tongue design locks in place for a secure connection. The metal insulation grip sleeve crimps to wire insulation, providing protection and strain | C | 100 | 100 | 100 | 98.61
07498380313 | PN14-10F-M | Fork, Nylon Ins,18-14AWG,#10,PK1000 | Fork Terminal, nylon insulated, 16- 14 AWG, #10 stud size, bulk package. | M | 1000 | 1000 | 1000 | 413.17
07498380678 | PN14-10FF-3K | Fork,Flange,Nylon,16-14AWG,#10,REEL3000 | Flanged Fork Terminal, nylon insulated, metal insulation grip sleeve, 16- 14 AWG wire range, #10 stud size. | M | 1000 | 3000 | 3000 | 435.65
07498380610 | PN14-10FF-C | Fork,Flange,Nylon,18-14AWG,#10,PK100 | Flanged Fork Terminal, nylon insulated, 18 - 14 AWG, #10 stud size, standard package. | C | 100 | 100 | 100 | 139.31
07498380611 | PN14-10FF-M | Fork,Flange,Nylon,18-14AWG,#10,PK1000 | Flanged Fork Terminal, nylon insulated, 18 - 14 AWG, #10 stud size, bulk package. | M | 1000 | 1000 | 1000 | 530.68
07498380880 | PN14-10FN-C | Fork,NYL Ins,18-14AWG,#10,NRW,PK100 | Fork Terminal, nylon insulated, 18- 14 AWG, #10 stud size, narrow tongue, standard package. | C | 100 | 100 | 100 | 103.56
07498380654 | PN14-10LF-3K | Fork,Locking,Nylon,16-14AWG,#10,REEL3000 | Locking Fork Terminal, nylon insulated, metal insulation grip sleeve, 16 - 14 AWG wire range, #10 stud size. | M | 1000 | 3000 | 3000 | 406.61
07498380096 | PN14-10LF-C | Fork,Locking,Nylon,18-14AWG,#10,PK100 | Locking Fork Terminal, nylon insulated, 18 - 14 AWG, #10 stud size, standard package. | C | 100 | 100 | 100 | 97.7
07498380097 | PN14-10LF-M | Fork,Locking,Nylon,18-14AWG,#10,PK1000 | Locking Fork Terminal, nylon insulated, 16 - 14 AWG, #10 stud size, bulk package. | M | 1000 | 1000 | 1000 | 417.17
07498380882 | PN14-10LFN-C | Fork,Locking,Nyl,18-14AWG,#10,NRW,PK100 | Locking Fork Terminal, nylon insulated, 18 - 14 AWG, #10 stud size, narrow tongue, standard package. | C | 100 | 100 | 100 | 102.59
07498380888 | PN14-10LFN-M | Fork,Locking,Nyl,18-14AWG,#10,NRW,PK1000 | The PN14-10LFN-M Pan-Term® Terminal is a nylon insulated, locking fork terminal with narrow tongue. The locking tongue design locks in place for a secure connection. The metal insulation grip sleeve crimps to wire insulation, providing protection and stra | M | 1000 | 1000 | 1000 | 386.12
07498380627 | PN14-10R-3K | Ring,Nylon,16-14AWG,#10 STUD,REEL3000 | The PN14-10R-3K Reel Smart™ Terminal is a continuously molded, nylon insulated, ring terminal. The continuously molded design allows for consistent and reliable processing through Panduit applicators. The metal insulation grip sleeve crimps to wire insula | M | 1000 | 3000 | 3000 | 358.58
07498380020 | PN14-10R-C | Ring,Nylon,18-14AWG,#10 STUD,PK100 | The PN14-10R-C Pan-Term® Terminal is a nylon insulated, ring terminal. The metal insulation grip sleeve crimps to wire insulation, providing protection and strain relief to the crimp joint for high vibration applications. Internal barrel serrations assure | C | 100 | 100 | 100 | 98.61
07498380021 | PN14-10R-M | Ring,Nylon,18-14AWG,#10 STUD,PK1000 | The PN14-10R-M Pan-Term® Terminal is a nylon insulated, ring terminal. The metal insulation grip sleeve crimps to wire insulation, providing protection and strain relief to the crimp joint for high vibration applications. Internal barrel serrations assure | M | 1000 | 1000 | 1000 | 397.36
07498380046 | PN14-10RX-C | Ring,Nylon,EXP,16-14AWG,#10 STUD,PK100 | The PN14-10RX-C Pan-Term® Terminal is a nylon insulated, ring terminal with expanded wire entry for wire with larger insulation thickness. The metal insulation grip sleeve crimps to wire insulation, providing protection and strain relief to the crimp join | C | 100 | 100 | 100 | 131.1
07498312027 | PN14-12R-Q | Ring,Nylon Ins,18-14AWG,1/2" STUD,PK25 | Ring Terminal, 18 – 14 AWG, 1/2 " stud size, nylon insulated. | C | 100 | 125 | 25 | 212.62
07498380314 | PN14-14F-C | Fork,Nylon Ins,18-14AWG,1/4",PK100 | Fork Terminal, nylon insulated, 18- 14 AWG, 1/4 stud size, standard package. | C | 100 | 100 | 100 | 113.76
07498380692 | PN14-14R-3K | Ring,Nylon,16-14AWG,1/4" STUD,REEL3000 | Ring Terminal, nylon insulated, metal sleeve, 16 – 14 AWG, 1/4" stud size. | M | 1000 | 3000 | 3000 | 463.86
07498380022 | PN14-14R-C | Ring,Nylon,18-14AWG,1/4" STUD,PK100 | The PN14-14R-C Pan-Term® Terminal is a nylon insulated, ring terminal. The metal insulation grip sleeve crimps to wire insulation, providing protection and strain relief to the crimp joint for high vibration applications. Internal barrel serrations assure | C | 100 | 100 | 100 | 108.33
07498380023 | PN14-14R-M | Ring,Nylon,18-14AWG,1/4" STUD,PK1000 | Ring Terminal, 18 – 14 AWG, 1/4" stud size, nylon insulated, bulk package. | M | 1000 | 1000 | 1000 | 520.39
07498312456 | PN14-14RX-L | Ring,Nylon,EXP,16-14AWG,1/4" STUD,PK50 | Ring Terminal, 16 – 14 AWG, 1/4" stud size, nylon insulated, expanded insulation for large wire O.D. | C | 100 | 250 | 50 | 145.84
07498380026 | PN14-38R-L | Ring,Nylon,18-14AWG,3/8" STUD,PK50 | Ring Terminal, 18 – 14 AWG, 3/8" stud size, nylon insulated, standard package. | C | 100 | 50 | 50 | 112.67
07498380027 | PN14-38R-M | Ring,Nylon,18-14AWG,3/8" STUD,PK1000 | Ring Terminal, 18 – 14 AWG, 3/8" stud size, nylon insulated, bulk package. | M | 1000 | 1000 | 1000 | 546.39
07498380014 | PN14-4R-C | Ring,Nylon,18-14AWG,#4 STUD,PK100 | Ring Terminal, 18 – 14 AWG, #4 stud size, nylon insulated, standard package. | C | 100 | 100 | 100 | 103.56
07498380015 | PN14-4R-M | Ring,Nylon,18-14AWG,#4 STUD,PK1000 | Ring Terminal, 18 – 14 AWG, #4 stud size, nylon insulated, bulk package. | M | 1000 | 1000 | 1000 | 425.42
07498380024 | PN14-56R-C | Ring,Nylon,18-14AWG,5/16" STUD,PK100 | Ring Terminal, 18 – 14 AWG, 5/16" stud size, nylon insulated, standard package. | C | 100 | 100 | 100 | 112.67
07498380025 | PN14-56R-M | Ring,Nylon,18-14AWG,5/16" STUD,PK1000 | Ring Terminal, 18 – 14 AWG, 5/16" stud size, nylon insulated, bulk package. | M | 1000 | 1000 | 1000 | 546.39
07498380639 | PN14-6F-3K | Fork, Nylon Ins,16-14AWG,#6,REEL3000 | Fork Terminal, nylon insulated, metal insulation grip sleeve, 16 - 14 AWG wire range, #6 stud size. | M | 1000 | 3000 | 3000 | 376.5
07498380308 | PN14-6F-C | Fork, Nylon Ins,18-14AWG,#6,PK100 | The PN14-6F-C Pan-Term® Terminal is a nylon insulated, fork terminal. The metal insulation grip sleeve crimps to wire insulation, providing protection and strain relief to the crimp joint for high vibration applications. Internal barrel serrations assure | C | 100 | 100 | 100 | 98.61
07498380309 | PN14-6F-M | Fork, Nylon Ins,18-14AWG,#6,PK1000 | Fork Terminal, nylon insulated, 16- 14 AWG, #6 stud size, bulk package. | M | 1000 | 1000 | 1000 | 413.26
07498380676 | PN14-6FF-3K | Fork,Flange,Nylon,16-14AWG,#6,REEL3000 | Flanged Fork Terminal, nylon insulated, metal insulation grip sleeve, 16- 14 AWG wire range, #6 stud size. | M | 1000 | 3000 | 3000 | 435.65
07498380606 | PN14-6FF-C | Fork,Flange,Nylon,18-14AWG,#6,PK100 | Flanged Fork Terminal, nylon insulated, 18 - 14 AWG, #6 stud size, standard package. | C | 100 | 100 | 100 | 139.21
07498380607 | PN14-6FF-M | Fork,Flange,Nylon,18-14AWG,#6,PK1000 | Flanged Fork Terminal, nylon insulated, 18 - 14 AWG, #6 stud size, bulk package. | M | 1000 | 1000 | 1000 | 562.37
07498380879 | PN14-6FN-C | Fork,NYL Ins,18-14AWG,#6,NRW,PK100 | Fork Terminal, nylon insulated, 18- 14 AWG, #6 stud size, narrow tongue, standard package. | C | 100 | 100 | 100 | 102.59
07498380885 | PN14-6FN-M | Fork,NYL Ins,18-14AWG,#6,NRW,PK1000 | Fork Terminal, nylon insulated, 16- 14 AWG, #6 stud size, narrow tongue, bulk package. | M | 1000 | 1000 | 1000 | 425.42
07498380651 | PN14-6LF-3K | Fork,Locking,Nylon,16-14AWG,#6,REEL3000 | Locking Fork Terminal, nylon insulated, metal insulation grip sleeve, 16 - 14 AWG wire range, #6 stud size. | M | 1000 | 3000 | 3000 | 406.61
07498380088 | PN14-6LF-C | Fork,Locking,Nylon,18-14AWG,#6,PK100 | Locking Fork Terminal, nylon insulated, 18 - 14 AWG, #6 stud size, standard package. | C | 100 | 100 | 100 | 97.7
07498380089 | PN14-6LF-M | Fork,Locking,Nylon,18-14AWG,#6,PK1000 | Locking Fork Terminal, nylon insulated, 16 - 14 AWG, #6 stud size, bulk package. | M | 1000 | 1000 | 1000 | 438.01
07498380090 | PN14-6LFW-C | Fork,Locking,Nyl,18-14AWG,#6,Wide,PK100 | Locking Fork Terminal, nylon insulated, 18 - 14 AWG, #6 stud size, wide tongue. | C | 100 | 100 | 100 | 102.59
07498380624 | PN14-6R-3K | Ring,Nylon,16-14AWG,#6 STUD,REEL3000 | Ring Terminal, nylon insulated, metal sleeve, 16 – 14 AWG, #6 stud size. | M | 1000 | 3000 | 3000 | 358.58
07498380016 | PN14-6R-C | Ring,Nylon,18-14AWG,#6 STUD,PK100 | The PN14-6R-C Pan-Term® Terminal is a nylon insulated, ring terminal. The metal insulation grip sleeve crimps to wire insulation, providing protection and strain relief to the crimp joint for high vibration applications. Internal barrel serrations assure | C | 100 | 100 | 100 | 98.61
07498380017 | PN14-6R-M | Ring,Nylon,18-14AWG,#6 STUD,PK1000 | The PN14-6R-M Pan-Term® Terminal is a nylon insulated, ring terminal. The metal insulation grip sleeve crimps to wire insulation, providing protection and strain relief to the crimp joint for high vibration applications. Internal barrel serrations assure | M | 1000 | 1000 | 1000 | 413.11
07498380625 | PN14-6RN-3K | Ring,Nylon,16-14AWG,#6,NRW,REEL3000 | Ring Terminal, narrow tongue, nylon insulated, metal sleeve, 16 – 14 AWG, #6 stud size. | M | 1000 | 3000 | 3000 | 376.52
07498380092 | PN14-6RN-C | Ring,Nylon,18-14AWG,#6,NRW,PK100 | The PN14-6RN-C Pan-Term® Terminal is a nylon insulated, ring terminal. The metal insulation grip sleeve crimps to wire insulation, providing protection and strain relief to the crimp joint for high vibration applications. Internal barrel serrations assure | C | 100 | 100 | 100 | 97.7
07498380093 | PN14-6RN-M | Ring,Nylon,18-14AWG,#6,NRW,PK1000 | Ring Terminal, 18 – 14 AWG, #6 stud size, narrow tongue, nylon insulated, bulk package. | M | 1000 | 1000 | 1000 | 413.11
07498380042 | PN14-6RX-C | Ring,Nylon,EXP,16-14AWG,#6 STUD,PK100 | Ring Terminal, 16 – 14 AWG, #6 stud size, nylon insulated, expanded insulation for large wire O.D. | C | 100 | 100 | 100 | 133.73
07498380640 | PN14-8F-3K | Fork, Nylon Ins,16-14AWG,#8,REEL3000 | Fork Terminal, nylon insulated, metal insulation grip sleeve, 16 - 14 AWG wire range, #8 stud size. | M | 1000 | 3000 | 3000 | 376.5
07498380310 | PN14-8F-C | Fork, Nylon Ins,18-14AWG,#8,PK100 | The PN14-8F-C Pan-Term® Terminal is a nylon insulated, fork terminal. The metal insulation grip sleeve crimps to wire insulation, providing protection and strain relief to the crimp joint for high vibration applications. Internal barrel serrations assure | C | 100 | 100 | 100 | 98.61
07498380311 | PN14-8F-M | Fork, Nylon Ins,18-14AWG,#8,PK1000 | Fork Terminal, nylon insulated, 16- 14 AWG, #8 stud size, bulk package. | M | 1000 | 1000 | 1000 | 409.18
07498380677 | PN14-8FF-3K | Fork,Flange,Nylon,16-14AWG,#8,REEL3000 | Flanged Fork Terminal, nylon insulated, metal insulation grip sleeve, 16- 14 AWG wire range, #8 stud size. | M | 1000 | 3000 | 3000 | 435.65
07498380608 | PN14-8FF-C | Fork,Flange,Nylon,16-14AWG,#8,PK100 | Flanged Fork Terminal, nylon insulated, 18 - 14 AWG, #8 stud size, standard package. | C | 100 | 100 | 100 | 139.31
07498380609 | PN14-8FF-M | Fork,Flange,Nylon,16-14AWG,#8,PK1000 | Flanged Fork Terminal, nylon insulated, 18 - 14 AWG, #8 stud size, bulk package. | M | 1000 | 1000 | 1000 | 530.68
07498380653 | PN14-8LF-3K | Fork,Locking,Nylon,16-14AWG,#8,REEL3000 | Locking Fork Terminal, nylon insulated, metal insulation grip sleeve, 16 - 14 AWG wire range, #8 stud size. | M | 1000 | 3000 | 3000 | 406.61
07498380094 | PN14-8LF-C | Fork,Locking,Nylon,18-14AWG,#8,PK100 | Locking Fork Terminal, nylon insulated, 18 - 14 AWG, #8 stud size, standard package. | C | 100 | 100 | 100 | 97.73
07498380095 | PN14-8LF-M | Fork,Locking,Nylon,18-14AWG,#8,PK1000 | The PN14-8LF-M Pan-Term® Terminal is a nylon insulated, locking fork terminal. The metal insulation grip sleeve crimps to wire insulation, providing protection and strain relief to the crimp joint for high vibration applications. Internal barrel serration | M | 1000 | 1000 | 1000 | 433.67
07498380626 | PN14-8R-3K | Ring,Nylon,16-14AWG,#8 STUD,REEL3000 | Ring Terminal, nylon insulated, metal sleeve, 16 – 14 AWG, #8 stud size. | M | 1000 | 3000 | 3000 | 358.58
07498380018 | PN14-8R-C | Ring,Nylon,18-14AWG,#8 STUD,PK100 | The PN14-8R-C Pan-Term® Terminal is a nylon insulated, ring terminal. The metal insulation grip sleeve crimps to wire insulation, providing protection and strain relief to the crimp joint for high vibration applications. Internal barrel serrations assure | C | 100 | 100 | 100 | 98.61
07498380019 | PN14-8R-M | Ring,Nylon,18-14AWG,#8 STUD,PK1000 | The PN14-8R-M Pan-Term® Terminal is a nylon insulated, ring terminal. The metal insulation grip sleeve crimps to wire insulation, providing protection and strain relief to the crimp joint for high vibration applications. Internal barrel serrations assure | M | 1000 | 1000 | 1000 | 413.11
07498380044 | PN14-8RX-C | Ring,Nylon,EXP,16-14AWG,#8 STUD,PK100 | Ring Terminal, 16 – 14 AWG, #8 stud size, nylon insulated, expanded insulation for large wire O.D. | C | 100 | 100 | 100 | 121.24
07498380637 | PN18-10F-3K | Fork, Nylon Ins,22-18AWG,#10,REEL3000 | Fork Terminal, nylon insulated, metal insulation grip sleeve, 22 - 18 AWG wire range, #10 stud size. | M | 1000 | 6000 | 3000 | 376.5
07498380304 | PN18-10F-C | Fork, Nylon Ins,22-18AWG,#10,PK100 | Fork Terminal, nylon insulated, 22- 18 AWG, #10 stud size, standard package. | C | 100 | 100 | 100 | 98.65
07498380305 | PN18-10F-M | Fork, Nylon Ins,22-18AWG,#10,PK1000 | Fork Terminal, nylon insulated, 22- 18 AWG, #10 stud size, bulk package. | M | 1000 | 1000 | 1000 | 429.62
07498380605 | PN18-10FF-M | Fork,Flange,Nylon,22-16AWG,#10,PK1000 | Flanged Fork Terminal, nylon insulated, 22 - 16 AWG, #10 stud size, bulk package. | M | 1000 | 1000 | 1000 | 536.07
07498381082 | PN18-10FN-3K | Fork,NYL Ins,22-18AWG,#10,NRW,REEL3000 | Fork Terminal, nylon insulated, narrow tongue, metal insulation grip sleeve, 22- 18 AWG wire range, #10 stud size. | M | 1000 | 3000 | 3000 | 376.5
07498380878 | PN18-10FN-C | Fork,NYL Ins,22-18AWG,#10,NRW,PK100 | Fork Terminal, nylon insulated, 22- 18 AWG, #10 stud size, narrow tongue, standard package. | C | 100 | 100 | 100 | 102.59
07498380334 | PN18-10LF-C | Fork,Locking,Nylon,22-18AWG,#10,PK100 | Locking Fork Terminal, nylon insulated, 22 - 18 AWG, #10 stud size, standard package. | C | 100 | 100 | 100 | 103.59
07498380335 | PN18-10LF-M | Fork,Locking,Nylon,22-18AWG,#10,PK1000 | Locking Fork Terminal, nylon insulated, 22 - 18 AWG, #10 stud size, bulk package. | M | 1000 | 1000 | 1000 | 469.05
07498380881 | PN18-10LFN-C | Fork,Locking,Nyl,22-18AWG,#10,NRW,PK100 | Locking Fork Terminal, nylon insulated, 22 - 18 AWG, #10 stud size, narrow tongue. | C | 100 | 100 | 100 | 103.59
07498380621 | PN18-10R-3K | Ring,Nylon,22-18AWG,#10 STUD,REEL3000 | The PN18-10R-3K Reel Smart™ Terminal is a continuously molded, nylon insulated, ring terminal. The continuously molded design allows for consistent and reliable processing through Panduit applicators. The metal insulation grip sleeve crimps to wire insula | M | 1000 | 3000 | 3000 | 358.58
07498380006 | PN18-10R-C | Ring,Nylon,22-18AWG,#10 STUD,PK100 | The PN18-10R-C Pan-Term® Terminal is a nylon insulated, ring terminal. The metal insulation grip sleeve crimps to wire insulation, providing protection and strain relief to the crimp joint for high vibration applications. Internal barrel serrations assure | C | 100 | 100 | 100 | 98.65
07498380007 | PN18-10R-M | Ring,Nylon,22-18AWG,#10 STUD,PK1000 | Ring Terminal, 22 – 18 AWG, #10stud size, nylon insulated, bulk package. | M | 1000 | 1000 | 1000 | 413.11
07498312461 | PN18-12R-L | Ring,Nylon,22-18AWG,1/2" STUD,PK50 | Ring Terminal, 22 – 18 AWG, 1/2" stud size, nylon insulated. | C | 100 | 50 | 50 | 191.01
07498380306 | PN18-14F-C | Fork, Nylon Ins,22-18AWG,1/4",PK100 | Fork Terminal, nylon insulated, 22- 18 AWG, 1/4 stud size, standard package. | C | 100 | 100 | 100 | 107.48
07498380696 | PN18-14R-3K | Ring,Nylon,22-18AWG,1/4" STUD,REEL3000 | Ring Terminal, nylon insulated, metal sleeve, 22 – 18 AWG, 1/4" stud size. | M | 1000 | 3000 | 3000 | 463.86
07498380008 | PN18-14R-C | Ring,Nylon,22-18AWG,1/4" STUD,PK100 | Ring Terminal, 22 – 18 AWG, 1/4" stud size, nylon insulated, standard package. | C | 100 | 100 | 100 | 102.35
07498380009 | PN18-14R-M | Ring,Nylon,22-18AWG,1/4" STUD,PK1000 | Ring Terminal, 22 – 18 AWG, 1/4" stud size, nylon insulated, bulk package. | M | 1000 | 1000 | 1000 | 472.23
07498380012 | PN18-38R-C | Ring,Nylon,22-18AWG,3/8" STUD,PK100 | Ring Terminal, 22 – 18 AWG, 3/8" stud size, nylon insulated, standard package. | C | 100 | 100 | 100 | 109.49
07498380013 | PN18-38R-M | Ring,Nylon,22-18AWG,3/8" STUD,PK1000 | Ring Terminal, 22 – 18 AWG, 3/8" stud size, nylon insulated, bulk package. | M | 1000 | 1000 | 1000 | 515.33
07498380617 | PN18-4R-3K | Ring,Nylon,22-18AWG,#4 STUD,REEL3000 | Ring Terminal, nylon insulated, metal sleeve, 22 – 18 AWG, #4 stud size. | M | 1000 | 3000 | 3000 | 376.52
07498380000 | PN18-4R-C | Ring,Nylon,22-18AWG,#4 STUD,PK100 | Ring Terminal, 22 – 18 AWG, #4 stud size, nylon insulated, standard package. | C | 100 | 100 | 100 | 105.64
07498380001 | PN18-4R-M | Ring,Nylon,22-18AWG,#4 STUD,PK1000 | Ring Terminal, 22 – 18 AWG, #4 stud size, nylon insulated, bulk package. | M | 1000 | 1000 | 1000 | 433.75
07498380326 | PN18-4RN-C | Ring,Nylon,22-18AWG,#4 STUD,NRW,PK100 | Ring Terminal, 22 – 18 AWG, #4 stud size, narrow tongue, nylon insulated, standard package. | C | 100 | 100 | 100 | 105.64
07498380327 | PN18-4RN-M | Ring,Nylon,22-18AWG,#4 STUD,NRW,PK1000 | Ring Terminal, 22 – 18 AWG, #4 stud size, narrow tongue, nylon insulated, bulk package. | M | 1000 | 1000 | 1000 | 433.75
07498380010 | PN18-56R-C | Ring,Nylon,22-18AWG,5/16" STUD,PK100 | Ring Terminal, 22 – 18 AWG, 5/16" stud size, nylon insulated, standard package. | C | 100 | 100 | 100 | 109.49
07498380011 | PN18-56R-M | Ring,Nylon,22-18AWG,5/16" STUD,PK1000 | Ring Terminal, 22 – 18 AWG, 5/16" stud size, nylon insulated, bulk package. | M | 1000 | 1000 | 1000 | 520.52
07498380635 | PN18-6F-3K | Fork, Nylon Ins,22-18AWG,#6,REEL3000 | Fork Terminal, nylon insulated, metal insulation grip sleeve, 22 - 18 AWG wire range, #6 stud size. | M | 1000 | 3000 | 3000 | 376.5
07498380300 | PN18-6F-C | Fork, Nylon Ins,22-18AWG,#6 STUD,PK100 | Fork Terminal, nylon insulated, 22- 18 AWG, #6 stud size, standard package. | C | 100 | 100 | 100 | 98.61
07498380301 | PN18-6F-M | Fork, Nylon Ins,22-18AWG,#6 STUD,PK1000 | Fork Terminal, nylon insulated, 22- 18 AWG, #6 stud size, bulk package. | M | 1000 | 1000 | 1000 | 413.26
07498380673 | PN18-6FF-3K | Fork,Flange,Nylon,22-18AWG,#6,REEL3000 | Flanged Fork Terminal, nylon insulated, metal insulation grip sleeve, 22 - 18 AWG wire range, #6 stud size. | M | 1000 | 3000 | 3000 | 414.88
07498380600 | PN18-6FF-C | Fork,Flange,Nylon,22-16AWG,#6,PK100 | Flanged Fork Terminal, nylon insulated, 22 - 16 AWG, #6 stud size, standard package. | C | 100 | 100 | 100 | 131.98
07498380601 | PN18-6FF-M | Fork,Flange,Nylon,22-16AWG,#6,PK1000 | Flanged Fork Terminal, nylon insulated, 22 - 16 AWG, #6 stud size, bulk package. | M | 1000 | 1000 | 1000 | 515.6
07498381081 | PN18-6FN-3K | Fork,NYL Ins,22-18AWG,#6,NRW,REEL3000 | Fork Terminal, nylon insulated, narrow tongue, metal insulation grip sleeve, 22- 18 AWG wire range, #6 stud size. | M | 1000 | 3000 | 3000 | 376.5
07498380877 | PN18-6FN-C | Fork,NYL Ins,22-18AWG,#6,NRW,PK100 | Fork Terminal, nylon insulated, 22- 18 AWG, #6 stud size, narrow tongue, standard package. | C | 100 | 100 | 100 | 98.61
07498380883 | PN18-6FN-M | Fork,NYL Ins,22-18AWG,#6,NRW,PK1000 | Fork Terminal, nylon insulated, 22- 18 AWG, #6 stud size, narrow tongue, bulk package. | M | 1000 | 1000 | 1000 | 413.26
07498380647 | PN18-6LF-3K | Fork,Locking,Nylon,22-18AWG,#6,REEL3000 | Locking Fork Terminal, nylon insulated, metal insulation grip sleeve, 22 - 18 AWG wire range, #6 stud size. | M | 1000 | 3000 | 3000 | 387.26
07498380330 | PN18-6LF-C | Fork,Locking,Nylon,22-18AWG,#6,PK100 | Locking Fork Terminal, nylon insulated, 22 - 18 AWG, #6 stud size, standard package. | C | 100 | 100 | 100 | 106.73
07498380331 | PN18-6LF-M | Fork,Locking,Nylon,22-18AWG,#6,PK1000 | Locking Fork Terminal, nylon insulated, 22 - 18 AWG, #6 stud size, bulk package. | M | 1000 | 1000 | 1000 | 433.67
07498380618 | PN18-6R-3K | Ring,Nylon,22-18AWG,#6 STUD,REEL3000 | Ring Terminal, nylon insulated, metal sleeve, 22 – 18 AWG, #6 stud size. | M | 1000 | 3000 | 3000 | 358.58
07498380002 | PN18-6R-C | Ring,Nylon,22-18AWG,#6 STUD,PK100 | The PN18-6R-C Pan-Term® Terminal is a nylon insulated, ring terminal. The metal insulation grip sleeve crimps to wire insulation, providing protection and strain relief to the crimp joint for high vibration applications. Internal barrel serrations assure | C | 100 | 100 | 100 | 98.66
07498380003 | PN18-6R-M | Ring,Nylon,22-18AWG,#6 STUD,PK1000 | Ring Terminal, 22 – 18 AWG, #6 stud size, nylon insulated, bulk package. | M | 1000 | 1000 | 1000 | 413.27
07498380619 | PN18-6RN-3K | Ring,Nylon,22-18AWG,#6 STUD,NRW,REEL3000 | Ring Terminal, narrow tongue, nylon insulated, metal sleeve, 22 – 18 AWG, #6 stud size. | M | 1000 | 3000 | 3000 | 376.52
07498380328 | PN18-6RN-C | Ring,Nylon,22-18AWG,#6 STUD,NRW,PK100 | Ring Terminal, 22 – 18 AWG, #6 stud size, narrow tongue, nylon insulated, standard package. | C | 100 | 100 | 100 | 98.66
07498382353 | PN18-6RN-M | Ring,Nylon,22-18AWG,#6 STUD,NRW,PK1000 | Ring Terminal, 22 – 18 AWG, #6 stud size, narrow tongue, nylon insulated, bulk package. | M | 1000 | 1000 | 1000 | 413.27
07498380636 | PN18-8F-3K | Fork, Nylon Ins,22-18AWG,#8,REEL3000 | Fork Terminal, nylon insulated, metal insulation grip sleeve, 22 - 18 AWG wire range, #8 stud size. | M | 1000 | 3000 | 3000 | 376.5
07498380302 | PN18-8F-C | Fork, Nylon Ins,22-18AWG,#8 STUD,PK100 | The PN18-8F-C Pan-Term® Terminal is a nylon insulated, fork terminal. The metal insulation grip sleeve crimps to wire insulation, providing protection and strain relief to the crimp joint for high vibration applications. Internal barrel serrations assure | C | 100 | 100 | 100 | 98.66
07498380303 | PN18-8F-M | Fork, Nylon Ins,22-18AWG,#8 STUD,PK1000 | Fork Terminal, nylon insulated, 22- 18 AWG, #8 stud size, bulk package. | M | 1000 | 1000 | 1000 | 413.26
07498380674 | PN18-8FF-3K | Fork,Flange,Nylon,22-18AWG,#8,REEL3000 | Flanged Fork Terminal, nylon insulated, metal insulation grip sleeve, 22 - 18 AWG wire range, #8 stud size. | M | 1000 | 3000 | 3000 | 435.65
07498380602 | PN18-8FF-C | Fork,Flange,Nylon,22-18AWG,#8,PK100 | Flanged Fork Terminal, nylon insulated, 22 - 16 AWG, #8 stud size, standard package. | C | 100 | 100 | 100 | 131.98
07498380603 | PN18-8FF-M | Fork,Flange,Nylon,22-18AWG,#8,PK1000 | Flanged Fork Terminal, nylon insulated, 22 - 16 AWG, #8 stud size, bulk package. | M | 1000 | 1000 | 1000 | 531.08
07498380649 | PN18-8LF-3K | Fork,Locking,Nylon,22-18AWG,#8,REEL3000 | Locking Fork Terminal, nylon insulated, metal insulation grip sleeve, 22 - 18 AWG wire range, #8 stud size. | M | 1000 | 3000 | 3000 | 406.61
07498380332 | PN18-8LF-C | Fork,Locking,Nylon,22-18AWG,#8,PK100 | Locking Fork Terminal, nylon insulated, 22 - 18 AWG, #8 stud size, standard package. | C | 100 | 100 | 100 | 101.65
07498380333 | PN18-8LF-M | Fork,Locking,Nylon,22-18AWG,#8,PK1000 | Locking Fork Terminal, nylon insulated, 22 - 18 AWG, #8 stud size, bulk package. | M | 1000 | 1000 | 1000 | 455.34
07498380620 | PN18-8R-3K | Ring,Nylon,22-18AWG,#8 STUD,REEL3000 | Ring Terminal, nylon insulated, metal sleeve, 22 – 18 AWG, #8 stud size. | M | 1000 | 3000 | 3000 | 358.58
07498380004 | PN18-8R-C | Ring,Nylon,22-18AWG,#8 STUD,PK100 | The PN18-8R-C Pan-Term® Terminal is a nylon insulated, ring terminal. The metal insulation grip sleeve crimps to wire insulation, providing protection and strain relief to the crimp joint for high vibration applications. Internal barrel serrations assure | C | 100 | 100 | 100 | 98.66
07498380005 | PN18-8R-M | Ring,Nylon,22-18AWG,#8 STUD,PK1000 | The PN18-8R-M Pan-Term® Terminal is a nylon insulated, ring terminal. The metal insulation grip sleeve crimps to wire insulation, providing protection and strain relief to the crimp joint for high vibration applications. Internal barrel serrations assure | M | 1000 | 1000 | 1000 | 413.27
07498389034 | PN22-6F-C | Fork,Nylon Ins,26-22AWG,#6 STUD,PK100 | Fork Terminal, nylon insulated, 26 - 22 AWG, #6 stud size, standard package. | C | 100 | 100 | 100 | 107.65
07498389035 | PN22-6F-M | Fork,Nylon Ins,26-22AWG,#6 STUD,PK1000 | Fork Terminal, nylon insulated, 26- 22 AWG, #6 stud size, bulk package. | M | 1000 | 1000 | 1000 | 613.67
07498380338 | PN22-6R-C | Ring,Nylon Ins,26-22AWG,#6 STUD,PK100 | Ring Terminal, 26 – 22 AWG, #6 stud size, nylon insulated, standard package. | C | 100 | 100 | 100 | 108.63
07498382356 | PN22-6R-M | Ring,Nylon Ins,26-22AWG,#6 STUD,PK1000 | Ring Terminal, 26 – 22 AWG, #6 stud size, nylon insulated, bulk package. | M | 1000 | 1000 | 1000 | 619.52
07498351356 | PNF10-10F-L | Fork,Fnl,NYL Ins,12-10AWG,#10,PK50 | Fork Terminal, nylon insulated, funnel entry, 12- 10 AWG, #10 stud size, standard package. | C | 100 | 50 | 50 | 147.33
07498381192 | PNF10-10FF-2K | Fork,Flange,Fnl,NY,12-10AWG,#10,REEL2000 | Flanged Fork Terminal, nylon insulated, funnel entry, metal insulation grip sleeve, 12 - 10 AWG wire range, #10 stud size. | M | 1000 | 2000 | 2000 | 656.94
07498381184 | PNF10-10LF-2K | Fork,Lock,Fnl,NYL,12-10AWG,#10,REEL2000 | Locking Fork Terminal, nylon insulated, funnel entry, metal insulation grip sleeve, 12 - 10 AWG wire range, #10 stud size. | M | 1000 | 2000 | 2000 | 656.94
07498381025 | PNF10-10LF-D | Fork,Locking,Fnl,NYL,12-10AWG,#10,PK500 | Locking Fork Terminal, nylon insulated, funnel entry, 12-10 AWG, #10 stud size, bulk package. | M | 1000 | 500 | 500 | 734
07498351368 | PNF10-10LF-L | Fork,Locking,Fnl,NYL,12-10AWG,#10,PK50 | Locking Fork Terminal, nylon insulated, funnel entry, 12-10 AWG, #10 stud size, standard package. | C | 100 | 250 | 50 | 151.77
07498381174 | PNF10-10R-2K | Ring,Funnel,NYL,12-10AWG,#10,REEL2000 | The PNF10-10R-2K Reel Smart™ Terminal is a continuously molded, nylon insulated, ring terminal with funnel entry. The continuously molded design allows for consistent and reliable processing through Panduit applicators. The metal insulation grip sleeve cr | M | 1000 | 2000 | 2000 | 596.77
07498381026 | PNF10-10R-D | Ring,Funnel,NYL,12-10AWG,#10,PK500 | The PNF10-10R-D Pan-Term® Terminal is a nylon insulated, ring terminal with funnel entry. The metal insulation grip sleeve crimps to wire insulation, providing protection and strain relief to the crimp joint for high vibration applications. Internal barre | M | 1000 | 500 | 500 | 635.87
07498351333 | PNF10-10R-L | Ring,Funnel,Nylon,12-10AWG,#10,PK50 | Ring Terminal, 12 – 10 AWG, #10 stud size, funnel entry, nylon insulated, standard package. | C | 100 | 250 | 50 | 140.33
07498351357 | PNF10-14F-L | Fork,Fnl,NYL Ins,12-10AWG,1/4",PK50 | Fork Terminal, nylon insulated, funnel entry, 12- 10 AWG, 1/4 stud size. | C | 100 | 50 | 50 | 147.33
07498381175 | PNF10-14R-2K | Ring,Funnel,NYL,12-10AWG,1/4",REEL2000 | The PNF10-14R-2K Reel Smart™ Terminal is a continuously molded, nylon insulated, ring terminal with funnel entry. The continuously molded design allows for consistent and reliable processing through Panduit applicators. The metal insulation grip sleeve cr | M | 1000 | 2000 | 2000 | 655.78
07498381030 | PNF10-14R-D | Ring,Funnel,NYL,12-10AWG,1/4",PK500 | Ring Terminal, 12 – 10 AWG, 1/4" stud size, funnel entry, nylon insulated, bulk package. | M | 1000 | 500 | 500 | 698.66
07498351334 | PNF10-14R-L | Ring,Funnel,NYL,12-10AWG,1/4",PK50 | Ring Terminal, 12 – 10 AWG, 1/4" stud size, funnel entry, nylon insulated, standard package. | C | 100 | 250 | 50 | 140.33
07498381177 | PNF10-38R-2K | Ring,Funnel,NYL,12-10AWG,3/8",REEL2000 | Ring Terminal, nylon insulated, funnel entry, metal sleeve, 12 – 10 AWG, 3/8" stud size. | M | 1000 | 2000 | 2000 | 688.56
07498381033 | PNF10-38R-D | Ring,Funnel,NYL,12-10AWG,3/8",PK500 | Ring Terminal, 12 – 10 AWG, 3/8" stud size, funnel entry, nylon insulated, bulk package. | M | 1000 | 500 | 500 | 792.3
07498351336 | PNF10-38R-L | Ring,Funnel,NYL,12-10AWG,3/8",PK50 | Ring Terminal, 12 – 10 AWG, 3/8" stud size, funnel entry, nylon insulated, standard package. | C | 100 | 50 | 50 | 147.33
07498381176 | PNF10-56R-2K | Ring,Funnel,NYL,12-10AWG,5/16",REEL2000 | Ring Terminal, nylon insulated, funnel entry, metal sleeve, 12 – 10 AWG, 5/16" stud size. | M | 1000 | 2000 | 2000 | 688.56
07498381032 | PNF10-56R-D | Ring,Funnel,NYL,12-10AWG,5/16",PK500 | Ring Terminal, 12 – 10 AWG, 5/16" stud size, funnel entry, nylon insulated, bulk package. | M | 1000 | 500 | 500 | 733.61
07498351335 | PNF10-56R-L | Ring,Funnel,NYL,12-10AWG,5/16",PK50 | Ring Terminal, 12 – 10 AWG, 5/16" stud size, funnel entry, nylon insulated, standard package. | C | 100 | 250 | 50 | 147.33
07498381178 | PNF10-6F-2K | Fork,Fnl,NYL Ins,12-10AWG,#6,REEL2000 | Fork Terminal, nylon insulated, funnel entry, metal insulation grip sleeve, 12 - 10 AWG wire range, #6 stud size. | M | 1000 | 2000 | 2000 | 626.6
07498351354 | PNF10-6F-L | Fork,Fnl,NYL Ins,12-10AWG,#6,PK50 | Fork Terminal, nylon insulated, funnel entry, 12- 10 AWG, #6 stud size, standard package. | C | 100 | 50 | 50 | 147.33
07498381182 | PNF10-6LF-2K | Fork,Lock,Fnl,NYL,12-10AWG,#6,REEL2000 | Locking Fork Terminal, nylon insulated, funnel entry, metal insulation grip sleeve, 12 - 10 AWG wire range, #6 stud size. | M | 1000 | 2000 | 2000 | 656.94
07498381017 | PNF10-6LF-D | Fork,Locking,Fnl,NYL,12-10AWG,#6,PK500 | Locking Fork Terminal, nylon insulated, funnel entry, 12-10 AWG, #6 stud size, bulk package. | M | 1000 | 500 | 500 | 679.62
07498381172 | PNF10-6R-2K | Ring,Funnel,NYL,12-10AWG,#6,REEL2000 | Ring Terminal, nylon insulated, funnel entry, metal sleeve, 12 – 10 AWG, #6 stud size. | M | 1000 | 2000 | 2000 | 626.6
07498381018 | PNF10-6R-D | Ring,Funnel,NYL,12-10AWG,#6,PK500 | Ring Terminal, 12 – 10 AWG, #6 stud size, funnel entry, nylon insulated, bulk package. | M | 1000 | 500 | 500 | 667.67
07498351331 | PNF10-6R-L | Ring,Funnel,Nylon,12-10AWG,#6,PK50 | Ring Terminal, 12 – 10 AWG, #6 stud size, funnel entry, nylon insulated, standard package. | C | 100 | 50 | 50 | 147.33
07498381179 | PNF10-8F-2K | Fork,Fnl,NYL Ins,12-10AWG,#8,REEL2000 | Fork Terminal, nylon insulated, funnel entry, metal insulation grip sleeve, 12 - 10 AWG wire range, #8 stud size. | M | 1000 | 2000 | 2000 | 596.77
07498381020 | PNF10-8F-D | Fork,Fnl,NYL Ins,12-10AWG,#8,PK500 | Fork Terminal, nylon insulated, funnel entry, 12- 10 AWG, #8 stud size, bulk package. | M | 1000 | 500 | 500 | 667.63
07498351355 | PNF10-8F-L | Fork,Fnl,NYL Ins,12-10AWG,#8,PK50 | Fork Terminal, nylon insulated, funnel entry, 12- 10 AWG, #8 stud size, standard package. | C | 100 | 50 | 50 | 147.33
07498381191 | PNF10-8FF-2K | Fork,Flange,Fnl,NYL,12-10AWG,#8,REEL2000 | Flanged Fork Terminal, nylon insulated, funnel entry, metal insulation grip sleeve, 12 - 10 AWG wire range, #8 stud size. | M | 1000 | 2000 | 2000 | 656.94
07498381183 | PNF10-8LF-2K | Fork,Lock,Fnl,NYL,12-10AWG,#8,REEL2000 | Locking Fork Terminal, nylon insulated, funnel entry, metal insulation grip sleeve, 12 - 10 AWG wire range, #8 stud size. | M | 1000 | 2000 | 2000 | 656.94
07498381021 | PNF10-8LF-D | Fork,Locking,Fnl,NYL,12-10AWG,#8,PK500 | Locking Fork Terminal, nylon insulated, funnel entry, 12-10 AWG, #8 stud size, bulk package. | M | 1000 | 500 | 500 | 647.24
07498351367 | PNF10-8LF-L | Fork,Locking,Fnl,NYL,12-10AWG,#8,PK50 | Locking Fork Terminal, nylon insulated, funnel entry, 12-10 AWG, #8 stud size, standard package. | C | 100 | 50 | 50 | 152.92
07498381173 | PNF10-8R-2K | Ring,Funnel,NYL,12-10AWG,#8,REEL2000 | Ring Terminal, nylon insulated, funnel entry, metal sleeve, 12 – 10 AWG, #8 stud size. | M | 1000 | 2000 | 2000 | 596.77
07498381022 | PNF10-8R-D | Ring,Funnel,NYL,12-10AWG,#8,PK500 | Ring Terminal, 12 – 10 AWG, #8 stud size, funnel entry, nylon insulated, bulk package. | M | 1000 | 500 | 500 | 635.87
07498351332 | PNF10-8R-L | Ring,Funnel,Nylon,12-10AWG,#8,PK50 | Ring Terminal, 12 – 10 AWG, #8 stud size, funnel entry, nylon insulated, standard package. | C | 100 | 50 | 50 | 147.33
07498381158 | PNF14-10F-3K | Fork,Fnl,NYL Ins,16-14AWG,#10,REEL3000 | Fork Terminal, nylon insulated, funnel entry, metal insulation grip sleeve, 16 - 14 AWG wire range, #10 stud size. | M | 1000 | 3000 | 3000 | 432.98
07498351352 | PNF14-10F-C | Fork,Fnl,NYL Ins,16-14AWG,#10,PK100 | Fork Terminal, nylon insulated, funnel entry, 16- 14 AWG, #10 stud size, standard package. | C | 100 | 100 | 100 | 119.54
07498381171 | PNF14-10FF-3K | Fork,Flange,Fnl,NY,16-14AWG,#10,REEL3000 | Flanged Fork Terminal, nylon insulated, funnel entry, metal insulation grip sleeve, 16 - 14 AWG wire range, #10 stud size. | M | 1000 | 3000 | 3000 | 432.98
07498381163 | PNF14-10LF-3K | Fork,Lock,Fnl,NYL,16-14AWG,#10,REEL3000 | Locking Fork Terminal, nylon insulated, funnel entry, metal insulation grip sleeve, 16 - 14 AWG wire range, #10 stud size. | M | 1000 | 3000 | 3000 | 467.58
07498351365 | PNF14-10LF-C | Fork,Locking,Fnl,NYL,18-14AWG,#10,PK100 | Locking Fork Terminal, nylon insulated, funnel entry, 18-14 AWG, #10 stud size, standard package. | C | 100 | 100 | 100 | 126.75
07498381047 | PNF14-10LF-M | Fork,Locking,Fnl,NYL,18-14AWG,#10,PK1000 | Locking Fork Terminal, nylon insulated, funnel entry, 18-14 AWG, #10 stud size, bulk package. | M | 1000 | 1000 | 1000 | 526.33
07498381154 | PNF14-10R-3K | Ring,Funnel,Nylon,16-14AWG,#10,REEL3000 | The PNF14-10R-3K Reel Smart™ Terminal is a continuously molded, nylon insulated, ring terminal with funnel entry. The continuously molded design allows for consistent and reliable processing through Panduit applicators. The metal insulation grip sleeve cr | M | 1000 | 3000 | 3000 | 412.34
07498351327 | PNF14-10R-C | Ring,Funnel,Nylon,16-14AWG,#10,PK100 | Ring Terminal 16 – 14 AWG, #10 stud size, funnel entry, nylon insulated, standard package. | C | 100 | 100 | 100 | 113.84
07498381048 | PNF14-10R-M | Ring,Funnel,Nylon,16-14AWG,#10,PK1000 | The PNF14-10R-M Pan-Term® Terminal is a nylon insulated, ring terminal with funnel entry. The metal insulation grip sleeve crimps to wire insulation, providing protection and strain relief to the crimp joint for high vibration applications. Internal barre | M | 1000 | 1000 | 1000 | 473.43
07498351353 | PNF14-14F-C | Fork,Fnl,NYL Ins,16-14AWG,1/4",PK100 | Fork Terminal, nylon insulated, funnel entry, 16- 14 AWG, 1/4 stud size, standard package. | C | 100 | 100 | 100 | 129.12
07498380720 | PNF14-14R-3K | Ring,Funnel,Nylon,16-14AWG,1/4",REEL3000 | The PNF14-14R-3K Reel Smart™ Terminal is a continuously molded, nylon insulated, ring terminal with funnel entry. The continuously molded design allows for consistent and reliable processing through Panduit applicators. The metal insulation grip sleeve cr | M | 1000 | 3000 | 3000 | 507.98
07498351328 | PNF14-14R-C | Ring,Funnel,Nylon,16-14AWG,1/4",PK100 | Ring Terminal, 16 – 14 AWG, 1/4" stud size, funnel entry, nylon insulated, standard package. | C | 100 | 100 | 100 | 121.76
07498381051 | PNF14-14R-M | Ring,Funnel,Nylon,16-14AWG,1/4",PK1000 | Ring Terminal, 16 – 14 AWG, 1/4" stud size, funnel entry, nylon insulated, bulk package. | M | 1000 | 1000 | 1000 | 588.91
07498352349 | PNF14-38R-L | Ring,Funnel,Nylon,16-14AWG,3/8",PK50 | Ring Terminal, 16 – 14 AWG, 3/8" stud size, funnel entry, nylon insulated, standard package. | C | 100 | 250 | 50 | 127.84
07498381054 | PNF14-38R-M | Ring,Funnel,Nylon,16-14AWG,3/8",PK1000 | Ring Terminal, 16 – 14 AWG, 3/8" stud size, funnel entry, nylon insulated, bulk package. | M | 1000 | 1000 | 1000 | 661.2
07498381150 | PNF14-4R-3K | Ring,Funnel,Nylon,16-14AWG,#4,REEL3000 | Ring Terminal, nylon insulated, funnel entry, metal sleeve, 16 – 14 AWG, #4 stud size. | M | 1000 | 3000 | 3000 | 432.95
07498381034 | PNF14-4R-M | Ring,Funnel,Nylon,16-14AWG,#4,PK1000 | Ring Terminal, 16 – 14 AWG, #4 stud size, funnel entry, nylon insulated, bulk package. | M | 1000 | 1000 | 1000 | 536.77
07498381053 | PNF14-56R-M | Ring,Funnel,Nylon,16-14AWG,5/16",PK1000 | Ring Terminal, 16 – 14 AWG, 5/16" stud size, funnel entry, nylon insulated, bulk package. | M | 1000 | 1000 | 1000 | 661.2
07498381156 | PNF14-6F-3K | Fork,Fnl,NYL Ins,16-14AWG,#6,REEL3000 | Fork Terminal, nylon insulated, funnel entry, metal insulation grip sleeve, 16 - 14 AWG wire range, #6 stud size. | M | 1000 | 3000 | 3000 | 432.98
07498351350 | PNF14-6F-C | Fork,Fnl,NYL Ins,16-14AWG,#6,PK100 | Fork Terminal, nylon insulated, funnel entry, 16- 14 AWG, #6 stud size, standard package. | C | 100 | 100 | 100 | 119.54
07498381036 | PNF14-6F-M | Fork,Fnl,NYL Ins,16-14AWG,#6,PK1000 | Fork Terminal, nylon insulated, funnel entry, 16- 14 AWG, #6 stud size, bulk package. | M | 1000 | 1000 | 1000 | 497.06
07498381169 | PNF14-6FF-3K | Fork,Flange,Fnl,NYL,16-14AWG,#6,REEL3000 | Flanged Fork Terminal, nylon insulated, funnel entry, metal insulation grip sleeve, 16 - 14 AWG wire range, #6 stud size. | M | 1000 | 3000 | 3000 | 432.98
07498381095 | PNF14-6FN-3K | Fork,Fnl,NY Ins,16-14AWG,#6,NRW,REEL3000 | Fork Terminal, nylon insulated, narrow tongue, funnel entry, metal insulation grip sleeve, 16- 14 AWG wire range, #6 stud size. | M | 1000 | 3000 | 3000 | 432.98
07498381160 | PNF14-6LF-3K | Fork,Lock,Fnl,NYL,16-14AWG,#6,REEL3000 | Locking Fork Terminal, nylon insulated, funnel entry, metal insulation grip sleeve, 16 - 14 AWG wire range, #6 stud size. | M | 1000 | 3000 | 3000 | 445.32
07498351362 | PNF14-6LF-C | Fork,Locking,Fnl,NYL,18-14AWG,#6,PK100 | Locking Fork Terminal, nylon insulated, funnel entry, 18-14 AWG, #6 stud size, standard package. | C | 100 | 100 | 100 | 126.75
07498381037 | PNF14-6LF-M | Fork,Locking,Fnl,NYL,18-14AWG,#6,PK1000 | The PNF14-6LF-M Pan-Term® Terminal is a nylon insulated, locking fork terminal. The metal insulation grip sleeve crimps to wire insulation, providing protection and strain relief to the crimp joint for high vibration applications. Internal barrel serratio | M | 1000 | 1000 | 1000 | 501.27
07498381151 | PNF14-6R-3K | Ring,Funnel,Nylon,16-14AWG,#6,REEL3000 | Ring Terminal, nylon insulated, funnel entry, metal sleeve, 16 – 14 AWG, #6 stud size. | M | 1000 | 3000 | 3000 | 412.34
07498351325 | PNF14-6R-C | Ring,Funnel,Nylon,16-14AWG,#6,PK100 | Ring Terminal, 16 – 14 AWG, #6 stud size, funnel entry, nylon insulated, standard package. | C | 100 | 100 | 100 | 119.54
07498381039 | PNF14-6R-M | Ring,Funnel,Nylon,16-14AWG,#6,PK1000 | Ring Terminal, 16 – 14 AWG, #6 stud size, funnel entry, nylon insulated, bulk package. | M | 1000 | 1000 | 1000 | 473.43
07498381152 | PNF14-6RN-3K | Ring,Funnel,NYL,16-14AWG,#6,NRW,REEL3000 | Ring Terminal, narrow tongue, nylon insulated, funnel entry, metal sleeve, 16 – 14 AWG, #6 stud size. | M | 1000 | 3000 | 3000 | 432.95
07498351324 | PNF14-6RN-C | Ring,Funnel,Nylon,16-14AWG,#6,NRW,PK100 | Ring Terminal, 16 – 14 AWG, #6 stud size, narrow tongue, funnel entry, nylon insulated, standard package. | C | 100 | 100 | 100 | 119.54
07498381040 | PNF14-6RN-M | Ring,Funnel,Nylon,16-14AWG,#6,NRW,PK1000 | Ring Terminal, 16 – 14 AWG, #6 stud size, narrow tongue, funnel entry, nylon insulated, bulk package. | M | 1000 | 1000 | 1000 | 473.43
07498381157 | PNF14-8F-3K | Fork,Fnl,NYL Ins,16-14AWG,#8,REEL3000 | Fork Terminal, nylon insulated, funnel entry, metal insulation grip sleeve, 16 - 14 AWG wire range, #8 stud size. | M | 1000 | 3000 | 3000 | 432.98
07498351351 | PNF14-8F-C | Fork,Fnl,NYL Ins,16-14AWG,#8,PK100 | Fork Terminal, nylon insulated, funnel entry, 16- 14 AWG, #8 stud size, standard package. | C | 100 | 100 | 100 | 113.84
07498381042 | PNF14-8F-M | Fork,Fnl,NYL Ins,16-14AWG,#8,PK1000 | Fork Terminal, nylon insulated, funnel entry, 16- 14 AWG, #8 stud size, bulk package. | M | 1000 | 1000 | 1000 | 497.06
07498381170 | PNF14-8FF-3K | Fork,Flange,Fnl,NYL,16-14AWG,#8,REEL3000 | Flanged Fork Terminal, nylon insulated, funnel entry, metal insulation grip sleeve, 16 - 14 AWG wire range, #8 stud size. | M | 1000 | 3000 | 3000 | 432.98
07498381162 | PNF14-8LF-3K | Fork,Lock,Fnl,NYL,16-14AWG,#8,REEL3000 | The PNF14-8LF-3K Reel Smart™ Terminal is a continuously molded, nylon insulated, locking fork terminal with funnel entry. The continuously molded design allows for consistent and reliable processing through Panduit applicators. The metal insulation grip s | M | 1000 | 3000 | 3000 | 445.32
07498351364 | PNF14-8LF-C | Fork,Locking,Fnl,NYL,18-14AWG,#8,PK100 | Locking Fork Terminal, nylon insulated, funnel entry, 18-14 AWG, #8 stud size, standard package. | C | 100 | 100 | 100 | 126.75
07498381043 | PNF14-8LF-M | Fork,Locking,Fnl,NYL,18-14AWG,#8,PK1000 | The PNF14-8LF-M Pan-Term® Terminal is a nylon insulated, locking fork terminal. The metal insulation grip sleeve crimps to wire insulation, providing protection and strain relief to the crimp joint for high vibration applications. Internal barrel serratio | M | 1000 | 1000 | 1000 | 501.27
07498381153 | PNF14-8R-3K | Ring,Funnel,Nylon,16-14AWG,#8,REEL3000 | The PNF14-8R-3K Reel Smart™ Terminal is a continuously molded, nylon insulated, ring terminal with funnel entry. The continuously molded design allows for consistent and reliable processing through Panduit applicators. The metal insulation grip sleeve cri | M | 1000 | 3000 | 3000 | 412.34
07498351326 | PNF14-8R-C | Ring,Funnel,Nylon,16-14AWG,#8,PK100 | Ring Terminal, 16 – 14 AWG, #8 stud size, funnel entry, nylon insulated, standard package. | C | 100 | 100 | 100 | 113.84
07498381044 | PNF14-8R-M | Ring,Funnel,Nylon,16-14AWG,#8,PK1000 | Ring Terminal, 16 – 14 AWG, #8 stud size, funnel entry, nylon insulated, bulk package. | M | 1000 | 1000 | 1000 | 473.43
07498381137 | PNF18-10F-3K | Fork,Fnl,NYL Ins,22-18AWG,#10,REEL3000 | Fork Terminal, nylon insulated, funnel entry, metal insulation grip sleeve, 22 - 18 AWG wire range, #10 stud size. | M | 1000 | 3000 | 3000 | 432.98
07498351348 | PNF18-10F-C | Fork,Funnel,Nylon,22-18AWG,#10,PK100 | Fork Terminal, nylon insulated, funnel entry, 22- 18 AWG, #10 stud size, standard package. | C | 100 | 100 | 100 | 119.54
07498381142 | PNF18-10LF-3K | Fork,Lock,Fnl,NYL,22-18AWG,#10,REEL3000 | Locking Fork Terminal, nylon insulated, funnel entry, metal insulation grip sleeve, 22 - 18 AWG wire range, #10 stud size. | M | 1000 | 3000 | 3000 | 467.58
07498351361 | PNF18-10LF-C | Fork,Locking,Fnl,NYL,22-18AWG,#10,PK100 | Locking Fork Terminal, nylon insulated, funnel entry, 22-18 AWG, #10 stud size, standard package. | C | 100 | 100 | 100 | 126.75
07498381068 | PNF18-10LF-M | Fork,Locking,Fnl,NYL,22-18AWG,#10,PK1000 | Locking Fork Terminal, nylon insulated, funnel entry, 22-18 AWG, #10 stud size, bulk package. | M | 1000 | 1000 | 1000 | 542.62
07498381133 | PNF18-10R-3K | Ring,Funnel,Nylon,22-18AWG,#10,REEL3000 | The PNF18-10R-3K Reel Smart™ Terminal is a continuously molded, nylon insulated, ring terminal with funnel entry. The continuously molded design allows for consistent and reliable processing through Panduit applicators. The metal insulation grip sleeve cr | M | 1000 | 3000 | 3000 | 412.34
07498351319 | PNF18-10R-C | Ring,Funnel,Nylon,22-18AWG,#10,PK100 | Ring Terminal, 22 – 18 AWG, #10 stud size, funnel entry, nylon insulated, standard package. | C | 100 | 100 | 100 | 119.54
07498381069 | PNF18-10R-M | Ring,Funnel,Nylon,22-18AWG,#10,PK1000 | Ring Terminal, 22 – 18 AWG, #10 stud size, funnel entry, nylon insulated, bulk package. | M | 1000 | 1000 | 1000 | 473.43
07498351349 | PNF18-14F-C | Fork,Fnl,NYL Ins,22-18AWG,1/4",PK100 | Fork Terminal, nylon insulated, funnel entry, 22- 18 AWG, 1/4 stud size. | C | 100 | 100 | 100 | 127.84
07498380721 | PNF18-14R-3K | Ring,Funnel,Nylon,22-18AWG,1/4",REEL3000 | Ring Terminal, nylon insulated, funnel entry, metal sleeve, 22 – 18 AWG, 1/4" stud size. | M | 1000 | 3000 | 3000 | 507.98
07498351320 | PNF18-14R-C | Ring,Funnel,Nylon,22-18AWG,1/4",PK100 | Ring Terminal, 22 – 18 AWG, 1/4" stud size, funnel entry, nylon insulated, standard package. | C | 100 | 100 | 100 | 129.12
07498381072 | PNF18-14R-M | Ring,Funnel,Nylon,22-18AWG,1/4",PK1000 | Ring Terminal, 22 – 18 AWG, 1/4" stud size, funnel entry, nylon insulated, bulk package. | M | 1000 | 1000 | 1000 | 612.24
07498381074 | PNF18-38R-M | Ring,Funnel,Nylon,22-18AWG,3/8",PK1000 | Ring Terminal, 22 – 18 AWG, 3/8" stud size, funnel entry, nylon insulated, bulk package. | M | 1000 | 1000 | 1000 | 618.33
07498381055 | PNF18-4R-M | Ring,Funnel,Nylon,22-18AWG,#4,PK1000 | Ring Terminal, 22 – 18 AWG, #4 stud size, funnel entry, nylon insulated, bulk package. | M | 1000 | 1000 | 1000 | 497.09
07498381073 | PNF18-56R-M | Ring,Funnel,Nylon,22-18AWG,5/16",PK1000 | Ring Terminal, 22 – 18 AWG, 5/16" stud size, funnel entry, nylon insulated, bulk package. | M | 1000 | 1000 | 1000 | 623.81
07498381135 | PNF18-6F-3K | Fork,Fnl,NYL Ins,22-18AWG,#6,REEL3000 | Fork Terminal, nylon insulated, funnel entry, metal insulation grip sleeve, 22 - 18 AWG wire range, #6 stud size. | M | 1000 | 3000 | 3000 | 412.36
07498351346 | PNF18-6F-C | Fork,Fnl,NYL Ins,22-18AWG,#6,PK100 | Fork Terminal, nylon insulated, funnel entry, 22- 18 AWG, #6 stud size, standard package. | C | 100 | 100 | 100 | 119.54
07498381057 | PNF18-6F-M | Fork,Fnl,NYL Ins,22-18AWG,#6,PK1000 | Fork Terminal, nylon insulated, funnel entry, 22- 18 AWG, #6 stud size, bulk package. | M | 1000 | 1000 | 1000 | 497.06
07498381075 | PNF18-6FN-3K | Fork,Fnl,NYLIns,22-18AWG,#6,NRW,REEL3000 | Fork Terminal, nylon insulated, narrow tongue, funnel entry, metal insulation grip sleeve, 22- 18 AWG wire range, #6 stud size. | M | 1000 | 3000 | 3000 | 432.98
07498381139 | PNF18-6LF-3K | Fork,Lock,Fnl,NYL,22-18AWG,#6,REEL3000 | Locking Fork Terminal, nylon insulated, funnel entry, metal insulation grip sleeve, 22 - 18 AWG wire range, #6 stud size. | M | 1000 | 3000 | 3000 | 445.32
07498351358 | PNF18-6LF-C | Fork,Locking,Fnl,NYL,22-18AWG,#6,PK100 | Locking Fork Terminal, nylon insulated, funnel entry, 22-18 AWG, #6 stud size, standard package. | C | 100 | 100 | 100 | 126.75
07498381058 | PNF18-6LF-M | Fork,Locking,Fnl,NYL,22-18AWG,#6,PK1000 | Locking Fork Terminal, nylon insulated, funnel entry, 22-18 AWG, #6 stud size, bulk package. | M | 1000 | 1000 | 1000 | 526.33
07498381130 | PNF18-6R-3K | Ring,Funnel,Nylon,22-18AWG,#6,REEL3000 | Ring Terminal, nylon insulated, funnel entry, metal sleeve, 22 – 18 AWG, #6 stud size. | M | 1000 | 3000 | 3000 | 412.34
07498351317 | PNF18-6R-C | Ring,Funnel,Nylon,22-18AWG,#6,PK100 | Ring Terminal, 22 – 18 AWG, #6 stud size, funnel entry, nylon insulated, standard package. | C | 100 | 100 | 100 | 119.54
07498381060 | PNF18-6R-M | Ring,Funnel,Nylon,22-18AWG,#6,PK1000 | Ring Terminal, 22 – 18 AWG, #6 stud size, funnel entry, nylon insulated, bulk package. | M | 1000 | 1000 | 1000 | 473.43
07498381131 | PNF18-6RN-3K | Ring,Fnl,Nylon,22-18AWG,#6,NRW,REEL3000 | Ring Terminal, narrow tongue, nylon insulated, funnel entry, metal sleeve, 22 – 18 AWG, #6 stud size. | M | 1000 | 3000 | 3000 | 432.95
07498381061 | PNF18-6RN-M | Ring,Funnel,Nylon,22-18AWG,#6,NRW,PK1000 | Ring Terminal, 22 – 18 AWG, #6 stud size, narrow tongue, funnel entry, nylon insulated, bulk package. | M | 1000 | 1000 | 1000 | 497.09
07498381136 | PNF18-8F-3K | Fork,Fnl,NYL Ins,22-18AWG,#8,REEL3000 | Fork Terminal, nylon insulated, funnel entry, metal insulation grip sleeve, 22 - 18 AWG wire range, #8 stud size. | M | 1000 | 3000 | 3000 | 412.36
07498351347 | PNF18-8F-C | Fork,Fnl,NYL Ins,22-18AWG,#8,PK100 | Fork Terminal, nylon insulated, funnel entry, 22- 18 AWG, #8 stud size, standard package. | C | 100 | 100 | 100 | 119.54
07498381063 | PNF18-8F-M | Fork,Fnl,NYL Ins,22-18AWG,#8,PK1000 | Fork Terminal, nylon insulated, funnel entry, 22- 18 AWG, #8 stud size, bulk package. | M | 1000 | 1000 | 1000 | 497.06
07498381148 | PNF18-8FF-3K | Fork,Flange,Fnl,NYL,22-18AWG,#8,REEL3000 | Flanged Fork Terminal, nylon insulated, funnel entry, metal insulation grip sleeve, 22 - 18 AWG wire range, #8 stud size. | M | 1000 | 3000 | 3000 | 412.36
07498381141 | PNF18-8LF-3K | Fork,Lock,Fnl,NYL,22-18AWG,#8,REEL3000 | Locking Fork Terminal, nylon insulated, funnel entry, metal insulation grip sleeve, 22 - 18 AWG wire range, #8 stud size. | M | 1000 | 3000 | 3000 | 467.58
07498381064 | PNF18-8LF-M | Fork,Locking,Fnl,NYL,22-18AWG,#8,PK1000 | Locking Fork Terminal, nylon insulated, funnel entry, 22-18 AWG, #8 stud size, bulk package. | M | 1000 | 1000 | 1000 | 542.62
07498381132 | PNF18-8R-3K | Ring,Funnel,Nylon,22-18AWG,#8,REEL3000 | Ring Terminal, nylon insulated, funnel entry, metal sleeve, 22 – 18 AWG, #8 stud size. | M | 1000 | 3000 | 3000 | 412.34
07498351318 | PNF18-8R-C | Ring,Funnel,Nylon,22-18AWG,#8,PK100 | Ring Terminal, 22 – 18 AWG, #8 stud size, funnel entry, nylon insulated, standard package. | C | 100 | 100 | 100 | 119.54
07498381065 | PNF18-8R-M | Ring,Funnel,Nylon,22-18AWG,#8,PK1000 | Ring Terminal, 22 – 18 AWG, #8 stud size, funnel entry, nylon insulated, bulk package. | M | 1000 | 1000 | 1000 | 483.33
07498363253 | PNL-1/0-L | Cu,MechLug,1H,ST,#8SOL,1/0STR,5/16S,PK50 | One-hole, copper, single barrel, straight tongue lug, #8 SOL - 1/0 STR, 5/16 (7.9mm) stud hole. | C | 100 | 50 | 1 | 1079.34
07498363254 | PNL-250-Q | Cu Mech Lug,#6 SOL-250kcmil,3/8Stud,PK25 | One-hole, copper, single barrel, straight tongue lug, #6 SOL - 250 kcmil, 3/8 (9.5mm) stud hole. | C | 100 | 25 | 1 | 2555.27
07498363252 | PNL-4-C | Cu,MechLug,1H,ST,#14SOL,#4STR,1/4S,PK100 | One-hole, copper, single barrel, straight tongue lug, #14 SOL - #4 STR, 1/4 (6.4mm) stud hole. | C | 100 | 100 | 1 | 575.92
07498363255 | PNL-500-3 | Cu Mech Lug,#4 SOL-500 kcmil,1/2Stud,PK3 | One-hole, copper, single barrel, straight tongue lug, #4 SOL -500 kcmil, 1/2 (12.7mm) stud hole. | C | 100 | 6 | 1 | 6421.05
07498358943 | PP1S-S10-C | CbleTieMnt,Stdoff,2"H,#10Screw,PK100 | Panduit PP1S-S10-C Pan-Post Standoffs support cable bundles above or away from the surface. For use in indoor environments and with size #10 (M5) screws. They are 1.06" x .72" x 1.97" (26.9 x 18.3 x 50.0 mm) in size and can be used with miniature, interme | M | 1000 | 500 | 100 | 1151.08
07498358944 | PP1S-S10-X | CbleTieMnt,Stdoff,2"H,#10Screw,PK10 | Panduit PP1S-S10-X Pan-Post Standoffs support cable bundles above or away from the surface. For use in indoor environments and with size #10 (M5) screws. They are 1.06" x .72" x 1.97" (26.9 x 18.3 x 50.0 mm) in size and can be used with miniature, interme | PC | 1 | 100 | 10 | 1.75
07498339883 | PP1S-S12-C | CbleTieMnt,Stdoff,2"H,#12Screw,PK100 | The pan-post standoff is natural color and requires a #12 (M5.5) screw. It measures 1.06"L x .72"W x 1.97"H (26.9 x 18.3 x 50.0 mm). It is used with miniature, intermediate, and standard cable ties. It comes in packages of 100. | M | 1000 | 1000 | 100 | 1184.73
07498339882 | PP1S-S12-X | CbleTieMnt,Stdoff,2"H,#12Screw,PK10 | The pan-post standoff is natural color and requires a #12 (M5.5) screw. It measures 1.06"L x .72"W x 1.97"H (26.9 x 18.3 x 50.0 mm). It is used with miniature, intermediate, and standard cable ties. It comes in packages of 10. | PC | 1 | 100 | 10 | 1.84
07498358952 | PP2S-S10-C | CbleTieMnt,Stdoff,4.6"H,#10Screw,BP | Panduit PP2S-S10-C Pan-Post Standoffs support cable bundles above or away from the surface. For use in indoor environments and with size #10 (M5) screws. They are 1.06" x .72" x 1.97" (26.9 x 18.3 x 50.0 mm) in size and can be used with miniature, interme | M | 1000 | 200 | 100 | 1447.89
07498302818 | PP2S-S10-C0 | CbleTieMnt,Stdoff,4.6"H,#10Screw,BL | The pan-post standoff is black and requires a #10 (M5) screw. It measures 1.06" long x 0.72" wide x 4.60" high (26.9 x 18.3 x 116.9 mm). It is used with miniature, intermediate, and standard cable ties. It comes in packages of 100. | M | 1000 | 200 | 100 | 1814.32
07498374000 | PP2S-S10-X | CbleTieMnt,Stdoff,4.6"H,#10Screw,PK10 | Panduit PP2S-S10-X Pan-Post Standoffs support cable bundles above or away from the surface. For use in indoor environments and with size #10 (M5) screws. They are 1.06" x .72" x 4.60" (26.9 x 18.3 x 116.9mm) in size and can be used with miniature, interme | PC | 1 | 100 | 10 | 2.24
07498374001 | PP2S-S12-C | CbleTieMnt,Stdoff,4.6"H,#12Screw,PK100 | Panduit PP2S-S12-C Pan-Post Standoffs support cable bundles above or away from the surface. For use in indoor environments and with size #12 (M5.5) screws. They are 1.06" x .72" x 1.97" (26.9 x 18.3 x 50.0 mm) in size and can be used with miniature, inter | M | 1000 | 200 | 100 | 1502.52
07498374002 | PP2S-S12-X | CbleTieMnt,Stdoff,4.6"H,#12Screw,PK10 | Panduit PP2S-S12-X Pan-Post Standoffs support cable bundles above or away from the surface. For use in indoor environments and with size #12 (M5.5) screws. They are 1.06" x .72" x 4.60" (26.9 x 18.3 x 116.9mm) in size and can be used with miniature, inter | PC | 1 | 100 | 10 | 2.24
07498365013 | PP5X50F | PocketPouch,Filled Ties,EA | White Vinyl pocket pouch filled with 250 cable ties (50 each: Blue, Orange, Green, Brown and Slate – all with White stripe) | KT | 1 | 10 | 1 | 77.37
07498365010 | PPC25X50 | EmptyPouch,EA | Empty Pan-Pouch™ – 2-ply Laminated Black Nylon/Vinyl | PC | 1 | 10 | 1 | 47.91
07498365011 | PPC25X50F | Pouch,Striped Cable Ties,1250pcs,EA | Pan-Pouch™ (2-ply Laminated Black Nylon/Vinyl) filled with 1,250 cable ties (50 each of all 24 striped ties, plus solid Red) | KT | 1 | 1 | 1 | 313.16
07498382246 | PPF2S-S25-V69 | FlatPanPoleStdoff,1/4"Screw,5.4"L,FR,PK5 | Panduit PPF2S-S25-V69 Flat Pan-Post Standoffs support cable bundles above or away from the surface. For use in indoor environments and with size #1/4 (M6) screws. They are 5.42" x 1.50" x .19" (137.7 x 38.1 x 4.8 mm) in size and can be used with miniature | PC | 1 | 50 | 5 | 4.53
07498382144 | PPF2SV-S25-V | FlatPanPoleStdoff,1/4"Screw,5.6"L,PK5 | The flat pan-post standoff is natural color and requires two 1/4" (6.35 mm) (M6) screws. It measures 5.60" (142.2 mm) long, 1.62" (41.3 mm) high, and 0.19" (4.8 mm) wide. It is used with Tak-ty® hook and loop cable ties and is made of nylon 6.6, which i | PC | 1 | 50 | 5 | 3.49
07498382245 | PPF2SV-S25-V69 | FlatPanPoleStdoff,1/4"Screw,5.6"L,FR,PK5 | The flat pan-post standoff is natural color and requires two 1/4" (6.35 mm) (M6) screws. It measures 5.60" (142.2 mm) long, 1.62" (41.3 mm) high, and 0.19" (4.8 mm) wide. It is used with Tak-ty® hook and loop cable ties and is made of flame-retardant nyl | PC | 1 | 50 | 5 | 5.29
07498388046 | PPM-1 | Pre-Print,Mkr.Card,Hi-Temp,1,WH,PK25 | Wire Marker Card, Hi-Temp, '1' | C | 100 | 100 | 25 | 320.89
07498388696 | PPM-1-33 | Pre-Prtd Mrkrs,Hi-Temp,.25"x1.5",1-33,WH | Wire Marker Card, Hi-Temp, '1-33' | C | 100 | 100 | 25 | 320.89
07498388047 | PPM-2 | Pre-Print,Mkr.Card,Hi-Temp,2,WH,PK25 | Wire Marker Card, Hi-Temp, '2' | C | 100 | 100 | 25 | 320.89
07498388048 | PPM-3 | Pre-Print,Mkr.Card,Hi-Temp,3,WH,PK25 | Wire Marker Card, Hi-Temp, '3' | C | 100 | 100 | 25 | 336.17
07498346118 | PPS0202B493 | LABEL,PINCH POINT SYMBOL,BL/YL,PK5 | Polyester adhesive sign, 2.25" H x 2.25" W, blank header, 'Pinch point pictogram' , polyester adhesive, black/yellow, 4 sign/card, 5 cards/package. | PC | 1 | 20 | 5 | 5.18
61305625664 | PPS0204W2100A | Adhesive Sign, Polyester, 'Warning Arc F | The PPS0204W2100A Pre-Printed Arc Flash Warning Sign is constructed from a laminated material that protects the legend from abrasion and chemicals, resists UV light, chemical atmosphere, and abrasion; excellent life and adhesion properties. Legend "WARNIN | PC | 1 | 25 | 5 | 1.92
61305626178 | PPS0305C174A | Adhesive Sign, Polyester, 'Caution This. | Polyester adhesive sign, 3.5" H x 5.0" W, caution header, 'This unit is fed by more than one source of energy' (legend), polyester adhesive, black/yellow, 1 sign/card, 5 cards/package. | PC | 1 | 25 | 5 | 2.69
07498342417 | PPS0305D72 | SIGN,DANGER,HIGH VOLTAGE,BL/RD/WH,PK5 | Polyester adhesive sign, 3.5" H x 5.0" W, danger header, 'High voltage' (legend), polyester adhesive, red and black/white, 1 sign/card, 5 cards/package. | PC | 1 | 25 | 5 | 2.71
07498348973 | PPS0305D79 | SIGN,DNGR,HI VOLT KEEP AWAY,BL/RD/WH,PK5 | Polyester Adhesive Sign, DANGER Header, HIGH VOLTAGE, 5.00"W x 3.50"H, 5 signs, RD/BL/WH | PC | 1 | 25 | 1 | 2.71
07498385958 | PPS0305W2100 | SIGN,WARNING,POTENTIAL ARC…,BL/OR,PK5 | The PPS0305W2100 Pre-Printed Arc Flash Warning Sign is constructed from a laminated material that protects the legend from abrasion and chemicals, resists UV light, chemical atmosphere, and abrasion; excellent life and adhesion properties. Legend "WARNING | PC | 1 | 25 | 5 | 2.59
07498377845 | PPS0305W2200 | SIGN,WARNING,RISK OF FIRE..,BL/OR/WH,PK5 | Polyester adhesive sign, 3.5" H x 5.0" W, warning header, 'Risk of fire or electric shock..' (legend), polyester adhesive, black and orange/white, 1 sign/card, 5 cards/package. | PC | 1 | 25 | 5 | 2.64
07498369390 | PPS0410D79-NEC | NEC SIGN,DNGR,HI VOLTAGE,BL/RD/WH,PK5 | Polyester adhesive sign, 4.0" H x 10.0" W, danger header, 'High voltage keep away' (legend), polyester adhesive, red an black/white, 1 sign/card, 5 cards/package. | PC | 1 | 25 | 1 | 4.86
07498385957 | PPS0507W2100 | SIGN,POTENTIAL ARC FLASH,BL/OR,PK5 | Polyester Arc Flash Label, 5.00" x 7.00". | PC | 1 | 25 | 5 | 4.46
07498391803 | PPS0710C141 | SIGN,CAUTION,AREA IN FRONT…,BL/YL,EA | Polyester adhesive sign, 7.0" H x 10.0" W, caution header, 'Area in front of this electrical panel must be kept clear for 36 inches osha - nec regulations' (legend), polyester adhesive, black/yellow, 1 sign/card, 1 card/package. | PC | 1 | 25 | 1 | 10.39
07498391626 | PPS0710D66 | SIGN,DNGR,AREA IN FRNT,RD/BL/WH,7x10,EA | Polyester adhesive sign, 7.0" H x 10.0" W, danger header, 'Area in front of this electrical panel must be kept clear for 36 inches osha - nec regulations' (legend), polyester adhesive, red and black/white, 1 sign/card, 1 card/package. | PC | 1 | 25 | 1 | 10.39
07498391711 | PPS0710D72 | SIGN,DNGR,HIGH VLTG,RD/BL/WH,7x10,EA | Polyester adhesive sign, 7.0" H x 10.0" W, danger header, 'High voltage' (legend), polyester adhesive, red and black/white, 1 sign/card, 1 card/package. | PC | 1 | 25 | 1 | 10.39
07498323279 | PPS0710D73 | SIGN,DANGER,HIGH VOLT...,RD/BL/WH,EA | Polyester adhesive sign, 7.0" H x 10.0" W, danger header, 'High voltage keep out' (legend), polyester adhesive, red and black/white, 1 sign/card, 5 card/package. | PC | 1 | 25 | 1 | 10.39
07498391712 | PPS0710D75 | SIGN,DANGER,HIGH VOLTAGE...,RD/BL/WH,EA | Polyester adhesive sign, 7.0" H x 10.0" W, danger header, 'High voltage unauthorized personnel keep out' (legend), polyester adhesive, red and black/white, 1 sign/card, 1 card/package. | PC | 1 | 25 | 1 | 10.39
07498364131 | PRBS16 | RIGID BOX MOUNTING BRACKET,16 CNTRS,PK25 | Rigid box mounting bracket for up to three 4" or 4-11/16" boxes for 16" stud spacing. | PC | 1 | 50 | 50 | 4.02
07498372249 | PRBS24 | RIGID BOX MOUNTING BRACKET,24 CNTRS,PK25 | Rigid box mounting bracket for up to four 4.00" or 4 11/16" boxes for 24" stud spacing, | PC | 1 | 25 | 25 | 5.69
07498363345 | PRLC | OUTLET DEVICE RETAINER,PK100 | Outlet device retainer mounts standard outlet or switch in oversized openings. | PC | 1 | 600 | 100 | .53
07498356842 | PRLWP30S-D30 | WgPshMtTie,LadS,Rel4.7L,Std,HS,BL,PK500 | Pan-Ty® releasable ladder wing push mount tie, standard cross section, 4.7 (119mm) length, heat stabilized nylon 6.6, black. | M | 1000 | 1000 | 500 | 366.63
07498356843 | PRLWP50S-D30 | WgPshMtTie,LadS,Rel7.1L,Std,HS,BL,PK500 | Pan-Ty® releasable ladder wing push mount tie, standard cross section, 7.1 (180mm) length, heat stabilized nylon 6.6, black. | M | 1000 | 1000 | 500 | 378.84
07498308924 | PROG-EM2GO | Easy-Mark Software-USB flash drive | Easy-Mark Labeling Software - USB Flash Drive | PC | 1 | 1 | 1 | 386.61
07498351805 | PROG-EMCD3 | Easy-Mark Labeling Software-CD-ROM | Easy-Mark Labeling Software, CD-ROM | PK | 1 | 1 | 1 | 284.43
07498319367 | PRPC13-60 | Power Outlet Unit Plug Retention Device, | Power Outlet Unit Plug Retention Device, Black | PC | 1 | 10 | 1 | 6.13
61305607887 | PRS1014D7133 | SftySign,10x14,D7133,Poly,RD/BL/WH,EA | Safety Sign, 10.00" H x14.00" W, 'DANGER HIGH VOLTAGE' (legend), Polyethylene Plastic, Red/Black on White. | PC | 1 | 25 | 1 | 15.53
07498323285 | PRS1014D73 | RGD SGN,'DANGER HI VOLT..',RD/BL/WH,EA | Non-adhesive rigid sign, 10.0" H x 14.0" W, danger header, 'High voltage keep out' (legend), rigid polyethylene, red and black/white, 1 sign/card, 1 card/package. | PC | 1 | 20 | 1 | 16.9
61305656976 | PRS1014D7345 | Safety Sign, 10.0"H x 14.0"W, Danger 'Re | Safety Sign, 10.0"H x 14.0"W, Danger 'Regulated Area- Beryllium', Polyethylene Plastic, Red/ Black on White | PC | 1 | 25 | 1 | 14.76
61305656971 | PRS1014D7346 | Safety Sign, 10.0"H x 14.0"W, Danger 'Re | Safety Sign, 10.0"H x 14.0"W, Danger 'Respirable Crystalline Silica', Polyehtylene Plastic, Red/ Black on White | PC | 1 | 25 | 1 | 14.76
07498356956 | PRST30S-S14-M30 | PanTyLSSMTie,HS NYL,STD,5.2,BLK,PK1000 | Panduit PRST30S-S14-M30 Ladder Style Stud Mounted Cable Ties are easy to install by hand - no tools required. Simply push onto the threaded stud and wrap the tie around the bundle for a secure, yet fully adjustable and releasable hold. Standard cross sec | M | 1000 | 2000 | 1000 | 267.63
07498323692 | PRST40SC-D30 | PanTyPMTie,HS NYL,STD,7,TS222,BLK,P500 | Pan-Ty® Stud Mounted Cable Ties mount to a flat surface and wrap around bundles to form a releasable attachment. Plus, with heat stabilized Nylon 6.6 material, it's ideal for temperatures up to 239 degrees. Standard cross section, 6.9in, Tensile Strength: | M | 1000 | 1000 | 500 | 539.71
07498354884 | PRT1.5S-C | CableTie,Rel,Std,6.3in,Nyl,Nat,PK100 | Pan-Ty® releasable tie, standard cross section, 6.3 (160mm) length, nylon 6.6, natural, standard package. | C | 100 | 1000 | 100 | 31.43
07498354883 | PRT1.5S-C0 | CableTie,Rel,Std,6.3in,WR,BL,PK100 | Pan-Ty® releasable tie, standard cross section, 6.3 (160mm) length, weather resistant nylon 6.6, black, standard package. | C | 100 | 1000 | 100 | 37.01
07498356853 | PRT1.5S-M | CableTie,Rel,Std,6.3in,Nyl,Nat,PK1000 | Pan-Ty® releasable tie, standard cross section, 6.3 (160mm) length, nylon 6.6, natural, bulk package. | M | 1000 | 2000 | 1000 | 160.17
07498356854 | PRT1.5S-M0 | CableTie,Rel,Std,6.3in,WR,BL,PK1000 | Pan-Ty® releasable tie, standard cross section, 6.3 (160mm) length, weather resistant nylon 6.6, black, bulk package. | M | 1000 | 2000 | 1000 | 178.64
07498356861 | PRT1.5S-M30 | CableTie,Rel,Std,6.3in,HS,BL,PK1000 | Pan-Ty® releasable tie, standard cross section, 6.3 (160mm) length, heat stabilized nylon 6.6, black. | M | 1000 | 2000 | 1000 | 192.37
07498354263 | PRT10EH-C | CableTie,EH,Rel,34.2in,Nyl,Nat,PK100 | Pan-Ty® releasable lashing tie, extra-heavy cross section, 34.2 (869mm) length, nylon 6.6, natural. | M | 1000 | 100 | 100 | 2900.21
07498354261 | PRT10EH-C0 | CableTie,EH,Rel,34.2in,WR Bl,PK100 | Pan-Ty® releasable lashing tie, extra-heavy cross section, 34.2 (869mm) length, weather resistant nylon 6.6, black, bulk package. | M | 1000 | 100 | 100 | 3335.22
07498354260 | PRT10EH-Q0 | CableTie,EH,Rel,34.2in,WR,Bl,PK25 | Pan-Ty® releasable lashing tie, extra-heavy cross section, 34.2 (869mm) length, weather resistant nylon 6.6, black, standard package. | C | 100 | 250 | 25 | 409.27
07498354283 | PRT12EH-C | CableTie,EH,Rel,40.1in,Nyl,Bl,PK100 | Pan-Ty® releasable lashing tie, extra-heavy cross section, 40.1 (1019mm) length, nylon 6.6, natural. | M | 1000 | 100 | 100 | 3134.87
07498356884 | PRT12EH-C0 | CableTie,EH,Rel,40.1in,WR Bl,PK100 | Panduit PRT12EH-C0 Releasable Lashing Cable Ties has a release tab that permits easy release where changes are anticipated during development, production or servicing in the field. Ideal for heavy duty applications. Extra-Heavy cross section, 40.1” (101 | M | 1000 | 100 | 100 | 3605.1
07498354280 | PRT12EH-Q0 | CableTie,EH, Rel,40.1in,WR,Bl,PK25 | Pan-Ty® releasable lashing tie, extra-heavy cross section, 40.1 (1019mm) length, weather resistant nylon 6.6, black, standard package. | C | 100 | 250 | 25 | 479.69
07498354879 | PRT1S-C | CableTie,Std,Rel,4.8in,Nyl,Nat,PK100 | Pan-Ty® releasable tie, standard cross section, 4.8 (122mm) length, nylon 6.6, natural, standard package. | C | 100 | 1000 | 100 | 32.82
07498354881 | PRT1S-M | CableTie,Std,Rel,4.8in,Nyl,Nat,PK1000 | Pan-Ty® releasable tie, standard cross section, 4.8 (122mm) length, nylon 6.6, natural, bulk package. | M | 1000 | 2000 | 1000 | 158.95
07498356869 | PRT1S-M0 | CableTie,Std,Rel,4.8in,WR,BL,PK1000 | Pan-Ty® releasable tie, standard cross section, 4.8 (122mm) length, weather resistant nylon 6.6, black, bulk package. | M | 1000 | 2000 | 1000 | 177.59
07498354298 | PRT2EH-C0 | CableTie,EH,Rel,9in,WR,BL,PK100 | Panduit PRT2EH-C0 Releasable Lashing Cable Ties have a release tab that permits easy release where changes are anticipated during development, production or servicing in the field. Ideal for heavy duty applications. Extra-Heavy cross section, 9.0” (229m | M | 1000 | 1000 | 100 | 1100.65
07498354899 | PRT2EH-C100 | CableTie,EH,Rel,9in,WRP,BL,PK100 | Panduit PRT2EH-C100 Releasable Lashing Cable Ties have a release tab that permits easy release where changes are anticipated during development, production or servicing in the field. Ideal for heavy duty applications. Extra-Heavy cross section, 9.0” (22 | M | 1000 | 200 | 100 | 1678.4
07498354299 | PRT2EH-Q0 | CableTie,EH,Rel,9in,WR,BL,PK25 | Pan-Ty® releasable lashing tie, extra-heavy cross section, 9.0 (229mm) length, weather resistant nylon 6.6, black, standard package. | C | 100 | 250 | 25 | 144.46
07498338923 | PRT2H-TL | CableTie,LH,Rel,8.4in,Nyl,Nat,BP | Pan-Ty® releasable tie, light-heavy cross section, 8.4 (213mm) length, nylon 6.6, natural, bulk package. | M | 1000 | 500 | 250 | 752.82
07498338924 | PRT2H-TL0 | CableTie,LH,Rel,8.4in,WR,BL,BP | Panduit PRT2H-TL0 Releasable Cable Ties have a release tab that permits easy release where changes are anticipated during development, production or servicing in the field. Heavy cross section, 8.4” (213mm) length. For Indoor or outdoor use, made of Wea | M | 1000 | 500 | 250 | 827.9
07498354124 | PRT2S-C | CableTie,Std,Rel,7.4in,Nyl,Nat,PK100 | Pan-Ty® releasable tie, standard cross section, 7.4 (188mm) length, nylon 6.6, natural, standard package. | C | 100 | 1000 | 100 | 39.91
07498354127 | PRT2S-C0 | CableTie,Std,Rel,7.4in,WR,BL,PK100 | Pan-Ty® releasable tie, standard cross section, 7.4 (188mm) length, weather resistant nylon 6.6, black, standard package. | C | 100 | 1000 | 100 | 40.36
07498354210 | PRT2S-M | CableTie,Std,Rel,7.4in,Nat,PK1000 | Panduit PRT2S-M Releasable Cable Ties have a release tab that permits easy release where changes are anticipated during development, production or servicing in the field. Standard cross section, 7.4” (188mm) length. For Indoor use, made of Nylon 6.6, a | M | 1000 | 2000 | 1000 | 160.8
07498356914 | PRT2S-M0 | CableTie,Std,Rel,7.4in,WR,BL,PK1000 | Panduit PRT2S-M0 Releasable Cable Ties have a release tab that permits easy release where changes are anticipated during development, production or servicing in the field. Standard cross section, 7.4” (188mm) length. For Indoor or outdoor use, made of W | M | 1000 | 2000 | 1000 | 177.77
07498356920 | PRT2S-M2 | CableTie,Std,Rel,7.4in,Rd,PK1000 | Pan-Ty® releasable tie, standard cross section, 7.4 (188mm) length, nylon 6.6, red. | M | 1000 | 2000 | 1000 | 194.87
07498356922 | PRT2S-M3 | CableTie,Std,Rel,7.4in,Or,PK1000 | Panduit PRT2S-M3 Releasable Cable Ties have a release tab that permits easy release where changes are anticipated during development, production or servicing in the field. Standard cross section, 7.4” (188mm) length. For Indoor use, made of Nylon 6.6, | M | 1000 | 2000 | 1000 | 194.87
07498344446 | PRT2S-M4Y | CableTie,Std,Rel,7.4in,Nyl,Y,PK1000 | Pan-Ty® releasable tie, standard cross section, 7.4 (188mm) length, nylon 6.6, yellow. | M | 1000 | 2000 | 1000 | 204.61
07498356926 | PRT2S-M6 | CableTie,Std,Rel,7.4in,Bu,PK1000 | Panduit PRT2S-M6 Releasable Cable Ties have a release tab that permits easy release where changes are anticipated during development, production or servicing in the field. Standard cross section, 7.4” (188mm) length. For Indoor use, made of Nylon 6.6, | M | 1000 | 2000 | 1000 | 194.87
07498356927 | PRT2S-M7 | CableTie,Std,Rel,7.4in,Nyl,PU,PK1000 | Pan-Ty® releasable tie, standard cross section, 7.4 (188mm) length, nylon 6.6, purple. | M | 1000 | 2000 | 1000 | 194.87
07498354989 | PRT3H-L | CableTie,LH,Rel,11.4in,Nyl,Nat,PK75 | Pan-Ty® releasable tie, light-heavy cross section, 11.4 (290mm) length, nylon 6.6, natural, standard package. | C | 100 | 500 | 50 | 111.09
07498354990 | PRT3H-L0 | CableTie,LH,Rel,11.4in,WR,BL,PK75 | Pan-Ty® releasable tie, light-heavy cross section, 11.4 (290mm) length, weather resistant nylon 6.6, black, standard package. | C | 100 | 500 | 50 | 119.44
07498338927 | PRT3H-TL0 | CableTie,LH,Rel,11.4in,WR,BL,PK250 | Pan-Ty® releasable tie, light-heavy cross section, 11.4 (290mm) length, weather resistant nylon 6.6, black, bulk package. | M | 1000 | 500 | 250 | 1173.88
07498354889 | PRT3S-C | CableTie,Std,Rel,11.5in,Nyl,Nat,PK100 | Panduit PRT3S-C Releasable Cable Ties have a release tab that permits easy release where changes are anticipated during development, production or servicing in the field. Standard cross section, 11.5” (292mm) length. For Indoor use, made of Nylon 6.6, | C | 100 | 1000 | 100 | 64.41
07498354890 | PRT3S-C0 | CableTie,Std,Rel,11.5in,WR,BL,PK100 | Pan-Ty® releasable tie, standard cross section, 11.5 (292mm) length, weather resistant nylon 6.6, black, standard package. | C | 100 | 1000 | 100 | 69
07498354887 | PRT3S-M | CableTie,Std,Rel,11.5in,Nat,PK1000 | Panduit PRT3S-M Releasable Cable Ties have a release tab that permits easy release where changes are anticipated during development, production or servicing in the field. Standard cross section, 11.5” (292mm) length. For Indoor use, made of Nylon 6.6, | M | 1000 | 1000 | 1000 | 405.48
07498354888 | PRT3S-M0 | CableTie,Std,Rel,11.5in,WR Bl,PK1000 | Panduit PRT3S-M0 Releasable Cable Ties have a release tab that permits easy release where changes are anticipated during development, production or servicing in the field. Standard cross section, 11.5” (292mm) length. For Indoor or outdoor use, made of | M | 1000 | 1000 | 1000 | 457.9
07498354994 | PRT4H-L | CableTie,LH,Rel,14.5in,Nyl,Nat,PK50 | Pan-Ty® releasable tie, light-heavy cross section, 14.5 (368mm) length, nylon 6.6, natural, standard package. | C | 100 | 500 | 50 | 112.26
07498354995 | PRT4H-L0 | CableTie,LH,Rel,14.5in,WR,BL,PK50 | Pan-Ty® releasable tie, light-heavy cross section, 14.5 (368mm) length, weather resistant nylon 6.6, black, standard package. | C | 100 | 500 | 50 | 116.22
07498338929 | PRT4H-TL | CableTie,LH,Rel,14.5in,Nat,PK250 | Pan-Ty® releasable tie, light-heavy cross section, 14.5 (368mm) length, nylon 6.6, natural, bulk package. | M | 1000 | 500 | 250 | 948.99
07498338930 | PRT4H-TL0 | CableTie,LH,Rel,14.5in,WR Bl,PK250 | Panduit PRT4H-TL0 Releasable Cable Ties have a release tab that permits easy release where changes are anticipated during development, production or servicing in the field. Light-Heavy cross section, 14.5” (368mm) length. For Indoor or outdoor use, made | M | 1000 | 500 | 250 | 1089.41
07498354891 | PRT4S-C | CableTie,Std,Rel,14.5in,Nyl,Nat,PK100 | Panduit PRT4S-C Releasable Cable Ties have a release tab that permits easy release where changes are anticipated during development, production or servicing in the field. Standard cross section, 14.5” (368mm) length. For Indoor use, made of Nylon 6.6, | C | 100 | 1000 | 100 | 82.18
07498354894 | PRT4S-C0 | CableTie,Std,Rel,14.5,WR,BL,PK100 | Pan-Ty® releasable tie,, standard cross section, 14.5 (368mm) length, weather resistant nylon 6.6, black, standard package. | C | 100 | 1000 | 100 | 82.46
07498356981 | PRT4S-M | CableTie,Std,Rel,14.5in,Nat,PK1000 | Panduit PRT4S-M Releasable Cable Ties have a release tab that permits easy release where changes are anticipated during development, production or servicing in the field. Standard cross section, 14.5” (368mm) length. For Indoor use, made of Nylon 6.6, | M | 1000 | 1000 | 1000 | 471.01
07498356982 | PRT4S-M0 | CableTie,Std,Rel,14.5in,WR Bl,PK1000 | Panduit PRT4S-M0 Releasable Cable Ties have a release tab that permits easy release where changes are anticipated during development, production or servicing in the field. Standard cross section, 14.5” (368mm) length. For Indoor or outdoor use, made of | M | 1000 | 1000 | 1000 | 532.41
07498356987 | PRT4S-M2 | CableTie,Std,Rel,14.5in,Nyl,RD,PK1000 | Pan-Ty® releasable tie,, standard cross section, 14.5 (368mm) length, nylon 6.6, red. | M | 1000 | 1000 | 1000 | 566.45
07498356989 | PRT4S-M3 | CableTie,Std,Rel,14.5in,Or,PK1000 | Panduit PRT4S-M3 Releasable Cable Ties have a release tab that permits easy release where changes are anticipated during development, production or servicing in the field. Standard cross section, 14.5” (368mm) length. For Indoor use, made of Nylon 6.6, | M | 1000 | 1000 | 1000 | 566.45
07498344570 | PRT4S-M4Y | CableTie,Std,Rel,14.5in,Nyl,Y,PK1000 | Pan-Ty® releasable tie,, standard cross section, 14.5 (368mm) length, nylon 6.6, yellow. | M | 1000 | 1000 | 1000 | 566.45
07498356993 | PRT4S-M6 | CableTie,Std,Rel,14.5in,Nyl,BU,PK1000 | Pan-Ty® releasable tie,, standard cross section, 14.5 (368mm) length, nylon 6.6, blue. | M | 1000 | 1000 | 1000 | 566.45
07498354203 | PRT5EH-C | CableTie,EH,Rel,20.1in,Nyl,Nat,PK100 | Pan-Ty® releasable lashing tie, extra-heavy cross section, 20.1 (511mm) length, nylon 6.6, natural, bulk package. | M | 1000 | 200 | 100 | 1492.68
07498354201 | PRT5EH-C0 | CableTie,EH,Rel,20.1in,WR Bl,PK100 | Panduit PRT5EH-C0 Releasable Lashing Cable Ties release tab permits easy release and reuse where changes are anticipated. Extra-Heavy cross section, 20.1” (511mm) length. For Indoor and outdoor use, made of Weather Resistant Nylon 6.6, are black in color | M | 1000 | 200 | 100 | 1488.55
07498354903 | PRT5EH-C100 | CableTie,EH,Rel,20.1in,WRP,BL,PK100 | Panduit PRT5EH-C100 Releasable Lashing Cable Ties have a release tab that permits easy release where changes are anticipated during development, production or servicing in the field. Ideal for heavy duty applications. Extra-Heavy cross section, 20.1” (5 | M | 1000 | 200 | 100 | 1730.89
07498356998 | PRT5EH-C30 | CableTie,EH,Rel,20.1in,HS,BL,PK100 | Panduit PRT5EH-C30 Releasable Lashing Cable Ties have a release tab that permits easy release where changes are anticipated during development, production or servicing in the field. Ideal for heavy duty applications. Extra-Heavy cross section, 20.1” (51 | M | 1000 | 200 | 100 | 1641.98
07498354202 | PRT5EH-Q | CableTie,EH,Rel,20.1in,Nyl,Nat,PK25 | Pan-Ty® releasable lashing tie, extra-heavy cross section, 20.1 (511mm) length, nylon 6.6, natural, standard package. | C | 100 | 250 | 25 | 210.99
07498354204 | PRT5EH-Q0 | CableTie,EH,Rel,20.1in,WR Bl,PK25 | Panduit PRT5EH-Q0 Releasable Lashing Cable Ties have a release tab that permits easy release where changes are anticipated during development, production or servicing in the field. Ideal for heavy duty applications. Extra-Heavy cross section, 20.1” (511 | C | 100 | 250 | 25 | 219.89
07498354208 | PRT6EH-C | CableTie,EH,Rel,22.2in,Nyl,Nat,PK100 | Panduit PRT6EH-C Releasable Lashing Cable Ties have a release tab that permits easy release where changes are anticipated during development, production or servicing in the field. Ideal for heavy duty applications. Extra-Heavy cross section, 22.2” (564m | M | 1000 | 200 | 100 | 1810.61
07498354206 | PRT6EH-C0 | CableTie,EH,Rel,22.2in,WR Bl,PK100 | Panduit PRT6EH-C0 Releasable Lashing Cable Ties have a release tab that permits easy release where changes are anticipated during development, production or servicing in the field. Ideal for heavy duty applications. Extra-Heavy cross section, 22.2” (564 | M | 1000 | 200 | 100 | 2082.17
07498354907 | PRT6EH-C100 | CableTie,EH,Rel,22.2in,WRBlPoly,PK100 | Panduit PRT6EH-C100 Releasable Lashing Cable Ties have a release tab that permits easy release where changes are anticipated during development, production or servicing in the field. Ideal for heavy duty applications. Extra-Heavy cross section, 22.2” (5 | M | 1000 | 200 | 100 | 2162.35
07498354207 | PRT6EH-Q | CableTie,EH,Rel,22.2in,Nyl,Nat,PK25 | Pan-Ty® releasable lashing tie, extra-heavy cross section, 22.2 (564mm) length, nylon 6.6, natural, standard package. | C | 100 | 250 | 25 | 223.3
07498354209 | PRT6EH-Q0 | CableTie,EH,Rel,22.2in,WR Bl,PK25 | Panduit PRT6EH-Q0 Releasable Lashing Cable Ties have a release tab that permits easy release where changes are anticipated during development, production or servicing in the field. Ideal for heavy duty applications. Extra-Heavy cross section, 22.2” (564 | C | 100 | 250 | 25 | 256.81
07498354243 | PRT8EH-C | CableTie,EH,Rel,28.3in,Nyl,Nat,PK100 | Pan-Ty® releasable lashing tie, extra-heavy cross section, 28.3 (719mm) length, nylon 6.6, natural. | M | 1000 | 200 | 100 | 2727.13
07498354241 | PRT8EH-C0 | CableTie,EH,Rel,28.3in,WR Bl,PK100 | Panduit PRT8EH-C0 Releasable Lashing Cable Ties have a release tab that permits easy release where changes are anticipated during development, production or servicing in the field. Ideal for heavy duty applications. Extra-Heavy cross section, 28.3” (719 | M | 1000 | 200 | 100 | 2986.86
07498354911 | PRT8EH-C100 | CableTie,EH,Rel,28.3in,WRP,BL,PK100 | Panduit PRT8EH-C100 Releasable Lashing Cable Ties have a release tab that permits easy release where changes are anticipated during development, production or servicing in the field. Ideal for heavy duty applications. Extra-Heavy cross section, 28.3” (7 | M | 1000 | 200 | 100 | 2887.6
07498354240 | PRT8EH-Q0 | CableTie,EH,Rel,28.3in,WR,BL,PK25 | Panduit PRT8EH-Q0 Releasable Lashing Cable Ties have a release tab that permits easy release where changes are anticipated during development, production or servicing in the field. Ideal for heavy duty applications. Extra-Heavy cross section, 28.3” (719 | C | 100 | 250 | 25 | 357.41
07498354318 | PRWP1.5S-D | WgPshMntTie,Rel,6.8L,Std,Nyl,Nat,PK500 | Panduit PRWP1.5S-D Releasable Wing Push Mount Ties use an all-in-one design to attach bundles to another surface using a stable, secure, rattle-free installation. Extended release tab permits easy release and re-use where changes are anticipated during de | M | 1000 | 1000 | 500 | 446.98
07498357007 | PRWP1.5S-D0 | WgPshMntTie,Rel,6.8L,Std,WR,BL,PK500 | Panduit PRWP1.5S-D0 Releasable Wing Push Mount Ties use an all-in-one design to attach bundles to another surface using a stable, secure, rattle-free installation. Extended release tab permits easy release and re-use where changes are anticipated during d | M | 1000 | 1000 | 500 | 514.01
07498354315 | PRWP1S-C | WgPshMntTie,Rel,5.2L,Std,Nyl,Nat,PK100 | Pan-Ty® releasable wing push mount tie, standard cross section, 5.2 (132mm) length, nylon 6.6, natural, standard package. | C | 100 | 1000 | 100 | 54.14
07498354316 | PRWP1S-D | WgPshMntTie,Rel,5.2L,Std,Ny,Nat,BP | Pan-Ty® releasable wing push mount tie, standard cross section, 5.2 (132mm) length, nylon 6.6, natural, bulk package. | M | 1000 | 1000 | 500 | 423.56
07498357010 | PRWP1S-D0 | WgPshMntTie,Rel,5.2L,Std,WR,BL,PK500 | Pan-Ty® releasable wing push mount tie, standard cross section, 5.2 (132mm) length, weather resistant nylon 6.6, black. | M | 1000 | 1000 | 500 | 511.42
07498354326 | PRWP1SA-D | WgPshMntTie,Rel,5.1L,Std,Nyl,Nat,PK500 | Pan-Ty® releasable wing push mount tie, standard cross section, 5.1 (130mm) length, nylon 6.6, natural. | M | 1000 | 1000 | 500 | 423.56
07498354339 | PRWP1SB-D | WgPshMntTie,Rel,5.2L,Std,Ny,Nat | Pan-Ty® releasable wing push mount tie, standard cross section, 5.2 (132mm) length, nylon 6.6, natural. | M | 1000 | 1000 | 500 | 444.72
07498354320 | PRWP2S-D | WgPshMntTie,Rel,7.8L,Std,Nyl,Nat,PK500 | Pan-Ty® releasable wing push mount tie, standard cross section, 7.8 (198mm) length, nylon 6.6, natural. | M | 1000 | 1000 | 500 | 489.21
07498357014 | PRWP2S-D0 | WgPshMntTie,Rel,7.8L,Std,WR,BL,PK500 | Pan-Ty® releasable wing push mount tie, standard cross section, 7.8 (198mm) length, weather resistant nylon 6.6, black. | M | 1000 | 1000 | 500 | 562.42
07498383405 | PS12-D | Parallel Splice,non-insul,14-12AWG,PK500 | The PS12-D Splice is a non-insulated parallel splice designed to splice two solid or stranded wires together to repair or lengthen wires. The parallel design results in only one crimp required to complete splice, and the seamless tubular barrel provides a | M | 1000 | 500 | 500 | 213.34
07498383404 | PS12-L | Parallel Splice,non-insul,14-12AWG,PK50 | The PS12-L Splice is a non-insulated parallel splice designed to splice two solid or stranded wires together to repair or lengthen wires. The parallel design results in only one crimp required to complete splice, and the seamless tubular barrel provides a | C | 100 | 500 | 50 | 58.23
07498383402 | PS16-C | Parallel Splice,non-insul,20-16AWG,PK100 | Parallel Splice, non-insulated, 20 – 16 AWG, standard package. | C | 100 | 500 | 100 | 45.01
07498383403 | PS16-M | ParallelSplice,non-insul,20-16AWG,PK1000 | Parallel Splice, non-insulated, 20 – 16 AWG, bulk package. | M | 1000 | 1000 | 1000 | 177.99
07498383400 | PS18-C | Parallel Splice,non-insul,22-18AWG,PK100 | Parallel Splice, non-insulated, 22 – 18 AWG, standard package. | C | 100 | 500 | 100 | 44.82
07498383401 | PS18-M | ParallelSplice,non-insul,22-18AWG,PK1000 | Parallel Splice, non-insulated, 22 – 18 AWG, bulk package. | M | 1000 | 1000 | 1000 | 177.99
07498363163 | PSC2B | CABLE CLP,.31-.38,1/16-3/16in,FLNG,PK100 | Cable clip for 0.31" - 0.38" flexible cable on 1/16" - 3/16" flange. | PC | 1 | 500 | 100 | .62
07498363164 | PSC2C | CABLE CLP,.38-.44,1/16-3/16in,FLNG,PK100 | Cable clip for 0.38" - 0.44" flexible cable on 1/16" - 3/16" flange. | PC | 1 | 500 | 100 | .63
07498363170 | PSC4B | CABLE CLP,.31-.38,3/16-9/32on,FLNG,PK100 | Cable clip for 0.31" - 0.38" flexible cable on 3/16" - 9/32" flange. | PC | 1 | 500 | 100 | .6
07498363185 | PSC4C | CABLE CLP,.38-.44,3/16-9/32in,FLNG,PK100 | Cable clip for 0.38" - 0.44" flexible cable on 3/16" - 9/32" flange. | PC | 1 | 500 | 100 | .62
07498363186 | PSC4D | CABLE CLP,.47-.56,3/16-9/32in,FLNG,PK100 | Cable clip for 0.47" - 0.56" flexible cable on 3/16" - 9/32" flange. | PC | 1 | 500 | 100 | .63
07498363187 | PSC4E | CABLE CLP,.50-.72,3/16-9/32in,FLNG,PK100 | Cable clip for 0.50"- 0.72" flexible cable on 3/16" - 9/32" flange. | PC | 1 | 500 | 100 | .63
07498343177 | PSCB-12Y | MRKRCards,VYL,Blank,1.5"x0.5",180MAR,WHT | StrongHold PSCB-12Y Self-Laminating Cable Markers have a .62” (15.7mm) blank ink receptive area to allow for handwritten legends and a clear section that wraps around to laminate and protect the printed legend. Designed to withstand various outdoor enviro | BK | 1 | 1 | 1 | 37.84
07498343181 | PSCB-13Y | MRKRCards,VYL,Blank,1.5"x3.0",40MAR,WHT | StrongHold PSCB-13Y Self-Laminating Cable Markers have a .75” (19.0mm) blank ink receptive area to allow for handwritten legends and a clear section that wraps around to laminate and protect the printed legend. Designed to withstand various outdoor enviro | BK | 1 | 1 | 1 | 37.84
07498343185 | PSCB-16Y | MRKRCards,VYL,Blank,1.5"x6.0",20MAR,WHT | StrongHold PSCB-16Y Self-Laminating Cable Markers have a 1.0” (25.4mm) blank ink receptive area to allow for handwritten legends and a clear section that wraps around to laminate and protect the printed legend. Designed to withstand various outdoor enviro | BK | 1 | 1 | 1 | 37.84
07498343424 | PSCB-3Y | MRKRCards,VYL,Blank,1.0"x3.0",60MAR,WHT | StrongHold PSCB-3Y Blank Self-Laminating Write-On Cable Marker Books are a convenient and affordable solution for your electrical identification needs. They are made of vinyl and laminated to protect handwritten legends in difficult environments. Markers | BK | 1 | 1 | 1 | 37.84
07498343425 | PSCB-3YELY | MRKRCards,VYL,Blank,1.0"x3.0",60MAR,YEL | StrongHold PSCB-3YELY Self-Laminating Cable Markers have a .75” (19.0mm) blank ink receptive area to allow for handwritten legends and a clear section that wraps around to laminate and protect the printed legend. Designed to withstand various outdoor envi | BK | 1 | 1 | 1 | 37.84
07498343426 | PSCB-5Y | MRKRCards,VYL,Blank,1.0"x5.0",30MAR,WHT | StrongHold PSCB-5Y Self-Laminating Cable Markers have a 1.0” (25.4mm) blank ink receptive area to allow for handwritten legends and a clear section that wraps around to laminate and protect the printed legend. Designed to withstand various outdoor environ | BK | 1 | 1 | 1 | 37.84
07498343533 | PSCB-6Y | MRKRCards,VYL,Blank,1.0"x6.0",30MAR,WHT | StrongHold PSCB-6Y Self-Laminating Cable Markers have a 1.0” (25.4mm) blank ink receptive area to allow for handwritten legends and a clear section that wraps around to laminate and protect the printed legend. Designed to withstand various outdoor environ | BK | 1 | 1 | 1 | 37.84
07498301349 | PSCBLK-Q | CuParallelSplice,Color-dBlackPKG25 | Copper parallel splice, black. | C | 100 | 50 | 1 | 425.13
07498301343 | PSCBLU-L | CuParallelSplice,Color-dBluePKG50 | Copper parallel splice, blue. | C | 100 | 50 | 1 | 191.9
07498301345 | PSCBRN-L | CuParallelSplice,Color-dBrownPKG50 | Copper parallel splice, brown. | C | 100 | 50 | 1 | 254.42
07498343535 | PSCC-5Y | MRKRCards,Vyl,1.00"Wx5.00"L,PK25 | White write-on, self-laminating vinyl label, 1.00 x 5.00. | C | 100 | 25 | 25 | 389.21
07498301346 | PSCGRN-L | CuParallelSplice,Color-dGreenPKG50 | Copper parallel splice, green. | C | 100 | 50 | 1 | 299.11
07498301344 | PSCGRY-L | CuParallelSplice,Color-dGrayPKG50 | Copper parallel splice, gray. | C | 100 | 50 | 1 | 198.65
07498364114 | PSCH12B | ONE-PIECE STRUT CLAMP,3/4 in,EMT,PK50 | One-piece strut clamp with saddle used to secure 3/4" conduit, 1/2" Rigid/IMC, 50 lbs. static load capacity. | PC | 1 | 50 | 50 | 1.85
07498364117 | PSCH24B | ONE-PIECE STRUT CLAMP,1-1/2 in,EMT,PK50 | One-piece strut clamp with saddle used to secure 1 1/2" conduit, 1 1/4" Rigid/IMC, 80 lbs. static load capacity. | PC | 1 | 50 | 50 | 2.02
07498364118 | PSCH32B | ONE-PIECE STRUT CLAMP,2 in,EMT,PK25 | One-piece strut clamp with saddle used to secure 2" conduit, 1 1/2" Rigid/IMC, 100 lbs. static load capacity. | PC | 1 | 25 | 25 | 2.3
07498364112 | PSCH6B | ONE-PIECE STRUT CLAMP,3/8 in,EMT,PK100 | One-piece strut clamp with saddle used to secure 3/8" conduit. | PC | 1 | 100 | 100 | 1.75
07498364133 | PSCH72B | ONE-PIECE STRUT CLAMP,4 in,EMT,PK10 | One-piece strut clamp with saddle used to secure 4" conduit, 4" Rigid/IMC, 330 lbs. static load capacity. | PC | 1 | 10 | 10 | 6.55
07498301347 | PSCPNK-L | CuParallelSplice,Color-dPinkPKG50 | Copper parallel splice, pink. | C | 100 | 50 | 1 | 316.73
07498301342 | PSCRED-L | CuParallelSplice,Color-dRedPKG50 | Copper parallel splice, red. | C | 100 | 50 | 1 | 185.29
07498363054 | PSGB16A | STUD-MNT BOX SUPPORT BRKT,16 CNTRS,PK50 | Box mounting bracket to support 2-1/8" box-to-studs on 16" centers. | PC | 1 | 50 | 50 | 3.94
07498363057 | PSGB24A | STUD-MNT BOX SUPPORT BRKT,24 CNTRS,PK50 | Box mounting bracket to support 2-1/8" box-to-studs on 24" centers. | PC | 1 | 50 | 50 | 5.38
61305678669 | PSJIC22PC | Ink Cartridge, For Use with PTM-C3500, C | Panduit PGJIC22PC Cyan Ink Cartridge for PTM-C3500 color ink jet printer. Includes 1 cartridge per package. | PC | 1 | 1 | 1 | 35.07
61305678670 | PSJIC22PK | Ink Cartridge, For Use with PTM-C3500, B | Panduit PGJIC22PK Black Ink Jet Ink Cartridge for PTM-C3500 color ink jet printer. Includes 1 cartridge per package. | PC | 1 | 1 | 1 | 35.07
61305678671 | PSJIC22PM | Ink Cartridge, For Use with PTM-C3500, M | Panduit PGJIC22PM Magenta Ink Jet Ink Cartridge for PTM-C3500 color ink jet printer. Includes 1 cartridge per package. | PC | 1 | 1 | 1 | 35.07
61305678672 | PSJIC22PY | Ink Cartridge, For Use with PTM-C3500, Y | Panduit PGJIC22PY Yellow Ink Jet Ink Cartridge for PTM-C3500 color ink jet printer. Includes 1 cartridge per package. | PC | 1 | 1 | 1 | 35.07
61305678673 | PSJMB3500 | Maintenance Box, For Use with PTM-C3500 | Panduit PSJMB3500 Maintenance Box, For use with PTM-C3500 series printers. | PC | 1 | 1 | 1 | 55.11
07498363338 | PSK405I | UNIV STRUT CLAMP,2.50 in,CONDUIT,PK50 | Universal strut clamp for 2 1/2" EMT/Rigid/IMC conduit, 350 lbs. static load capacity. | PC | 1 | 50 | 50 | 3.04
07498327508 | PSL-1 | HASP,1.00in DIA. W/TABS,RD,PK12 | The PSL-1 Hasp allows energy sources to be locked out quickly and easily by more than one worker for group lockout applications. The Hasp supports 6 locks. Zinc-plated steel with vinyl coating. 1.62" x 4.62" (41.1 mm x 117.3 mm). Jaw diameter 1" (25.4 mm | PC | 1 | 12 | 1 | 10.25
07498327509 | PSL-1.5 | HASP,1.50in DIA. W/TABS,RD,PK12 | Hasp with 1.50" (38.1mm) diameter jaw and overlapping tabs. | PC | 1 | 12 | 1 | 12.16
07498327852 | PSL-1.5A | HASP,1.50in DIA. W/O TABS,RD,PK12 | Hasp with 1.50" (38.1mm) diameter jaw. | PC | 1 | 12 | 1 | 15.03
61305610778 | PSL-1001 | LOCKOUT, TOGGLE-SWITCH COVER ,EA | Lockout Tagout, Toggle-switch cover, Clear. | PC | 1 | 10 | 1 | 26.44
61305610780 | PSL-1003 | LOCKOUT, PUSH BUTTON COVER, 22.5mm ,EA | Lockout Tagout, Push button Cover, Clear, 22.5mm. | PC | 1 | 1 | 1 | 30.44
61305610781 | PSL-1004 | LOCKOUT, PUSH BUTTON COVER, 30mm ,EA | Lockout Tagout, Push button Cover, Clear, 30mm. | PC | 1 | 1 | 1 | 30.44
61305605944 | PSL-1008 | LOCKOUT, CINCH CABLE ,EA | Lockout Tagout, Cinch cable. | PC | 1 | 1 | 1 | 44.44
61305605962 | PSL-1009 | 6-PADLOCK ALUM BOARD KIT, 14X14 ,EA | Lockout Tagout, 6, Padlock Aluminum Board Kit, 14" x 14". | KT | 1 | 1 | 1 | 267.21
61305605963 | PSL-1010 | 6-PADLOCK SHADOW BOARD KIT, 14X14 ,EA | Lockout Tagout, 6, Padlock Shadow Board Kit, 14" x 14". | KT | 1 | 1 | 1 | 218.08
61305610783 | PSL-1013 | LOCKOUT, NON-SPARKING ALUM HASP, 1" ,EA | Lockout Tagout, Non-sparking aluminum hasp, 1.00" | PC | 1 | 1 | 1 | 10.27
61305610784 | PSL-1014 | LOCKOUT, NON-SPARKING ALUM HASP,EA | Lockout Tagout, Non-sparking aluminum hasp. | PC | 1 | 10 | 1 | 11.74
61305605946 | PSL-1017 | TWIST & TURN CINCH CABLE ,EA | Lockout Tagout, Twist & Turn Cinch cable. | PC | 1 | 1 | 1 | 26.02
61305610787 | PSL-1019 | LOCKOUT, TAB TAG, DGR LOCKED OUT DNO ,EA | Lockout Tagout, Tab tag, 'DANGER LOCKED OUT DO NOT OPERATE' (legend). | PK | 1 | 10 | 1 | 36.27
61305610788 | PSL-1025 | LOCKOUT, COMPACT GROUP LOCK BOX ,EA | Lockout Tagout, Compact Group Lock Box. | PC | 1 | 10 | 1 | 28.84
61305610789 | PSL-1026 | LOCKOUT, CLEAR VIEW GRP LOCK BOX ,EA | Lockout Tagout, Clear View Group Lock Box. | PC | 1 | 5 | 1 | 91.18
61305656970 | PSL-1033 | Electrical Panel Lockout Bar Only, 13"L | Electrical Panel Lockout Bar Only, 13"L x 1"W x 1"H, Expands to 20" L | PC | 1 | 1 | 1 | 74.98
61305605926 | PSL-1058 | LOCKOUT, BALL VALVE, 1 1/2", 2" ,EA | Lockout Tagout, Ball Valve, 1 1/2"- 2" | PC | 1 | 10 | 1 | 30.59
61305605927 | PSL-1059 | LOCKOUT, BALL VALVE, 3/8", 1 1/4" ,EA | Lockout Tagout, Ball Valve, 3/8"- 1 1/4" | PC | 1 | 1 | 1 | 18.57
07498322114 | PSL-10SA | LOCKOUT STATION (SIGN ONLY),10 PERSON,EA | Lockout station only, 10 person. | PC | 1 | 1 | 1 | 173.21
07498322158 | PSL-10SWCA | LOCKOUT STATION W/COMPONENT,10 PERSON,EA | Lockout station with components, 10 person.Components include:(10) PSL-8 red non-conductive lockout padlocks (keyed differently)(3) PSL-1.5 lockout hasps(15 tags) PVT-98 safety tags(10 tags) PVT-41 safety tags | KT | 1 | 1 | 1 | 445.12
07498300094 | PSL-12 | COMPACT,ALUMINUM,LOCK,1.00IN,RD,EA | Compact aluminum body padlock, 1.00" shackle, red. | PC | 1 | 1 | 1 | 21.91
07498327851 | PSL-1A | HASP,1.00in DIA. W/O TABS,RD,PK12 | The PSL-1A Hasp allows energy sources to be locked out quickly and easily by more than one worker for group lockout applications. The Hasp supports 6 locks. Zinc-plated steel with vinyl coating. 1.62" x 4.52" (41.1 mm x 114.8 mm). Jaw diameter 1" (25.4 m | PC | 1 | 12 | 1 | 12.56
07498322167 | PSL-20SA | LOCKOUT STATION (SIGN ONLY),20 PERSON,EA | Lockout station only, 20 person. | PC | 1 | 1 | 1 | 240.26
61305636923 | PSL-20SA-S | Lockout station only in Spanish, 20 pers |  | PC | 1 | 1 | 1 | 228.84
07498322168 | PSL-20SWCA | LOCKOUT STATION W/COMPONENT,20 PERSON,EA | The PSL-20SWCA Lockout Station conveniently stores padlocks, tags, and lockout devices in one common area. Stores components for up to 20 people. The Station includes: (20) PSL-8 red non-conductive lockout padlocks (keyed differently) (6) PSL-1.5 lockout | KT | 1 | 1 | 1 | 817.8
07498322113 | PSL-4SWCA | LOCKOUT STATION W/COMPONENTS,4 PERSON,EA | Lockout station with components, 4 person.Components include:(4) PSL-8 red non-conductive lockout padlocks (keyed differently)(3) PSL-1.5 lockout hasps(15 tags) PVT-98 safety tags | KT | 1 | 1 | 1 | 188.89
07498336250 | PSL-7 | ALUMINUM PADLOCK,1.00in SHACKLE,RD,EA | The PSL-7 High-Security Short Shackle Padlock features a solid aluminum body with an anodized aluminum finish, which provides improved durability and corrosion resistance. The padlock can be ordered with various keying options (keyed-alike and master-keye | PC | 1 | 1 | 1 | 23.15
07498336251 | PSL-7-LS | ALUMINUM PADLOCK,3.00in SHACKLE,RD,EA | The PSL-7-LS High-Security Long Shackle Padlock features a solid aluminum body with an anodized aluminum finish, which provides improved durability and corrosion resistance. The padlock can be ordered with various keying options (keyed-alike and master-ke | PC | 1 | 1 | 1 | 24.83
07498336207 | PSL-7BL | AluminumPadlock,1.06in shackle,BLK,EA | Aluminum body padlock, 1.06" shackle, black. | PC | 1 | 1 | 1 | 24.32
07498336214 | PSL-7BL-LS | AluminumPadlock,3in shackle,BLK,EA | Aluminum body padlock, 3.00" long shackle, black. | PC | 1 | 1 | 1 | 26.09
07498336208 | PSL-7BU | AluminumPadlock,1.06in shackle,BLU,EA | Aluminum body padlock, 1.06" shackle, blue. | PC | 1 | 1 | 1 | 24.32
07498336215 | PSL-7BU-LS | AluminumPadlock,3in shackle,BLU,EA | Aluminum body padlock, 3.00" long shackle, blue. | PC | 1 | 1 | 1 | 26.09
07498336211 | PSL-7GR | ALUMINUM PADLOCK,1.00in SHACKLE,GR,EA | Aluminum body padlock, 1.06" shackle, green. | PC | 1 | 1 | 1 | 24.32
07498336218 | PSL-7GR-LS | ALUMINUM PADLOCK,3.00in SHACKLE,GR,EA | Aluminum body padlock, 3.00" long shackle, green. | PC | 1 | 1 | 1 | 26.09
07498336209 | PSL-7OR | ALUMINUM PADLOCK,1.00in SHACKLE,OR,EA | Aluminum body padlock, 1.06" shackle, orange. | PC | 1 | 1 | 1 | 24.32
07498336216 | PSL-7OR-LS | ALUMINUM PADLOCK,3.00in SHACKLE,OR,EA | Aluminum body padlock, 3.00" long shackle, orange. | PC | 1 | 1 | 1 | 26.09
07498336217 | PSL-7YL-LS | ALUMINUM PADLOCK,3.00in SHACKLE,YL,EA | Aluminum body padlock, 3.00" long shackle, yellow. | PC | 1 | 1 | 1 | 26.09
07498322015 | PSL-8 | NON-CONDUCTIVE LOCK,1.50in SHACKLE,RD,EA | The PSL-8 Non-Conductive Safety Lockout Padlocks in the standard version are keyed differently, so each padlock is supplied with one key. However, these locks can be master keyed or keyed alike. The non-conductive lock body and shackle protect against e | PC | 1 | 1 | 1 | 20.34
07498396640 | PSL-8-LB | NON-CONDUCTIVE LOCK,3.00in LG BODY,RD,EA | Non-conductive padlock, 1.57" X 3.00" body, red. | PC | 1 | 1 | 1 | 25.85
07498322017 | PSL-8BL | NON-CONDUCTIVE LOCK,1.50in SHACKLE,BL,EA | The PSL-8BL Non-Conductive Short Shackle Padlock provides protection against electrical hazards. The key-retention feature means the key cannot be removed from the padlock when open. The padlock can be ordered with various keying options (keyed-alike an | PC | 1 | 1 | 1 | 20.34
07498329120 | PSL-8BR | NON-CONDUCTIVE LOCK,1.50in SHACKLE,BR,EA | Non-conductive padlock, 1.58" X 1.77" body, brown. | PC | 1 | 1 | 1 | 21.34
07498322018 | PSL-8BU | NON-CONDUCTIVE LOCK,1.50in SHACKLE,BU,EA | The PSL-8BU Non-Conductive Short Shackle Padlock provides protection against electrical hazards. The key-retention feature means the key cannot be removed from the padlock when open. The padlock can be ordered with various keying options (keyed-alike an | PC | 1 | 1 | 1 | 20.34
07498322021 | PSL-8GR | NON-CONDUCTIVE LOCK,1.50in SHACKLE,GR,EA | The PSL-8GR Non-Conductive Short Shackle Padlock provides protection against electrical hazards. The key-retention feature means the key cannot be removed from the padlock when open. The padlock can be ordered with various keying options (keyed-alike an | PC | 1 | 1 | 1 | 20.34
07498322019 | PSL-8OR | NON-CONDUCTIVE LOCK,1.50in SHACKLE,OR,EA | The PSL-8OR Non-Conductive Short Shackle Padlock provides protection against electrical hazards. The key-retention feature means the key cannot be removed from the padlock when open. The padlock can be ordered with various keying options (keyed-alike an | PC | 1 | 1 | 1 | 20.34
07498329118 | PSL-8PU | NON-CONDUCTIVE LOCK,1.50in SHACKLE,PU,EA | The PSL-8PU Non-Conductive Short Shackle Padlock provides protection against electrical hazards. The key-retention feature means the key cannot be removed from the padlock when open. The padlock can be ordered with various keying options (keyed-alike an | PC | 1 | 1 | 1 | 20.34
07498322020 | PSL-8YL | NON-CONDUCTIVE LOCK,1.50in SHACKLE,YL,EA | The PSL-8YL Non-Conductive Short Shackle Padlock provides protection against electrical hazards. The key-retention feature means the key cannot be removed from the padlock when open. The padlock can be ordered with various keying options (keyed-alike an | PC | 1 | 1 | 1 | 20.34
07498340235 | PSL-9 | HARSH ENVIRON. PADLOCK,1.00in SHACKLE,EA | Harsh environment padlock. | PC | 1 | 1 | 1 | 33.15
07498311925 | PSL-9-LS | HARSH ENVIRON. PADLOCK,2.50in SHACKLE,EA | Harsh environment long shackle padlock. | PC | 1 | 1 | 1 | 41.62
07498309728 | PSL-BFV | BUTTERFLY VALVE LOCKOUT DEVICE,RD,EA | Butterfly valve lockout, accommodates most butterfly valve handles. | PC | 1 | 5 | 1 | 84.65
07498371935 | PSL-BG | SAFETY TOOL BAG,RD/BL,EA | Safety Tool Bag, 18.00" (W) x 11.00" (H) x 11.00" (D), Red/Black Polyester Fabric. | PC | 1 | 1 | 1 | 120.16
07498334223 | PSL-BV1 | BALL VALVE LOCKOUT DEVICE,SMALL,RD,EA | The PSL-BV1 Ball Valve Lockout is constructed of rugged polypropylene providing strength, durability, and added security. The Ball Valves regulating hydraulic, pneumatic, and chemical energy can be locked out quickly and easily. The valve accommodates va | PC | 1 | 5 | 1 | 30.9
07498334224 | PSL-BV2 | BALL VALVE LOCKOUT DEVICE,MED.,RD,EA | The PSL-BV2 Ball Valve Lockout is constructed of rugged polypropylene providing strength, durability, and added security. The Ball Valves regulating hydraulic, pneumatic, and chemical energy can be locked out quickly and easily. The valve accommodates va | PC | 1 | 5 | 1 | 49.08
07498320611 | PSL-BV3 | BALL VALVE LOCKOUT DEVICE,LARGE,RD,EA | Ball valve lockout, accommodates 2.00" – 8.00" (50.8mm – 203.2mm) valve pipe diameter. | PC | 1 | 5 | 1 | 82.05
07498338637 | PSL-CB | UNIV. CIRCUIT BREAKER LOCKOUT,RD,EA | The PSL-CB Universal Circuit Breaker Lockout quickly locks out circuit breakers (such as 120/277V breakers) and is ideal for industrial and harsh applications. The compact, universal design fits a wide range of single, double, and triple handle circuit b | PC | 1 | 10 | 1 | 20.01
07498398079 | PSL-CB-3PC | UNIV. CIRCUIT BREAKER LOCKOUT,RD,PK3 | (3) PSL-CB universal circuit breaker lockout. | PK | 1 | 2 | 1 | 59.62
07498362855 | PSL-CB-V | UNIV. CIRCUIT BREAKER LOCKOUT,RD,PK5 | Universal circuit breaker lockout, 5 pack. | PC | 1 | 25 | 5 | 15.55
07498376041 | PSL-CBIL | I-LINE CIRCUIT BREAKER LOCKOUT,RD,EA | Circuit breaker lockout device for use with Square D I-LINE^/Federal Pacific (FPE) circuit breakers. | PC | 1 | 5 | 1 | 21.03
07498342119 | PSL-CBILNT | I-LINE CIRC. BRKR LOCKOUT,NO TOOL,RD,EA | The PSL-CBILNT No Tool Circuit Breaker Lockout is designed for use with Square D I-LINE^/Federal Pacific (FPE) circuit breakers. The individual circuit breaker can be locked in the off position quickly and easily without any tools. Lockout accommodates b | PC | 1 | 10 | 1 | 25.3
07498378889 | PSL-CBKIT | CIRCUIT BREAKER LOCKOUT KIT,RD,PK3 | Circuit breaker lockout kit (1 each PSL-CBL, CBNT, CBILNT). | KT | 1 | 2 | 1 | 65.13
07498362678 | PSL-CBL | LG. UNIV. CIRCUIT BRKR LOCKOUT,RD,EA | The PSL-CBL Large Handle Circuit Breaker Lockout quickly locks out large molded-case circuit breakers (such as 480/600V breakers) and is ideal for industrial and harsh applications. The compact, universal design fits a wide range of large handle circuit | PC | 1 | 10 | 1 | 29.54
07498362856 | PSL-CBL-V | LG. UNIV. CIRCUIT BRKR LOCKOUT,RD,PK5 | Large handle circuit breaker lockout, 5 pack. | PC | 1 | 25 | 5 | 21.26
07498342118 | PSL-CBNT | UNIV. CIRC. BRKR LOCKOUT,NO TOOL,RD,EA | The PSL-CBNT No Tool Universal Circuit Breaker Lockout can be locked in the off position quickly and easily without any tools. The compact, universal design fits a wide range of single, double, and triple handle circuit breakers. Lockout accommodates br | PC | 1 | 10 | 1 | 24.08
07498362853 | PSL-CBNT-V | UNIV. CIRC. BRKR LOCKOUT,NO TOOL,RD,PK5 | The PSL-CBNT-V No Tool Circuit Breaker Lockout quickly locks out circuit breakers (such as 120/277V breakers). The individual circuit breaker can be locked in the off position quickly and easily without any tools. Ideal for industrial and harsh applicatio | PC | 1 | 25 | 5 | 16.87
07498372263 | PSL-CBWL | LOCKOUT WARNING STRIP LABEL,RD/WH,PK60 | Warning label | BK | 1 | 10 | 1 | 24.38
07498324141 | PSL-CL110 | 120V CORD LOCKOUT,RD,EA | 120 Volt AC Cord Lockout Device, Red. | PC | 1 | 1 | 1 | 20.91
07498324151 | PSL-CL480 | 240-480V CORD LOCKOUT,RD,EA | The PSL-CL480 240 - 480 Volt AC Cord Lockout Device is designed to lock out individual corded plugs in a wide range of sizes that can be locked out to prevent energization. Easy to use- insert plugs, close cover, and secure with padlock and tag (sold sepa | PC | 1 | 10 | 1 | 27.22
07498333847 | PSL-DCJB | JackModBlock-outDev,BOsRD,1toolBL,PK10 | The block-out device works with most standard RJ45 openings to prevent unauthorized access and to protect from dust and debris or foreign objects. Package includes 10 red devices and one removal tool. | PK | 1 | 20 | 1 | 38.91
07498357799 | PSL-DCJB-BL | JackModBlock-outDev,BOsBL,1toolBL,PK10 | The block-out device works with most standard RJ45 openings to prevent unauthorized access and to protect from dust and debris or foreign objects. Package includes 10 black devices and one removal tool. | PK | 1 | 20 | 1 | 38.91
07498371257 | PSL-DCJB-BL-C | Jack Module Blockout, 100 black devices | Jack module block-out device, 100 block-outs (black) and 5 removal tools (black), polycarbonate. | PK | 1 | 1 | 1 | 273.16
07498357801 | PSL-DCJB-BU | JackModule,Blockout-10BU,Removal-1BL | The block-out device works with most standard RJ45 openings to prevent unauthorized access and to protect from dust and debris or foreign objects. Package includes 10 blue devices and one removal tool. | PK | 1 | 20 | 1 | 38.91
07498357769 | PSL-DCJB-C | Jack Module Blockout, 100 red devices | The block-out device works with most standard RJ45 openings to prevent unauthorized access and to protect from dust and debris or foreign objects. Package includes 100 red devices and five removal tools. | PK | 1 | 10 | 1 | 273.16
07498306370 | PSL-DCJB-GR | Jack Module Blockout, 10 green devices | Jack module block-out device, 10 block-outs (green) and 1 removal tool (black), polycarbonate. | PK | 1 | 20 | 1 | 38.91
07498310652 | PSL-DCJB-IG | Jack Module Blockout, 10 gray devices | Jack module block-out device, 10 block-outs (international gray) and 1 removal tool (black), polycarbonate. | PK | 1 | 20 | 1 | 38.91
07498310654 | PSL-DCJB-IG-C | Jack Module Blockout, 100 gray devices | Jack module block-out device, 100 block-outs (international gray) and 5 removal tools (black), polycarbonate. | PK | 1 | 1 | 1 | 300.48
07498357820 | PSL-DCJB-IW | Jack Module Blockout, 10 white devices | Jack module block-out device, 10 block-outs (international white) and 1 removal tool (black), polycarbonate. | PK | 1 | 20 | 1 | 38.91
07498371259 | PSL-DCJB-IW-C | Jack Module Blockout, 100 white devices | Jack module block-out device, 100 block-outs (international white) and 5 removal tools (black), polycarbonate. | PK | 1 | 1 | 1 | 300.48
07498310645 | PSL-DCJB-OR | Jack Module Blockout, 10 orange devices | Jack module block-out device, 10 block-outs (orange) and 1 removal tool (black), polycarbonate. | PK | 1 | 20 | 1 | 38.91
07498310646 | PSL-DCJB-OR-C | Jack Module Blockout, 100 orange devices | Jack module block-out device, 100 block-outs (orange) and 5 removal tools (black), polycarbonate. | PK | 1 | 1 | 1 | 300.48
07498357822 | PSL-DCJB-YL | Jack Module Blockout, 10 yellow devices | Jack module block-out device, 10 block-outs (yellow) and 1 removal tool (black), polycarbonate. | PK | 1 | 20 | 1 | 38.91
07498371260 | PSL-DCJB-YL-C | Jack Module Blockout, 100 yellow devices | Jack module block-out device, 100 block-outs (yellow) and 5 removal tools (black), polycarbonate. | PK | 1 | 1 | 1 | 300.48
61305675922 | PSL-DCPLE | Standard Lock-In device, 10 in red with | Standard RJ45 plug lock-in device with extended hood, 10 devices (red) and 1 key | PK | 1 | 20 | 1 | 58.05
61305673374 | PSL-DCPLE-BL | Standard Lock-In device, 10 in black wit | Standard RJ45 plug lock-in device with extended hood, 10 devices (black) and 1 key | PK | 1 | 20 | 1 | 63.84
61305672925 | PSL-DCPLE-BL-C | Standard Lock-In device, 100 in black wi | Standard RJ45 plug lock-in device with extended hood, 100 devices (black) and 5 keys | PK | 1 | 1 | 1 | 455.64
61305675924 | PSL-DCPLE-BU | Standard Lock-In device, 10 in blue with | Standard RJ45 plug lock-in device with extended hood, 10 devices (blue) and 1 key | PK | 1 | 20 | 1 | 63.84
61305675909 | PSL-DCPLE-BU-C | Standard Lock-In device, 100 in blue wit | Standard RJ45 plug lock-in device with extended hood, 100 devices (blue) and 5 keys | PK | 1 | 1 | 1 | 455.64
61305675907 | PSL-DCPLE-C | Standard Lock-In device, 100 in red with | Standard RJ45 plug lock-in device with extended hood, 100 devices (red) and 5 keys | PK | 1 | 1 | 1 | 455.64
61305675926 | PSL-DCPLE-GR | Standard Lock-In device, 10 in green wit | Standard RJ45 plug lock-in device with extended hood, 10 devices (green) and 1 key | PK | 1 | 20 | 1 | 63.84
61305675911 | PSL-DCPLE-GR-C | Standard Lock-In device, 100 in green wi | Standard RJ45 plug lock-in device with extended hood, 100 devices (green) and 5 keys | PK | 1 | 1 | 1 | 455.64
61305675927 | PSL-DCPLE-IG | Standard Lock-In device, 10 in gray with | Standard RJ45 plug lock-in device with extended hood, 10 devices (international gray) and 1 key | PK | 1 | 20 | 1 | 63.84
61305675912 | PSL-DCPLE-IG-C | Standard Lock-In device, 100 in gray wit | Standard RJ45 plug lock-in device with extended hood, 100 devices (international gray) and 5 keys | PK | 1 | 1 | 1 | 455.64
61305675925 | PSL-DCPLE-IW | Standard Lock-In device, 10 in off white | Standard RJ45 plug lock-in device with extended hood, 10 devices (off white) and 1 key | PK | 1 | 20 | 1 | 63.84
61305675910 | PSL-DCPLE-IW-C | Standard Lock-In device, 100 in off whit | Standard RJ45 plug lock-in device with extended hood, 100 devices (off white) and 5 keys | PK | 1 | 1 | 1 | 455.64
61305675923 | PSL-DCPLE-OR | Standard Lock-In device, 10 in orange wi | Standard RJ45 plug lock-in device with extended hood, 10 devices (orange) and 1 key | PK | 1 | 20 | 1 | 63.84
61305675908 | PSL-DCPLE-OR-C | Standard Lock-In device, 100 in orange w | Standard RJ45 plug lock-in device with extended hood, 100 devices (orange) and 5 keys | PK | 1 | 1 | 1 | 455.64
61305675921 | PSL-DCPLE-YL | Standard Lock-In device, 10 in yellow wi | Standard RJ45 plug lock-in device with extended hood, 10 devices (yellow) and 1 key | PK | 1 | 20 | 1 | 63.84
61305675906 | PSL-DCPLE-YL-C | Standard Lock-In device, 100 in yellow w | Standard RJ45 plug lock-in device with extended hood, 100 devices (yellow) and 5 keys | PK | 1 | 1 | 1 | 455.64
61305675929 | PSL-DCPLRE | Recessed Lock-In device, 10 in red with | Recessed RJ45 plug lock-in device with extended hood, 10 devices (red) and 1 key | PK | 1 | 20 | 1 | 58.05
61305675935 | PSL-DCPLRE-BL | Recessed Lock-In device, 10 in black wit | Recessed RJ45 plug lock-in device with extended hood, 10 devices (black) and 1 key | PK | 1 | 20 | 1 | 58.05
61305675920 | PSL-DCPLRE-BL-C | Recessed Lock-In device, 100 in black wi | Recessed RJ45 plug lock-in device with extended hood, 100 devices (black) and 5 keys | PK | 1 | 1 | 1 | 455.64
61305675931 | PSL-DCPLRE-BU | Recessed Lock-In device, 10 in blue with | Recessed RJ45 plug lock-in device with extended hood, 10 devices (blue) and 1 key | PK | 1 | 20 | 1 | 63.84
61305675916 | PSL-DCPLRE-BU-C | Recessed Lock-In device, 100 in blue wit | Recessed RJ45 plug lock-in device with extended hood, 100 devices (blue) and 5 keys | PK | 1 | 1 | 1 | 455.64
61305675914 | PSL-DCPLRE-C | Recessed Lock-In device, 100 in red with | Recessed RJ45 plug lock-in device with extended hood, 100 devices (red) and 5 keys | PK | 1 | 1 | 1 | 455.64
61305675933 | PSL-DCPLRE-GR | Recessed Lock-In device, 10 in green wit | Recessed RJ45 plug lock-in device with extended hood, 10 devices (green) and 1 key | PK | 1 | 20 | 1 | 58.05
61305675918 | PSL-DCPLRE-GR-C | Recessed Lock-In device, 100 in green wi | Recessed RJ45 plug lock-in device with extended hood, 100 devices (green) and 5 keys | PK | 1 | 1 | 1 | 455.64
61305675934 | PSL-DCPLRE-IG | Recessed Lock-In device, 10 in gray with | Recessed RJ45 plug lock-in device with extended hood, 10 devices (international gray) and 1 key | PK | 1 | 20 | 1 | 63.84
61305675919 | PSL-DCPLRE-IG-C | Recessed Lock-In device, 100 in gray wit | Recessed RJ45 plug lock-in device with extended hood, 100 devices (international gray) and 5 keys | PK | 1 | 1 | 1 | 455.64
61305675932 | PSL-DCPLRE-IW | Recessed Lock-In device, 10 in off white | Recessed RJ45 plug lock-in device with extended hood, 10 devices (off white) and 1 key | PK | 1 | 20 | 1 | 63.84
61305675917 | PSL-DCPLRE-IW-C | Recessed Lock-In device, 100 in off whit | Recessed RJ45 plug lock-in device with extended hood, 100 devices (off white) and 5 keys | PK | 1 | 1 | 1 | 455.64
61305675930 | PSL-DCPLRE-OR | Recessed Lock-In device, 10 in orange wi | Recessed RJ45 plug lock-in device with extended hood, 10 devices (orange) and 1 key | PK | 1 | 20 | 1 | 63.84
61305675915 | PSL-DCPLRE-OR-C | Recessed Lock-In device, 100 in orange w | Recessed RJ45 plug lock-in device with extended hood, 100 devices (orange) and 5 keys | PK | 1 | 1 | 1 | 455.64
61305675928 | PSL-DCPLRE-YL | Recessed Lock-In device, 10 in yellow wi | Recessed RJ45 plug lock-in device with extended hood, 10 devices (yellow) and 1 key | PK | 1 | 20 | 1 | 63.84
61305675913 | PSL-DCPLRE-YL-C | Recessed Lock-In device, 100 in yellow w | Recessed RJ45 plug lock-in device with extended hood, 100 devices (yellow) and 5 keys | PK | 1 | 1 | 1 | 455.64
61305676452 | PSL-DCPLSE | Super Recessed Lock-In device, 10 in red | Super recessed RJ45 plug lock-in device with extended hood, 10 devices (red) and 1 key | PK | 1 | 20 | 1 | 63.84
61305676453 | PSL-DCPLSE-C | Super Recessed Lock-in Device, 100 Dev | Super recessed RJ45 plug lock-in device with extended hood, 100 devices (red) and 5 keys | PK | 1 | 1 | 1 | 501.22
07498311797 | PSL-GLBN | GROUP LOCK BOX,SLIDING LID,RD,EA | The PSL-GLBN Group Lockbox is designed to help manage multiple employees and energy sources involved in a group lockout procedure. Accommodates up to 13 padlocks (not included). Available in stainless steel construction with industrial powder-coat. 9.1" x | PC | 1 | 1 | 1 | 92.32
07498340280 | PSL-GLBNSS | GROUP LOCK BOX,SLIDING LID,SS,EA | Stainless steel group lock box. | PC | 1 | 1 | 1 | 161.05
07498335027 | PSL-HD1 | HEAVY DUTY HASP,1.00 X 1.00,STEEL,PK12 | Heavy duty hasp with 1.00" x 1.00" (25.4mm x 25.4mm) clearance. | PC | 1 | 12 | 12 | 16.17
07498378679 | PSL-HD2.4 | HEAVY DUTY HASP,1.00 X 2.40,STEEL,PK12 | Heavy duty hasp with 1.00" x 2.40" (25.4mm x 60.0mm) clearance. | PC | 1 | 12 | 12 | 21.83
07498338383 | PSL-HD3 | HEAVY DUTY HASP,1.00 X 3.00,STEEL,PK12 | Heavy duty hasp with 1.00" x 3.00" (25.4mm x 76.0mm) clearance. | PC | 1 | 12 | 12 | 18.49
07498367520 | PSL-KT-CONA | CONTRACTOR 34 PC LOCKOUT KIT,RD,EA | The PSL-KT-CONA Contractor Lockout Kit contains a variety of lockout/tagout devices commonly used by electrical contractors. Kit includes: Screwdriver, PSL-KT carrying case - 5.0" x 3.5" x 11.0" (127 x 89 x 279mm), (6) PSL-8 red non-conductive padlocks, P | KT | 1 | 1 | 1 | 375.78
07498380932 | PSL-KT-CONAP | CONTRACTOR 34 PC LOTO KIT/POWERLOK,RD,EA | Contractor Lockout Kit: (1) Screwdriver (1) PSL-KT carrying case - 5.0" x 3.5" x 11.0" (127 x 89 x 279mm)(6) PSL-8 red non-conductive padlocks (1) PSL-1A lockout hasp - 1.0" (25mm) jaw diameter (1) PSL-MLD multiple lockout device(3) PSL-WS wall switch loc | KT | 1 | 1 | 1 | 393.12
07498300775 | PSL-KT-CONAPX | CONTRACTOR LOTO KIT,RD,EA | Contractor lockout kit:(1) Screwdriver(1) PSL-KT carrying case – 5.00" x 3.50" x 11.00" (127.0mm x 88.9mm x 279.4mm)(1) PSL-1A lockout hasp – 1.00" (25.4mm) jaw diameter(1) PSL-MLD multiple lockout device(3) PSL-WS wall switch lockouts(3) PSL-PCBNT PowerL | KT | 1 | 1 | 1 | 279.24
07498367521 | PSL-KT-MROA | MAINTENANCE 26 PC LOTO KIT,RD,EA | The PSL-KT-MROA MRO Lockout Kit includes: Screwdriver, PSL-BX carrying case - 6.5" x 5.0" x 14.5" (165 x 127 x 368mm), (3) PSL-8 non-conductive padlocks, PSL-MLD multiple lockout device, (2) PSL-WS wall switch lockouts, (2) PSL-CBNT circuit breaker lockou | KT | 1 | 1 | 1 | 441.95
07498380931 | PSL-KT-MROAP | MAINT. 26 PC LOTO KIT/POWERLOK,RD,EA | MRO Lockout Kit: (1) Screwdriver(1) PSL-BX carrying case - 6.5" x 5.0" x 14.5" (165mm x 127mm x 368mm)(3) PSL-8 red non-conductive padlocks (1) PSL-MLD multiple lockout device (2) PSL-WS wall switch lockouts (2) PSL-PCBNT PowerLOK circuit breaker lockout | KT | 1 | 1 | 1 | 462.14
07498371299 | PSL-KT-PWR | POWER & PANEL 37 PC LOTO KIT,RD,EA | Power and Panel Distribution Lockout Kit: (1) Screwdriver(1) PSL-STATION metal wall mount cabinet(2) PSL-8 red non-conductive padlocks(1) PSL-MLD multiple lockout device(2) PSL-CBNT "No Tool" circuit breaker lockout device(2) PSL-CBILNT circuit breaker de | KT | 1 | 1 | 1 | 514.66
07498380927 | PSL-KT-PWRP | POWER & PAN. 37 PC LOTO KIT/P-LOK,RD,EA | Power and Panel Distribution Lockout Kit: (1) Screwdriver(1) PSL-STATION metal wall mount cabinet(2) PSL-8 red non-conductive padlocks(1) PSL-MLD multiple lockout device(2) PSL-PCBNT "No Tool" PowerLOK circuit breaker lockout device(2) PSL-CBILNT circuit | KT | 1 | 1 | 1 | 538.88
07498319484 | PSL-LCAB | RD LC dupl adapt blockout dev/1tool,PK10 | LC duplex adapter block-out device, 10 devices (red) and 1 removal tool (black), polycarbonate. | PK | 1 | 20 | 1 | 41.07
07498339758 | PSL-MCB | SMALL CIRCUIT BREAKER LOTO DEVICE,RD,EA | The PSL-MCB Universal Miniature Circuit Breaker Lockout quickly locks out miniature circuit breakers commonly used in industrial automation and motor control. Easy installation with a screwdriver. Nylon. 1.75" x 0.40" (44.4 mm x 10.1 mm). Color Red. 1 pe | PC | 1 | 10 | 1 | 14.43
07498362851 | PSL-MCB-V | SMALL CIRCUIT BREAKER LOTO DEVICE,RD,PK5 | Universal miniature circuit breaker lockout. | PC | 1 | 25 | 5 | 13.66
07498339761 | PSL-MCBNT | SM NO TOOL UNIV CIRC BRKR LOTO,RD,EA | The PSL-MCBNT Universal No-Tool Miniature Circuit Breaker Lockout quickly locks out miniature circuit breakers commonly used in industrial automation and motor control. Easy installation by hand with no tool required. Nylon. 1.90" x 0.40" (48.2 mm x 10.1 | PC | 1 | 10 | 1 | 17.32
07498362852 | PSL-MCBNT-V | SM NO TOOL UNIV CIRC BRKR LOTO,RD,PK5 | The PSL-MCBNT-V Universal No-Tool Miniature Circuit Breaker Lockout quickly locks out miniature circuit breakers commonly used in industrial automation and motor control. Easy installation by hand with no tool required. Nylon. 1.90" x 0.40" (48.2 mm x 10 | PC | 1 | 25 | 5 | 15.63
07498362679 | PSL-MLD | MULTI-LOCKOUT HASP W/6FT CABLE,RD,EA | The PSL-MLD Multiple Lockout Device with Hasp can be used alone as a lockout hasp or with the provided 0.19" (4.8 mm) diameter cable to lockout electrical disconnects, gate valves, or large devices. Rugged polycarbonate and stainless steel provide streng | PC | 1 | 5 | 1 | 48.98
07498363372 | PSL-MLDC | 6FT VNYL COATED GALV STL CBL/LOOP,RD,EA | 6.00' (1.8m) vinyl coated galvanized steel cable with loophole (cable only). | PC | 1 | 5 | 1 | 12.86
07498371534 | PSL-MLDC200 | 200FT VNYL COATED GALV STEEL CBL,RD,EA | 200.00' (61.0m) vinyl coated galvanized steel cable on roll without loophole (cable only). | PC | 1 | 1 | 1 | 445.67
07498312174 | PSL-MLDC200T | 200FT NYL COATED GALV STEEL CBL,EA | 200.00' (61.0m) nylon coated high temperature rating galvanized steel cable on roll without loophole (cable only). | PC | 1 | 1 | 1 | 611.5
07498371706 | PSL-MLDH-X | MULTI-LOCKOUT DEVICE (HASP ONLY),PK10 | The PSL-MLDH-X Mutliple Lockout Device - Hasp only - allows energy sources to be locked out quickly and easily by more than one worker for group lockout applications. The Hasp supports 6 locks. Zinc-plated steel with vinyl coating. 2.08" x 5.90" (52.8 m | PC | 1 | 20 | 10 | 32.82
07498312175 | PSL-MLDT | MULTI-LOCKOUT DEVICE W/6FT CABLE,EA | Multiple lockout device; includes lockout hasp and 6.00' (1.8m) nylon coated high temperature rating galvanized steel cable with loophole. | PC | 1 | 5 | 1 | 56.56
07498339262 | PSL-NC3 | NON-CONDUCTIVE LOCKOUT HASP W/3IN SHCKL | Non-Conductive lockout hasp with 3.00" (76.2mm) shackle. | PC | 1 | 20 | 1 | 14.25
07498345823 | PSL-P | 120V PLUG LOCKOUT,RD,EA | Plug lockout. | PC | 1 | 5 | 1 | 17.33
07498335047 | PSL-PC | 9IN HEAVY DUTY ZINC PLATED CHAIN,EA | Heavy duty zinc plated steel chain with chain holder attached. | PC | 1 | 10 | 1 | 11.61
61305639442 | PSL-PC38-33 | Flexible Steel Looped Cable, 33' Long, . |  | PC | 1 | 1 | 1 | 208
07498347385 | PSL-PCB | P-LOK CIRCUIT BREAKER LOCKOUT,RD,EA | PowerLOK circuit breaker lockout device, red. | PC | 1 | 5 | 1 | 22.7
07498347387 | PSL-PCB-V | P-LOK CIRCUIT BREAKER LOCKOUT,RD,PK5 | PowerLOK circuit breaker lockout device, 5 pieces per pack, red. | PC | 1 | 25 | 5 | 17.94
07498347386 | PSL-PCBNT | P-LOK CIRC BRKR LOCKOUT,NO TOOL,RD,EA | The PSL-PCBNT PowerLOK No-Tool Circuit Breaker Lockout device provides a versatile, easy to use lockout/tagout device. These devices can be applied to single or multi-pole circuit breakers (such as 120/277V breakers) to prevent the breaker from being turn | PC | 1 | 5 | 1 | 26.04
07498347388 | PSL-PCBNT-V | P-LOK CIRC BRKR LOCKOUT,NO TOOL,RD,PK5 | PowerLOK, no tool, circuit breaker lockout device, 5 pieces per pack, red. | PC | 1 | 25 | 5 | 19.51
07498335048 | PSL-PE1 | PADLOCK EYES, ANGLED,EA | Padlock eyes, angled (metal mounting screws included). | KT | 1 | 10 | 1 | 10.1
07498344947 | PSL-PEL | PNEUMATIC ENERGY LOCKOUT,RD/SS,EA | Pneumatic energy lockout device, 3.50" (88.9mm) diameter x 0.10" (2.5mm) thick. | PC | 1 | 5 | 1 | 30.56
07498375827 | PSL-PI | GLOBAL PLUG LOCKOUT DEVICE,RD,EA | Global plug lockout for 220 – 240 Volt AC/Industrial Plugs. | PC | 1 | 5 | 1 | 17.67
07498356538 | PSL-PK | ELECTRICIAN POUCH,EMPTY,RD,EA | Empty pouch for PSL-PK-EA. | PC | 1 | 1 | 1 | 29.33
07498367519 | PSL-PK-EA | ELECTRICIAN LOCKOUT KIT,RD,EA | The PSL-PK-EA Contractor Lockout Kit contains a variety of lockout/tagout devices commonly used by an individual electrician. Kit includes: (1) Screwdriver, (1) PSL-PK pouch, (1) PSL-8 red non-conductive padlock, (1) PSL-MLD multiple lockout device, (1) P | KT | 1 | 1 | 1 | 132.06
07498380824 | PSL-PK-EAP | ELECTRICIAN LOTO KT W/P-LOK,RD,EA | Electrician's Lockout Kit: (1) Screwdriver, (1) PSL-PK pouch, (1) PSL-8 red non-conductive padlock, (1) PSL-MLD multiple lockout device, (1) PSL-WS wall switch lockout device, (1) PSL-PCBNT PowerLOK No Tool circuit breaker lockout device, (1) PSL-P plug l | KT | 1 | 1 | 1 | 138.98
07498357753 | PSL-PL1REDY | SELF-LAM PADLOCK LABELS,RD,PK25 | Red label | C | 100 | 150 | 25 | 232.56
07498323379 | PSL-SC | PADLOCK SHACKLE COLLAR & RIVET,PK12 | Padlock shackle collar and rivet. | PC | 1 | 12 | 12 | 2.2
07498371300 | PSL-STATION | METAL WALL MOUNT CABINET,EMPTY,RD,EA | Metal wall mount cabinet. | PC | 1 | 1 | 1 | 227.2
07498323375 | PSL-TG1 | BRASS PADLOCK ID TAG,PK12 | Brass padlock identification tag. | PC | 1 | 12 | 12 | 3.66
07498343251 | PSL-USBA | USB Type 'A' blockout devices/1 tool,PK5 | USB type A block-out device, 5 devices (red) and 1 removal tool (black), polycarbonate.. | PK | 1 | 20 | 1 | 47.33
07498343429 | PSL-USBA-L | USB Type 'A' blockout devices, 50 | USB type A block-out device, 50 devices (red) and 5 removal tool (black), polycarbonate. | PK | 1 | 1 | 1 | 378.71
07498364045 | PSL-USBB | USB Type B Blockout Device/1tool,PK10 | USB type B block-out device, 10 devices (red) and 1 removal tool (black), polycarbonate. | PK | 1 | 20 | 1 | 54.66
07498324203 | PSL-V13 | GATE VALVE LOCKOUT DEV,10IN-13IN,RD,EA | Gate valve lockout, accommodates 10.00" – 13.00" diameter handle, red. | PC | 1 | 5 | 1 | 112.96
07498344372 | PSL-V2A | GATE VALVE LOCKOUT,1IN-2.50IN,RD,EA | The PSL-V2A Gate Value Lockout Device is constructed of rugged polypropylene providing strength, durability, and added security. The device locks out hydraulic, pneumatic, and chemical energy quickly and easily. Accommodates valve handles ranging from 1" | PC | 1 | 5 | 1 | 23.95
07498334230 | PSL-V2YEL | GATE VALVE LOCKOUT,1IN-2.50IN,YL,EA | Gate valve lockout, accommodates 1.00" – 2.50" diameter handle, yellow. | PC | 1 | 10 | 1 | 24.4
07498344373 | PSL-V6A | GATE VALVE LOCKOUT,2.5IN-6.5IN,RD,EA | The PSL-V6A Gate Value Lockout Device is constructed of rugged polypropylene providing strength, durability, and added security. The device locks out hydraulic, pneumatic, and chemical energy quickly and easily. Accommodates valve handles ranging from 3" | PC | 1 | 5 | 1 | 44.39
07498324193 | PSL-V9 | GATE VALVE LOCKOUT DEV,6.5IN-10IN,RD,EA | Gate valve lockout, accommodates 6.50" – 10.00" diameter handle, red. | PC | 1 | 5 | 1 | 58.33
07498334378 | PSL-WS | TOGGLE SWITCH LOCKOUT DEVICE,RD,EA | The PSL-WS Toggle/Rocker Switch Lockout Device is constructed of rugged polypropylene providing strength, durability, and added security. The device locks out switches that control electrical supply. Easy to install using faceplate screws. The device acco | PC | 1 | 5 | 1 | 17
07498356566 | PSL-WS1A | TOGGLE/ROCKER SWITCH LOCKOUT,RD,EA | Toggle/rocker switch lockout. | PC | 1 | 10 | 1 | 25.53
07498390531 | PSMS8 | #8 X 1/2" Low Profile Self-Tapping Screw | #8 x 1/2" low-profile, self-tapping screw | PC | 1 | 6000 | 1000 | .05
07498383305 | PSN12-D | ParallelSplice,Nyl14,12AWG,PK500 | Parallel Splice, 14 – 12 AWG, nylon insulated, bulk package. | M | 1000 | 500 | 500 | 432.2
07498383302 | PSN16-C | ParallelSplice,Nyl20,16AWG,PK100 | Parallel Splice, 20 – 16 AWG, nylon insulated, standard package. | C | 100 | 500 | 100 | 75.4
07498383303 | PSN16-M | ParallelSplice,Nyl20,16AWG,PK1000 | Parallel Splice, 20 – 16 AWG, nylon insulated, bulk package. | M | 1000 | 1000 | 1000 | 311.15
07498383300 | PSN18-C | ParallelSplice,Nyl22,18AWG,PK100 | Parallel Splice, 22 – 18 AWG, nylon insulated, standard package. | C | 100 | 500 | 100 | 71.73
07498383301 | PSN18-M | ParallelSplice,Nyl22,18AWG,PK1000 | Parallel Splice, 22 – 18 AWG, nylon insulated, bulk package. | M | 1000 | 1000 | 1000 | 316.18
07498394888 | PSSB-13 | SAFETY MKR BK,'DNGR HI VOLT',RD/BL/WH,EA | Voltage safety marker book, 'Danger high voltage' (legend), vinyl, red/black on white, 3 markers/page, 30 markers/book. | BK | 1 | 10 | 1 | 32.62
07498397994 | PST-1 | SELF-LAM TAGS,3IN X 2IN,BLANK,WH,PK10 | The PST-1 Self-Laminating Identification Tag is constructed of semi-rigid vinyl with polyester. Cut out paper to fit and insert into the self-laminating carrier - allows tags to be resistant to mild chemicals and acids. The sturdy brass grommet provides | PK | 1 | 20 | 1 | 12.16
07498395669 | PST-2 | SELF-LAM TAG,3.25IN X 5.75IN,BLNK,WH,PK5 | Self-laminating tag, 3.25" x 5.75" front only lamination with ties, 'Blank' ( no legend), semi-rigid vinyl with polyester, white, 5 tags package quantity. | PK | 1 | 20 | 1 | 13.66
07498397999 | PST-3 | SELF-LAM FOTO TAG,'DANGER',R/B/W,PK5 | Self-laminating photo tag, 3.00" W x 5.75" H, danger header, 'Do not operate…' (legend), semi-rigid vinyl with polyester, red/black/white, 5 tags package quantity. | PK | 1 | 10 | 1 | 13.66
07498371040 | PST-4 | SELF-LAM TAGS,3IN X 2IN,BLANK,WH,PK25 | The PST-4 Self-Laminating Identification Tag (front lamination only) is constructed of semi-rigid vinyl with polyester. Cut out paper to fit and insert into the self-laminating carrier - allows tags to be resistant to mild chemicals and acids. The sturdy | PK | 1 | 4 | 1 | 68.22
07498371384 | PST-5 | SELF-LAM TAG,3IN X 2IN,BLANK,WH,PK25 | The PST-5 Self-Laminating Identification Tag (front and back lamination) is constructed of semi-rigid vinyl with polyester. Cut out paper to fit and insert into the self-laminating carrier - allows tags to be resistant to mild chemicals and acids. The stu | PK | 1 | 4 | 1 | 95.62
07498378018 | PST-98-P | Portuguese Lockout Tag, 3"x5.75" with ti | Self-Laminating Photo Tags, French Language, 3.00" (76.0mm) W X 5.75" (146.0mm) H, 5 Tags & Ties/Pk., RB/WH | PK | 1 | 20 | 1 | 13.61
07498391500 | PST-FO | SELF-LAM FO TAG,'CAUTION',BL/YL,PK5 | The PST-FO Self-Laminating Fiber Optic Cable Marker Tag is manufactured using rigid vinyl and provides identification in environments where adhesives will not work. The rugged, high-quality material is resistant to abrasion and rated for indoor/outdoor u | PK | 1 | 40 | 1 | 11.82
07498372240 | PST-FOBLNK | SELF-LAM BLANK TAG,YL,PK5 | The PST-FOBLNK Self-Laminating Fiber Optic Cable Marker Tag is constructed of semi-rigid vinyl. The legend is protected by overlaminate. This marker tag is excellent in applications where adhesives will not work. Recommended for indoor/outdoor use. 3.5" | PK | 1 | 40 | 1 | 11.82
07498343788 | PSWM-375Y | MRKRCards,.375"Wx1.50"L,.75"POA,PK25 | White write-on, self-laminating vinyl label, 0.38 x 1.50. | C | 100 | 100 | 25 | 257.51
07498343789 | PSWM-750Y | MRKRCards,.75"Wx1.50"L,.75"POA,PK25 | White write-on, self-laminating vinyl label, 0.75 x 1.50. | C | 100 | 100 | 25 | 257.51
07498360797 | PT-BGND | NETWORK BLDG GROUND TAG,GR/YL,PK100 | Ground warning tag, 2.75" W x 1.38" H, 'Network building ground' (legend), semi-rigid polyethylene, green/yellow, 100 tags/package, 1 pc. package quantity. | PK | 1 | 5 | 1 | 48.2
07498321173 | PT-GND | GROUND WIRE TAG,BL/YL,PK100 | Ground warning tag, 2.75" W x 1.38" H, 'Warning ground wire do not remove' (legend), semi-rigid polyethylene, black/yellow, 100 tags/package, 1 pc. package quantity. | PK | 1 | 5 | 1 | 48.2
61305666750 | PTC-1/2-26 | Grounding Pigtail Style Connector, 1/2" | Grounding Pigtail Style Connector, 1/2" Rod (12.7mm), 6 Str - 3/0 Str (10-85mm2) Single Cable, 6 Str - 2 Str (10-35mm2) Double Cable | PC | 1 | 5 | 1 | 46.48
61305666752 | PTC-3/4-140 | Grounding Pigtail Style Connector, 3/4" | Grounding Pigtail Style Connector, 3/4" Rod (19.1mm), 1/0 Str - 4/0 Str (50-110mm2) Single Cable | PC | 1 | 3 | 1 | 65.31
61305666751 | PTC-5/8-26 | Grounding Pigtail Style Connector, 5/8" | Grounding Pigtail Style Connector, 5/8" Rod (15.9mm), 6 Str - 4/0 Str (10-110mm2) Single Cable, 6 Str - 2 Str (10-35mm2) Double Cable | PC | 1 | 5 | 1 | 61.79
61305679330 | PTM-C3500 | Ink Jet Printer, 4.0", Includes Easy-Mar | The Ink Jet printer for North American usage has a print speed of up to 4.0" (101.6 mm) per second and includes Easy-Mark Plus™ Labeling Software, 1 black ink jet cartridge, 1 cyan ink jet cartridge, 1 magenta ink jet cartridge, 1 yellow ink jet cartridge | PC | 1 | 1 | 1 | 1635.78
07498376640 | PTR-CLN | PrinterCleaningKitforDesktopPrinters,1EA | Printer cleaning kit for desktop printers contains (1) cleaning pen, (8) cleaning solution soaked wipes, (8) foam swabs pre-saturated with cleaning solution, MSDS, and cleaning instructions. It is designed for global usage. It comes in packages of 1. | KT | 1 | 1 | 1 | 89.09
07498364124 | PTSGB16 | ADJ SCREW GUN BOX BRACKET,11-18 in,PK50 | StrongHold PTSGB16 Adjustable Screw Gun Box Bracket is utilized to mount electrical box between studs, suitable for 1-1/2" or 2-1/8" deep electrical boxes, and adjustable to allow variability between stud spacing. This product allows box mounting between | PC | 1 | 50 | 50 | 3.32
07498364132 | PTSGB24 | ADJ SCREW GUN BOX BRACKET,17-26 in,PK50 | StrongHold PTSGB24 Adjustable Screw Gun Box Bracket is utilized to mount electrical box between studs, suitable for 1-1/2" or 2-1/8" deep electrical boxes, and adjustable to allow variability between stud spacing. This product allows box mounting between | PC | 1 | 50 | 50 | 4.49
07498390794 | PUM-049-2S-D30 | FirTreePshMntAssem,.18-.19in,BL,PK500 | Panduit PUM-049-2S-D30 Fir Tree Push Mounts provide increased retention and lower insertion force. Ideal for solution for securing wire harnesses in automotive, marine, white goods, heavy equipment and mass transit-rail markets. This assembly has a maximu | M | 1000 | 1000 | 500 | 246.59
07498306416 | PUM-049-C30 | FirTreePshMnt,.18-.19in,HS,BL,PK100 | Panduit PUM-049-C30 Fir Tree Push Mounts have a unique alternating barb design that allows it to lock securely into position. They require a panel hole diameter of 0.18 to 0.19" (4.6 to 4.9 mm) for application. For use in indoor and outdoor environments a | C | 100 | 1000 | 100 | 15.85
07498390786 | PUM-049-M30 | FirTreePshMnt,.18-.19in,HS,BL,PK1000 | Panduit PUM-049-M30 Fir Tree Push Mounts have a unique alternating barb design that allows it to lock securely into position. They require a panel hole diameter of 0.18 to 0.19" (4.6 to 4.9 mm) for application. For use in indoor and outdoor environments a | M | 1000 | 1000 | 1000 | 122.03
07498312201 | PUM-071-2S-C30 | FirTreePshMntAssem,2inBdlDia,HS,BL,PK100 | Panduit PUM-071-2S-C30 Fir Tree Push Mounts provide increased retention and lower insertion force. Ideal for solution for securing wire harnesses in automotive, marine, white goods, heavy equipment and mass transit-rail markets. This assembly has a maximu | C | 100 | 500 | 100 | 41.52
07498390795 | PUM-071-2S-D30 | FirTreePshMntAssem,2inBdlDia,HS,BL,PK500 | Panduit PUM-071-2S-D30 Fir Tree Push Mounts provide increased retention and lower insertion force. Ideal for solution for securing wire harnesses in automotive, marine, white goods, heavy equipment and mass transit-rail markets. This assembly has a maximu | M | 1000 | 1000 | 500 | 319.49
07498390796 | PUM-071-3S-D30 | FirTreePshMntAssem,3inBdlDia,HS,BL,PK500 | Panduit PUM-071-3S-D30 Fir Tree Push Mounts provide increased retention and lower insertion force. Ideal for solution for securing wire harnesses in automotive, marine, white goods, heavy equipment and mass transit-rail markets. This assembly has a maximu | M | 1000 | 1000 | 500 | 498.68
07498390797 | PUM-071-4S-D30 | FirTreePshMntAssem,4inBdlDia,HS,BL,PK500 | The fir tree push mount assembly is black and requires a panel hole diameter of 0.25 to 0.28" (6.3 to 7.1 mm). It is made of heat-stabilized nylon 6.6, which increases mechanical strength, heat and wear resistance, and stiffness. It comes in packages of 5 | M | 1000 | 1000 | 500 | 550.95
07498311590 | PUM-071-B2S-D30 | FirTreePShMntAssem,.25-.28in,HS,BL,BP | The fir tree push mount assembly is black and requires a panel hole diameter of 0.25 to 0.28" (6.3 to 7.1 mm). It is made of heat-stabilized nylon 6.6, which increases mechanical strength, heat and wear resistance, and stiffness. It comes in packages of 5 | M | 1000 | 1000 | 500 | 436.17
07498339815 | PUM-071-C0 | FirTreePshMnt,.25-.28in,Nyl,BL,PK100 | The fir tree push mount is black and requires a panel hole diameter of 0.25 to 0.28" (6.3 to 7.1 mm). It is made of weather-resistant nylon 6.6, which increases mechanical strength, heat and wear resistance, and stiffness. It comes in packages of 100. | C | 100 | 1000 | 100 | 23.25
07498306417 | PUM-071-C30 | FirTreePshMnt,.25-.28in,HS,BL,PK100 | Panduit PUM-071-C30 Fir Tree Push Mounts have a unique alternating barb design that allows it to lock securely into position. They require a panel hole diameter of 0.25 to 0.28" (6.3 to 7.1 mm) for application. For use in indoor and outdoor environments a | C | 100 | 1000 | 100 | 21.06
07498339819 | PUM-071-M0 | FirTreePshMnt,.25-.28in,Nyl,BL,PK1000 | The fir tree push mount is black and requires a panel hole diameter of 0.25 to 0.28" (6.3 to 7.1 mm). It is made of weather-resistant nylon 6.6, which increases mechanical strength, heat and wear resistance, and stiffness. It comes in packages of 1000. | M | 1000 | 1000 | 1000 | 232.31
07498390791 | PUM-071-M30 | FirTreePshMnt,.25-.28in,HS,BL,PK1000 | Panduit PUM-071-M30 Fir Tree Push Mounts have a unique alternating barb design that allows it to lock securely into position. They require a panel hole diameter of 0.25 to 0.28" (6.3 to 7.1 mm) for application. For use in indoor and outdoor environments a | M | 1000 | 1000 | 1000 | 210.69
07498390834 | PUM-100-2S-D30 | FirTreePshMntAssem,.35-.40in,HS,BL,PK500 | The fir tree push mount assembly is black and requires a panel hole diameter of 0.35 to 0.40" (9.0 to 10.0mm). It is made of heat-stabilized nylon 6.6, which increases mechanical strength, heat and wear resistance, and stiffness. It comes in packages of 5 | M | 1000 | 1000 | 500 | 393.79
07498339816 | PUM-100-C0 | FirTreePshMnt,.35-.40in,Nyl,BL,PK100 | The fir tree push mount is black and requires a panel hole diameter of 0.35 to 0.40" (9.0 to 10.0 mm). It is made of weather-resistant nylon 6.6, which increases mechanical strength, heat and wear resistance, and stiffness. It comes in packages of 100. | C | 100 | 1000 | 100 | 38.18
07498306418 | PUM-100-C30 | FirTreePshMnt,.35-.40in,HS,BL,PK100 | Panduit PUM-100-C30 Fir Tree Push Mounts have a unique alternating barb design that allows it to lock securely into position. They require a panel hole diameter of 0.35 to 0.40" (9.0 to 10.0 mm) for application. For use in indoor and outdoor environments | C | 100 | 1000 | 100 | 34.62
07498339821 | PUM-100-M0 | FirTreePshMnt,.35-.40in,Nyl,BL,PK1000 | The fir tree push mount is black and requires a panel hole diameter of 0.35 to 0.40" (9.0 to 10.0 mm). It is made of weather-resistant nylon 6.6, which increases mechanical strength, heat and wear resistance, and stiffness. It comes in packages of 1000. | M | 1000 | 1000 | 1000 | 293.45
07498390793 | PUM-100-M30 | FirTreePshMnt,.35-.40in,HS,BL,PK1000 | The fir tree push mount is black and requires a panel hole diameter of 0.35 to 0.40" (9.0 to 10.0 mm). It is made of heat-stabilized nylon 6.6, which increases mechanical strength, heat and wear resistance, and stiffness. It comes in packages of 1000. | M | 1000 | 1000 | 1000 | 279.47
07498309961 | PUM-925-3H-T30 | FirTreePshMntAssem,.34-.36in,PK25 | The fir tree push mount assembly is black and requires a panel hole diameter of 0.34" to 0.36" (8.8 to 9.3 mm). It is made of heat-stabilized nylon 6.6, which increases mechanical strength, heat and wear resistance, and stiffness. It comes in packages of | M | 1000 | 200 | 200 | 2153.73
07498306419 | PUM-925-C30 | FirTreePshMnt,.34-.36in,HS,BL,PK100 | The fir tree push mount is black and requires a panel hole diameter of 0.34 to 0.36" (8.8 to 9.3 mm). It is made of heat-stabilized nylon 6.6, which increases mechanical strength, heat and wear resistance, and stiffness. It comes in packages of 100. | C | 100 | 1000 | 100 | 31.8
07498339822 | PUM-925-M0 | FirTreePshMnt,.34-.36in,Nyl,BL,PK1000 | The fir tree push mount is black and requires a panel hole diameter of 0.34 to 0.36" (8.8 to 9.3 mm). It is made of weather-resistant nylon 6.6, which increases mechanical strength, heat and wear resistance, and stiffness. It comes in packages of 1000. | M | 1000 | 1000 | 1000 | 256.73
07498390792 | PUM-925-M30 | FirTreePshMnt,.34-.36in,HS,BL,PK1000 | The fir tree push mount is black and requires a panel hole diameter of 0.34 to 0.36" (8.8 to 9.3mm). It is made of heat-stabilized nylon 6.6, which increases mechanical strength, heat and wear resistance, and stiffness. It comes in packages of 1000. | M | 1000 | 1000 | 1000 | 232.88
07498312111 | PUM071-R15S-D30 | Fir Tree Push Mount Assembly, .25"–.28 | Fir tree push mount assembly with PRT cable tie, .25"-.28" (6.3mm - 7.1mm) panel hole dia range, heat stabilized, black, bulk package. | M | 1000 | 5000 | 1000 | 503.2
07498312110 | PUM071-R1S-D30 | FirTreePShMnt,.25-.28inDiaRange,PK500 | The fir tree push mount assembly with PRT cable tie is black and requires a panel hole diameter of 0.25 to 0.28" (6.3 to 7.1 mm). It is made of heat-stabilized nylon 6.6, which increases mechanical strength, heat and wear resistance, and stiffness. It com | M | 1000 | 5000 | 1000 | 452.84
61305626208 | PUME925-3E-C350 | HvyDtyFirTreePshMntw/12",W,Strap,PK100 | Heavy Duty Fir Tree Push Mount with 12" Wide Strap Cable Tie Assembly, hole size 0.354", Heat Stabilized, Impact Modified, Weather Resistant Nylon 6.6. | M | 1000 | 200 | 100 | 2239.67
61305626209 | PUME925-4E-C350 | HvyDtyFirTreePshMntw/15",WStrap,PK100 | Heavy Duty Fir Tree Push Mount with 15" Wide Strap Cable Tie Assembly, hole size 0.354", Heat Stabilized, Impact Modified, Weather Resistant Nylon 6.6. | M | 1000 | 200 | 100 | 2239.67
61305626206 | PUME925-D350 | HvyDtyFirTreePshMnt,HoleSZ0.354",PK500 | Heavy Duty Fir Tree Push Mount, hole size 0.354", Heat Stabilized, Impact Modified, Weather Resistant Nylon 6.6. | M | 1000 | 1000 | 500 | 426.6
07498380415 | PV10-10F-D | Fork Terminal,Vinyl,12-10AWG,#10,PK500 | Fork Terminal, vinyl insulated, funnel entry, 14- 10 AWG, #10 stud size, bulk package. | M | 1000 | 500 | 500 | 370.69
07498334424 | PV10-10F-E | Fork Terminal,Vinyl,12-10AWG,#10,PK20 | Fork Terminal, vinyl insulated, funnel entry, 14 – 10 AWG, #10 stud size, convenience package. | C | 100 | 100 | 20 | 103.17
07498380414 | PV10-10F-L | Fork Terminal,Vinyl,14-10AWG,#10,PK50 | The PV10-10F-L Pan-Term® Terminal is a vinyl insulated, fork terminal. Brazed seam protects terminal barrel from splitting during the crimp process. Internal barrel serrations assure good wire contact and maximum tensile strength. Extented barrel insulati | C | 100 | 250 | 50 | 83.27
07498380450 | PV10-10FB-2K | ForkTerm,Vyl,12,10AWG,#10Stud,PK2000 | Fork Terminal, vinyl insulated, funnel entry, plastic insulation crimp, 12 - 10 AWG wire range, #10 stud size. | M | 1000 | 2000 | 2000 | 383.43
07498346511 | PV10-10FF-L | FlgdForkTerm,Vyl,14,10AWG,#10Stud,PK50 | Flanged Fork Terminal, vinyl insulated, funnel entry, 14 - 10 AWG, #10 stud size. | C | 100 | 250 | 50 | 95.59
07498380717 | PV10-10FFB-2K | FlgdForkTerm,Vyl,12,10AWG,#10StudPK2000 | Flanged Fork Terminal, vinyl insulated, funnel entry, plastic insulation crimp, 12 - 10 AWG wire range, #10 stud size. | M | 1000 | 2000 | 2000 | 398.76
07498380433 | PV10-10FX-D | ForkTerm,Vyl,12,10AWG,#10Stud,PK500 | Fork Terminal, vinyl insulated, 12- 10 AWG, #10 stud size, expanded insulation for large wire O.D., bulk package. | M | 1000 | 500 | 500 | 441.88
07498380432 | PV10-10FX-L | ForkTerm,Vyl,12,10AWG,#10Stud,PK50 | Fork Terminal, vinyl insulated, 12- 10 AWG, #10 stud size, expanded insulation for large wire O.D., standard package. | C | 100 | 50 | 50 | 105.91
07498380817 | PV10-10LF-D | LkgForkTerm,Vy,FE,12-10AWG,#10Std,PK500 | Locking Fork Terminal, vinyl insulated, funnel entry, butted seam, 12- 10 AWG, #10 stud size, bulk package. | M | 1000 | 500 | 500 | 353.14
07498380816 | PV10-10LF-L | Lock Fork Term,Vinyl,12-10AWG,#10,PK50 | The PV10-10LF-L Pan-Term® Terminal is a vinyl insulated, locking fork terminal. The locking tongue design locks in place for a secure connection. Brazed seam protects terminal barrel from splitting during the crimp process. Barrel serrations assure good w | C | 100 | 250 | 50 | 98.5
07498380851 | PV10-10LFB-2K | LkgForkTerm,Vyl,12,10AWG,#10StudPK2000 | Locking Fork Terminal, vinyl insulated, funnel entry, plastic insulation crimp, 12- 10 AWG wire range, #10 stud size. | M | 1000 | 2000 | 2000 | 385.9
07498380836 | PV10-10LFX-L | LkgForkTerm,Vyl,12,10AWG,#10Stud,PK50 | Locking Fork Terminal, vinyl insulated, 12- 10 AWG, #10 stud size, expanded insulation for large wire O.D., standard package. | C | 100 | 250 | 50 | 109.1
07498380133 | PV10-10R-D | Ring Terminal,Vinyl,12-10AWG,#10,PK500 | The PV10-10R-D Pan-Term® Terminal is a vinyl insulated, ring terminal. Brazed seam protects terminal barrel from splitting during the crimp process. Internal barrel serrations assure good wire contact and maximum tensile strength. Extented barrel insulati | M | 1000 | 500 | 500 | 315.01
07498380132 | PV10-10R-L | Ring Terminal,Vinyl,12-10AWG,#10,PK50 | The PV10-10R-L Pan-Term® Terminal is a vinyl insulated, ring terminal. Brazed seam protects terminal barrel from splitting during the crimp process. Internal barrel serrations assure good wire contact and maximum tensile strength. Extented barrel insulati | C | 100 | 250 | 50 | 85.55
07498380361 | PV10-10RB-2K | RingTerm,Vyl,12,10AWG,#10Stud,PK2000 | The PV10-10RB-2K Reel Smart™ Terminal is a continuously molded and fully insulated ring terminal. The continuously molded design allows for consistent and reliable processing through Panduit applicators. Brazed seam protects terminal barrel from splitting | M | 1000 | 2000 | 2000 | 383.45
07498380173 | PV10-10RX-D | RingTerm,Vyl,12,10AWG,#10Stud,PK500 | Ring Terminal, 12 – 10 AWG, #10 stud size, vinyl insulated, expanded insulation for large wire O.D., bulk package. | M | 1000 | 500 | 500 | 405.41
07498380172 | PV10-10RX-L | RingTerm,Vyl,12,10AWG,#10Stud,PK50 | Ring Terminal, 12 – 10 AWG, #10 stud size, vinyl insulated, expanded insulation for large wire O.D., standard package. | C | 100 | 50 | 50 | 101.14
07498312450 | PV10-12R-Q | Ring Terminal,Vinyl,12-10AWG,1/2IN,PK25 | Ring Terminal, 12 – 10 AWG, 1/2" stud size, vinyl insulated, funnel entry, standard package. | C | 100 | 125 | 25 | 157.31
07498380417 | PV10-14F-D | Fork Terminal,Vinyl,12-10AWG,1/4IN,PK500 | Fork Terminal, vinyl insulated, funnel entry, 14- 10 AWG, 1/4 stud size, bulk package. | M | 1000 | 500 | 500 | 428.92
07498380416 | PV10-14F-L | Fork Terminal,Vinyl,12-10AWG,1/4IN,PK50 | Fork Terminal, vinyl insulated, funnel entry, 12- 10 AWG, 1/4 stud size, standard package. | C | 100 | 50 | 50 | 98.51
07498380434 | PV10-14FX-L | ForkTerm,Vyl,12,10AWG,1/4"Stud,PK50 | Fork Terminal, vinyl insulated, 12- 10 AWG, 1/4 stud size, expanded insulation for large wire O.D. | C | 100 | 50 | 50 | 121.63
07498380818 | PV10-14LF-L | LkgForkTerm,Vy,FE,12-10AWG,1/4"Std,PK50 | Locking Fork Terminal, vinyl insulated, funnel entry, butted seam, 12- 10 AWG, 1/4 stud size, standard package. | C | 100 | 250 | 50 | 126.87
07498380852 | PV10-14LFB-2K | LkgForkTerm,Vyl,12,10AWG,1/4"StudPK2000 | Locking Fork Terminal, vinyl insulated, funnel entry, plastic insulation crimp, 12- 10 AWG wire range, 1/4 stud size. | M | 1000 | 2000 | 2000 | 450.3
07498380135 | PV10-14R-D | Ring Terminal,Vinyl,12-10AWG,1/4IN,PK500 | The PV10-14R-D Pan-Term® Terminal is a vinyl insulated, ring terminal. Brazed seam protects terminal barrel from splitting during the crimp process. Internal barrel serrations assure good wire contact and maximum tensile strength. | M | 1000 | 500 | 500 | 393.44
07498336241 | PV10-14R-E | Ring Terminal,Vinyl,12-10AWG,1/4IN,PK25 | Ring Terminal, 12 – 10 AWG, 1/4" stud size, vinyl insulated, funnel entry, convenience package. | C | 100 | 100 | 20 | 126.29
07498380134 | PV10-14R-L | Ring Terminal,Vinyl,12-10AWG,1/4IN,PK50 | The PV10-14R-L Pan-Term® Terminal is a vinyl insulated, ring terminal. Brazed seam protects terminal barrel from splitting during the crimp process. Internal barrel serrations assure good wire contact and maximum tensile strength. | C | 100 | 250 | 50 | 103.86
07498380362 | PV10-14RB-2K | RingTerm,Vyl,12,10AWG,1/4"Stud,PK2000 | The PV10-14RB-2K Reel Smart™ Terminal is a continuously molded and vinyl fully insulated ring terminal. The continuously molded design allows for consistent and reliable processing through Panduit applicators. Brazed seam protects terminal barrel from spl | M | 1000 | 2000 | 2000 | 430.71
07498380175 | PV10-14RX-D | RingTerm,Vyl,12,10AWG,1/4"Stud,PK500 | Ring Terminal, 12 – 10 AWG, 1/4" stud size, vinyl insulated, expanded insulation for large wire O.D., bulk package. | M | 1000 | 500 | 500 | 497.16
07498380174 | PV10-14RX-L | RingTerm,Vyl,12,10AWG,1/4"Stud,PK50 | Ring Terminal, 12 – 10 AWG, 1/4" stud size, vinyl insulated, expanded insulation for large wire O.D., standard package. | C | 100 | 250 | 50 | 119.81
07498380139 | PV10-38R-D | Ring Terminal,Vinyl,12-10AWG,3/8IN,PK500 | Ring Terminal, 12 – 10 AWG, 3/8" stud size, vinyl insulated, funnel entry, bulk package. | M | 1000 | 500 | 500 | 408.5
07498380138 | PV10-38R-L | Ring Terminal,Vinyl,12-10AWG,3/8IN,PK50 | The PV10-38R-L Pan-Term® Terminal is a vinyl insulated, ring terminal. Brazed seam protects terminal barrel from splitting during the crimp process. Internal barrel serrations assure good wire contact and maximum tensile strength. | C | 100 | 250 | 50 | 100
07498380364 | PV10-38RB-2K | RingTerm,Vyl,12,10AWG,3/8"Stud,PK2000 | The PV10-38RB-2K Reel Smart™ Terminal is a continuously molded and vinyl fully insulated ring terminal. The continuously molded design allows for consistent and reliable processing through Panduit applicators. Brazed seam protects terminal barrel from spl | M | 1000 | 2000 | 2000 | 430.71
07498380178 | PV10-38RX-L | RingTerm,Vyl,12,10AWG,3/8"Stud,PK50 | Ring Terminal, 12 – 10 AWG, 3/8" stud size, vinyl insulated, expanded insulation for large wire O.D., standard package. | C | 100 | 250 | 50 | 119.05
07498380137 | PV10-56R-D | Ring Term,Vinyl,12-10AWG,5/16IN,PK500 | Ring Terminal, 12 – 10 AWG, 5/16" stud size, vinyl insulated, funnel entry, bulk package. | M | 1000 | 500 | 500 | 408.5
07498380136 | PV10-56R-L | Ring Terminal,Vinyl,12-10AWG,5/16IN,PK50 | The PV10-56R-L Pan-Term® Terminal is a vinyl insulated, ring terminal. Brazed seam protects terminal barrel from splitting during the crimp process. Internal barrel serrations assure good wire contact and maximum tensile strength. | C | 100 | 50 | 50 | 103.86
07498380363 | PV10-56RB-2K | RingTerm,Vyl,12,10AWG,5/16"Stud,PK2000 | The PV10-56RB-2K Reel Smart™ Terminal is a continuously molded and vinyl fully insulated ring terminal. The continuously molded design allows for consistent and reliable processing through Panduit applicators. Brazed seam protects terminal barrel from spl | M | 1000 | 2000 | 2000 | 430.71
07498380176 | PV10-56RX-L | RingTerm,Vyl,12,10AWG,5/16"Stud,PK50 | Ring Terminal, 12 – 10 AWG, 5/16" stud size, vinyl insulated, expanded insulation for large wire O.D., standard package. | C | 100 | 50 | 50 | 124.43
07498380437 | PV10-6F-D | Fork Terminal,Vinyl,12-10AWG,#6,PK500 | Fork Terminal, vinyl insulated, funnel entry, 14- 10AWG, #6 stud size, bulk package. | M | 1000 | 500 | 500 | 367.33
07498380436 | PV10-6F-L | Fork Terminal,Vinyl,12-10AWG,#6,PK50 | The PV10-6F-L Pan-Term® Terminal is a vinyl insulated, fork terminal. Brazed seam protects terminal barrel from splitting during the crimp process. Barrel serrations assure good wire contact and maximum tensile strength. | C | 100 | 50 | 50 | 81.98
07498380448 | PV10-6FB-2K | ForkTerm,Vyl,12,10AWG,#6Stud,PK2000 | Fork Terminal, vinyl insulated, funnel entry, plastic insulation crimp, 12 - 10 AWG wire range, #6 stud size. | M | 1000 | 2000 | 2000 | 402.6
07498380813 | PV10-6LF-D | LkgForkTerm,Vy,FE,12-10AWG,#6Std,PK500 | Locking Fork Terminal, vinyl insulated, funnel entry, butted seam, 12- 10 AWG, #6 stud size, bulk package. | M | 1000 | 500 | 500 | 374.48
07498380812 | PV10-6LF-L | Locking Fork Term,Vinyl,12-10AWG,#6,PK50 | Locking Fork Terminal, vinyl insulated, funnel entry, butted seam, 12- 10 AWG, #6 stud size, standard package. | C | 100 | 50 | 50 | 102.72
07498380849 | PV10-6LFB-2K | LkgForkTerm,Vyl,12,10AWG,#6Stud,PK2000 | Locking Fork Terminal, vinyl insulated, funnel entry, plastic insulation crimp, 12- 10 AWG wire range, #6 stud size. | M | 1000 | 2000 | 2000 | 385.9
07498380129 | PV10-6R-D | Ring Terminal,Vinyl,12-10AWG,#6,PK500 | Ring Terminal, 12 – 10 AWG, #6 stud size, vinyl insulated, funnel entry, bulk package. | M | 1000 | 500 | 500 | 353.1
07498380128 | PV10-6R-L | Ring Terminal,Vinyl,12-10AWG,#6,PK50 | Ring Terminal, 12 – 10 AWG, #6 stud size, vinyl insulated, funnel entry, standard package. | C | 100 | 50 | 50 | 81.98
07498380359 | PV10-6RB-2K | RingTerm,Vyl,12,10AWG,#6Stud,PK2000 | Ring Terminal, vinyl insulated, funnel entry, plastic insulation crimp, 12 – 10 AWG wire range, #6 stud size. | M | 1000 | 2000 | 2000 | 383.45
07498380169 | PV10-6RX-D | RingTerm,Vyl,12,10AWG,#6Stud,PK500 | Ring Terminal, 12 – 10 AWG, #6 stud size, vinyl insulated, expanded insulation for large wire O.D., bulk package. | M | 1000 | 500 | 500 | 412.76
07498380413 | PV10-8F-D | Fork Terminal,Vinyl,12-10AWG,#8,PK500 | Fork Terminal, vinyl insulated, funnel entry, 14- 10AWG, #8 stud size, bulk package. | M | 1000 | 500 | 500 | 349.55
07498336242 | PV10-8F-E | Fork Terminal,Vinyl,12-10AWG,#8,PK20 | Fork Terminal, vinyl insulated, funnel entry, 14 – 10 AWG, #8 stud size, convenience package. | C | 100 | 200 | 20 | 103.17
07498380412 | PV10-8F-L | Fork Terminal,Vinyl,12-10AWG,#8,PK50 | The PV10-8F-L Pan-Term® Terminal is a vinyl insulated, fork terminal. Brazed seam protects terminal barrel from splitting during the crimp process. Barrel serrations assure good wire contact and maximum tensile strength. | C | 100 | 250 | 50 | 83.27
07498380449 | PV10-8FB-2K | ForkTerm,Vyl,12,10AWG,#8Stud,PK2000 | Fork Terminal, vinyl insulated, funnel entry, plastic insulation crimp, 12 - 10 AWG wire range, #8 stud size. | M | 1000 | 2000 | 2000 | 402.6
07498346509 | PV10-8FF-L | FlgdForkTerm,Vyl,14,10AWG,#8Stud,PK50 | Flanged Fork Terminal, vinyl insulated, funnel entry, 14 - 10 AWG, #8 stud size. | C | 100 | 250 | 50 | 95.61
07498380716 | PV10-8FFB-2K | FlgdForkTerm,Vyl,12,10AWG,#8StudPK2000 | Flanged Fork Terminal, vinyl insulated, funnel entry, plastic insulation crimp, 12 - 10 AWG wire range, #8 stud size. | M | 1000 | 2000 | 2000 | 418.7
07498380431 | PV10-8FX-D | ForkTerm,Vyl,12,10AWG,#8Stud,PK500 | Fork Terminal, vinyl insulated, 12- 10 AWG, #8 stud size, expanded insulation for large wire O.D., bulk package. | M | 1000 | 500 | 500 | 420.56
07498380430 | PV10-8FX-L | ForkTerm,Vyl,12,10AWG,#8Stud,PK50 | Fork Terminal, vinyl insulated, 12- 10 AWG, #8 stud size, expanded insulation for large wire O.D., standard package. | C | 100 | 50 | 50 | 105.96
07498380815 | PV10-8LF-D | LkgForkTerm,Vy,FE,12-10AWG,#8Std,PK500 | Locking Fork Terminal, vinyl insulated, funnel entry, butted seam, 12- 10 AWG, #8 stud size, bulk package. | M | 1000 | 500 | 500 | 353.14
07498380814 | PV10-8LF-L | Locking Fork Term,Vinyl,12-10AWG,#8,PK50 | The PV10-8LF-L Pan-Term® Terminal is a vinyl insulated, locking fork terminal. The locking tongue design locks in place for a secure connection. Brazed seam protects terminal barrel from splitting during the crimp process. Barrel serrations assure good wi | C | 100 | 250 | 50 | 94.07
07498380850 | PV10-8LFB-2K | LkgForkTerm,Vyl,12,10AWG,#8Stud,PK2000 | The PV10-8LFB-2K Reel Smart™ Terminal is a continuously molded and vinyl fully insulated, locking fork terminal. The continuously molded design allows for consistent and reliable processing through Panduit applicators. Brazed seam protects terminal barrel | M | 1000 | 2000 | 2000 | 385.9
07498380834 | PV10-8LFX-L | LkgForkTerm,Vyl,12,10AWG,#8Stud,PK50 | Locking Fork Terminal, vinyl insulated, 12- 10 AWG, #8 stud size, expanded insulation for large wire O.D., standard package. | C | 100 | 50 | 50 | 109.17
07498380131 | PV10-8R-D | Ring Terminal,Vinyl,12-10AWG,#8,PK500 | The PV10-8R-D Pan-Term® Terminal is a vinyl insulated, ring terminal. Brazed seam protects terminal barrel from splitting during the crimp process. Internal barrel serrations assure good wire contact and maximum tensile strength. | M | 1000 | 500 | 500 | 349.53
07498380130 | PV10-8R-L | Ring Terminal,Vinyl,12-10AWG,#8,PK50 | The PV10-8R-L Pan-Term® Terminal is a vinyl insulated, ring terminal. Brazed seam protects terminal barrel from splitting during the crimp process. Internal barrel serrations assure good wire contact and maximum tensile strength. | C | 100 | 250 | 50 | 83.27
07498380360 | PV10-8RB-2K | RingTerm,Vyl,12,10AWG,#8Stud,PK2000 | The PV10-8RB-2K Reel Smart™ Terminal is a continuously molded and vinyl fully insulated ring terminal. The continuously molded design allows for consistent and reliable processing through Panduit applicators. Brazed seam protects terminal barrel from spli | M | 1000 | 2000 | 2000 | 383.45
07498380171 | PV10-8RX-D | RingTerm,Vyl,12,10AWG,#8Stud,PK500 | Ring Terminal, 12 – 10 AWG, #8 stud size, vinyl insulated, expanded insulation for large wire O.D, bulk package. | M | 1000 | 500 | 500 | 441.93
07498380170 | PV10-8RX-L | RingTerm,Vyl,12,10AWG,#8Stud,PK50 | Ring Terminal, 12 – 10 AWG, #8 stud size, vinyl insulated, expanded insulation for large wire O.D., standard package. | C | 100 | 50 | 50 | 105.96
61305675789 | PV10-P55-DYY | Pin Terminal, vinyl insulated, 12 - 10 A | Pin Terminal, 12 10 AWG, vinyl insulated, .55 pin length, bulk package. | M | 1000 | 500 | 500 | 606.63
61305675791 | PV10-P55-LYY | Pin Terminal, vinyl insulated, 12 - 10 A | The PV10-P55-LYY Pan-Term® Terminal is a vinyl insulated, pin terminal. The solid pin is designed to prevent damage to the wire from over-tightening, resulting in a reliable electrical connection. The insulation support helps prevent wire damage in bendin | C | 100 | 50 | 50 | 165.76
07498380257 | PV12-10HDR-D | RingTerm,HDty,Vyl,16,12AWG,#10StudPK500 | Ring Terminal, 16 – 12 AWG, #10 stud size, heavy duty, vinyl insulated, funnel entry, bulk package. | M | 1000 | 500 | 500 | 403.51
07498380256 | PV12-10HDR-L | RingTerm,HDty,Vyl,16,12AWG,#10StudPK50 | Ring Terminal, 16 – 12 AWG, #10 stud size, heavy duty, vinyl insulated, funnel entry, standard package. | C | 100 | 50 | 50 | 109.25
07498380688 | PV12-10HDRB-2K | RingTerm,HDty,Vyl,16,12AWG,#10StudPK2000 | Heavy Duty Ring Terminal, vinyl insulated, plastic insulation crimp, 16 – 12 AWG, .05 stock and #10 stud size. | M | 1000 | 2000 | 2000 | 478.19
07498380259 | PV12-14HDR-D | RingTerm,HDty,Vyl,16,12AWG,1/4"StudPK500 | Ring Terminal, 16 – 12 AWG, 1/4" stud size, heavy duty, vinyl insulated, funnel entry, bulk package. | M | 1000 | 500 | 500 | 450.01
07498380258 | PV12-14HDR-L | RingTerm,HDty,Vyl,16,12AWG,1/4"StudPK50 | Ring Terminal, 16 – 12 AWG, 1/4" stud size, heavy duty, vinyl insulated, funnel entry, standard package. | C | 100 | 50 | 50 | 130.79
07498380689 | PV12-14HDRB-2K | RingTerm,HDty,Vyl,16,12AWG1/4"StudPK2000 | Heavy Duty Ring Terminal, vinyl insulated, plastic insulation crimp, 16 – 12 AWG, .05 stock and 1/4" stud size. | M | 1000 | 2000 | 2000 | 559.37
07498380263 | PV12-38HDR-D | RingTerm,HDty,Vyl,16,12AWG,3/8"StudPK500 | Ring Terminal, 16 – 12 AWG, 3/8" stud size, heavy duty, vinyl insulated, funnel entry, bulk package. | M | 1000 | 500 | 500 | 489.88
07498380691 | PV12-38HDRB-2K | RingTerm,HDty,Vyl16,12AWG,3/8"StudPK2000 | Heavy Duty Ring Terminal, vinyl insulated, plastic insulation crimp, 16 – 12 AWG, .05 stock and 3/8" stud size. | M | 1000 | 2000 | 2000 | 559.37
07498380690 | PV12-56HDRB-2K | RingTerm,HDty,Vyl,16,12AWG,5/16"StPK2000 | Heavy Duty Ring Terminal, vinyl insulated, plastic insulation crimp, 16 – 12 AWG, .05 stock and 5/16" stud size. | M | 1000 | 2000 | 2000 | 532.73
07498380253 | PV12-6HDR-D | RingTerm,HDty,Vyl,16,12AWG,#6StudPK500 | Ring Terminal, 16 – 12 AWG, #6 stud size, heavy duty, vinyl insulated, funnel entry, bulk package. | M | 1000 | 500 | 500 | 365.95
07498380254 | PV12-8HDR-L | RingTerm,HDty,Vyl,16,12AWG,#8Stud,PK50 | Ring Terminal, 16 – 12 AWG, #8 stud size, heavy duty, vinyl insulated, funnel entry, standard package. | C | 100 | 250 | 50 | 115.2
07498380410 | PV14-10F-C | Fork Terminal,Vinyl,16-14AWG,#10,PK100 | The PV14-10F-C Pan-Term® Terminal is a vinyl insulated, fork terminal. Brazed seam protects terminal barrel from splitting during the crimp process. Barrel serrations assure good wire contact and maximum tensile strength. | C | 100 | 500 | 100 | 66.27
07498380411 | PV14-10F-M | Fork Terminal,Vinyl,16-14AWG,#10,PK1000 | Fork Terminal, vinyl insulated, funnel entry, 16- 14 AWG, #10 stud size, bulk package. | M | 1000 | 1000 | 1000 | 250.3
07498380446 | PV14-10FB-3K | ForkTerm,Vyl,16,14AWG,#10Stud,PK3000 | Fork Terminal, vinyl insulated, funnel entry, plastic insulation crimp, 16 - 14 AWG wire range, #10 stud size. | M | 1000 | 3000 | 3000 | 272.61
07498346507 | PV14-10FF-C | FlgdForkTerm,Vyl,16,14AWG,#10StudPK100 | Flanged Fork Terminal, vinyl insulated, funnel entry, 16 - 14 AWG, #10 stud size, standard package. | C | 100 | 100 | 100 | 84.25
07498346508 | PV14-10FF-M | FlgdForkTerm,Vyl,16,14AWG,#10StudPK1000 | Flanged Fork Terminal, vinyl insulated, funnel entry, 16 - 14 AWG, #10 stud size, bulk package. | M | 1000 | 1000 | 1000 | 347.01
07498380715 | PV14-10FFB-3K | FlgdForkTerm,Vyl,16,14AWG,#10StudPK3000 | Flanged Fork Terminal, vinyl insulated, funnel entry, plastic insulation crimp, 16 - 14 AWG wire range, #10 stud size. | M | 1000 | 3000 | 3000 | 294.92
07498380868 | PV14-10FN-C | ForkTerm,Vyl,16,14AWG,#10StudPK100 | Fork Terminal, vinyl insulated, funnel entry, 16- 14 AWG, #10 stud size, narrow tongue, standard package. | C | 100 | 100 | 100 | 69.57
07498380874 | PV14-10FN-M | ForkTerm,Vyl,16,14AWG,#10StudPK1000 | Fork Terminal, vinyl insulated, funnel entry, 16- 14 AWG, #10 stud size, narrow tongue, bulk package. | M | 1000 | 1000 | 1000 | 262.82
07498380369 | PV14-10FNB-3K | ForkTerm,Vyl,16,14AWG,#10StudPK3000 | Fork Terminal, vinyl insulated, narrow tongue, funnel entry, plastic insulation crimp, 16- 14 AWG wire range, #10 stud size. | M | 1000 | 3000 | 3000 | 286.24
07498380428 | PV14-10FX-C | ForkTerm,Vyl,16,14AWG,#10Stud,PK100 | Fork Terminal, vinyl insulated, 16- 14 AWG, #10 stud size, expanded insulation for large wire O.D. | C | 100 | 100 | 100 | 96.68
07498380810 | PV14-10LF-C | Locking Fork,Vinyl,16-14AWG,#10,PK100 | Locking Fork Terminal, vinyl insulated, funnel entry, 18- 14 AWG, #10 stud size, standard package. | C | 100 | 500 | 100 | 72.39
07498380811 | PV14-10LF-M | LkgForkTerm,Vy,FE,18-14AWG,#10StdPK1000 | Locking Fork Terminal, vinyl insulated, funnel entry, 18- 14 AWG, #10 stud size, bulk package. | M | 1000 | 1000 | 1000 | 259.12
07498380848 | PV14-10LFB-3K | LkgForkTerm,Vyl,16,14AWG,#10StudPK3000 | Locking Fork Terminal, vinyl insulated, funnel entry, plastic insulation crimp, 16- 14 AWG wire range, #10 stud size. | M | 1000 | 3000 | 3000 | 287.71
07498380870 | PV14-10LFN-C | LkgForkTerm,Vyl,18,14AWG,#10StudPK100 | Locking Fork Terminal, vinyl insulated, funnel entry, 18- 14 AWG, #10 stud size, narrow tongue, standard package. | C | 100 | 100 | 100 | 76.04
07498380830 | PV14-10LFX-C | LkgForkTerm,Vyl,18,14AWG,#10Stud,PK100 | Locking Fork Terminal, vinyl insulated, 18- 14 AWG, #10 stud size, expanded insulation for large wire O.D., standard package. | C | 100 | 100 | 100 | 88.13
07498380120 | PV14-10R-C | Ring Terminal,Vinyl,16-14AWG,#10,PK100 | The PV14-10R-C Pan-Term® Terminal is a vinyl insulated, ring terminal. Brazed seam protects terminal barrel from splitting during the crimp process. Barrel serrations assure good wire contact and maximum tensile strength. | C | 100 | 500 | 100 | 66.27
07498380121 | PV14-10R-M | Ring Terminal,Vinyl,16-14AWG,#10,PK1000 | The PV14-10R-M Pan-Term® Terminal is a vinyl insulated, ring terminal. Brazed seam protects terminal barrel from splitting during the crimp process. Internal barrel serrations assure good wire contact and maximum tensile strength. Extented barrel insulati | M | 1000 | 1000 | 1000 | 230.29
07498380357 | PV14-10RB-3K | RingTerm,Vyl,16,14AWG,#10Stud,PK3000 | The PV14-10RB-3K Reel Smart™ Terminal is a continuously molded and fully insulated ring terminal. The continuously molded design allows for consistent and reliable processing through Panduit applicators. Brazed seam protects terminal barrel from splitting | M | 1000 | 3000 | 3000 | 272.61
07498380160 | PV14-10RX-C | RingTerm,Vyl,16,14AWG,#10Stud,PK100 | Ring Terminal, 16 – 14 AWG, #10 stud size, vinyl insulated, expanded insulation for large wire O.D., standard package. | C | 100 | 100 | 100 | 74.82
07498380161 | PV14-10RX-M | RingTerm,Vyl,16,14AWG,#10Stud,PK1000 | Ring Terminal, 16 – 14 AWG, #10 stud size, vinyl insulated, expanded insulation for large wire O.D., bulk package. | M | 1000 | 1000 | 1000 | 296.02
07498391289 | PV14-12R-L | Ring Terminal,Vinyl,16-14AWG,1/2IN,PK50 | Ring Terminal, 16 – 14 AWG, 1/2" stud size, vinyl insulated, funnel entry. | C | 100 | 50 | 50 | 147.24
07498352492 | PV14-14F-C | Fork Terminal,Vinyl,16-14AWG,1/4IN,PK100 | Fork Terminal, vinyl insulated, funnel entry, 16- 14 AWG, 1/4 stud size, standard package. | C | 100 | 100 | 100 | 83.77
07498380447 | PV14-14FB-3K | ForkTerm,Vyl,16,14AWG,1/4"Stud,PK3000 | Fork Terminal, vinyl insulated, funnel entry, plastic insulation crimp, 16 - 14 AWG wire range, 1/4 stud size. | M | 1000 | 3000 | 3000 | 375.05
07498380122 | PV14-14R-C | Ring Terminal,Vinyl,16-14AWG,1/4IN,PK100 | The PV14-14R-C Pan-Term® Terminal is a vinyl insulated, ring terminal. Brazed seam protects terminal barrel from splitting during the crimp process. Internal barrel serrations assure good wire contact and maximum tensile strength. | C | 100 | 500 | 100 | 79.76
07498380123 | PV14-14R-M | Ring Term,Vinyl,16-14AWG,1/4IN,PK1000 | The PV14-14R-M Pan-Term® Terminal is a vinyl insulated, ring terminal. Brazed seam protects terminal barrel from splitting during the crimp process. Internal barrel serrations assure good wire contact and maximum tensile strength. | M | 1000 | 1000 | 1000 | 347.29
07498380693 | PV14-14RB-3K | RingTerm,Vyl,16,14AWG,1/4"Stud,PK3000 | The PV14-14RB-3K Reel Smart™ Terminal is a continuously molded and vinyl fully insulated ring terminal. The continuously molded design allows for consistent and reliable processing through Panduit applicators. Brazed seam protects terminal barrel from spl | M | 1000 | 3000 | 3000 | 357.2
07498312045 | PV14-14RX-L | RingTerm,Vyl,16,14AWG,1/4"Stud,PK50 | Ring Terminal, 16 – 14 AWG, 1/4" stud size, vinyl insulated, expanded insulation for large wire O.D., standard package. | C | 100 | 50 | 50 | 92.12
07498380163 | PV14-14RX-M | RingTerm,Vyl,16,14AWG,1/4"Stud,PK1000 | Ring Terminal, 16 – 14 AWG, 1/4" stud size, vinyl insulated, expanded insulation for large wire O.D., bulk package. | M | 1000 | 1000 | 1000 | 425.38
07498380126 | PV14-38R-L | Ring Terminal,Vinyl,16-14AWG,3/8IN,PK50 | Ring Terminal, 16 – 14 AWG, 3/8" stud size, vinyl insulated, funnel entry, standard package. | C | 100 | 250 | 50 | 85.07
07498380127 | PV14-38R-M | Ring Term,Vinyl,16-14AWG,3/8IN,PK1000 | Ring Terminal, 16 – 14 AWG, 3/8" stud size, vinyl insulated, funnel entry, bulk package. | M | 1000 | 1000 | 1000 | 364.64
07498370535 | PV14-38RB-2K | RingTerm,Vyl,16,14AWG,3/8"Stud,PK2000 | Ring Terminal, vinyl insulated, funnel entry, plastic insulation crimp, 16 – 14 AWG wire range, 3/8" stud size. | M | 1000 | 2000 | 2000 | 392.87
07498380114 | PV14-4R-C | Ring Terminal,Vinyl,16-14AWG,#4,PK100 | Ring Terminal, 16 – 14 AWG, #4 stud size, vinyl insulated, funnel entry, standard package. | C | 100 | 100 | 100 | 67.67
07498380115 | PV14-4R-M | Ring Terminal,Vinyl,16-14AWG,#4,PK1000 | Ring Terminal, 16 – 14 AWG, #4 stud size, vinyl insulated, funnel entry, bulk package. | M | 1000 | 1000 | 1000 | 270.71
07498380353 | PV14-4RB-3K | RingTerm,Vyl,16,14AWG,#4Stud,PK3000 | Ring Terminal, vinyl insulated, funnel entry, plastic insulation crimp, 16 – 14 AWG wire range, #4 stud size. | M | 1000 | 3000 | 3000 | 286.24
07498380154 | PV14-4RX-C | RingTerm,Vyl,16,14AWG,#4Stud,PK100 | Ring Terminal, 16 – 14 AWG, #4 stud size, vinyl insulated, expanded insulation for large wire O.D. | C | 100 | 500 | 100 | 78.19
07498380124 | PV14-56R-C | Ring Term,Vinyl,16-14AWG,5/16IN,PK100 | Ring Terminal, 16 – 14 AWG, 5/16" stud size, vinyl insulated, funnel entry, standard package. | C | 100 | 100 | 100 | 89.36
07498380125 | PV14-56R-M | Ring Term,Vinyl,16-14AWG,5/16IN,PK1000 | Ring Terminal, 16 – 14 AWG, 5/16" stud size, vinyl insulated, funnel entry, bulk package. | M | 1000 | 1000 | 1000 | 361.19
07498370534 | PV14-56RB-2K | RingTerm,Vyl,16,14AWG,5/16"Stud,PK2000 | The PV14-56RB-2K Reel Smart™ Terminal is a continuously molded and vinyl fully insulated ring terminal. The continuously molded design allows for consistent and reliable processing through Panduit applicators. Brazed seam protects terminal barrel from spl | M | 1000 | 2000 | 2000 | 392.87
07498312046 | PV14-56RX-L | RingTerm,Vyl,16,14AWG,5/16"Stud,PK50 | Ring Terminal, 16 – 14 AWG, 5/16" stud size, vinyl insulated, expanded insulation for large wire O.D. | C | 100 | 50 | 50 | 104.48
07498380406 | PV14-6F-C | Fork Terminal,Vinyl,16-14AWG,#6,PK100 | The PV14-6F-C Pan-Term® Terminal is a vinyl insulated, fork terminal. Brazed seam protects terminal barrel from splitting during the crimp process. Barrel serrations assure good wire contact and maximum tensile strength. | C | 100 | 500 | 100 | 66.27
07498380407 | PV14-6F-M | Fork Terminal,Vinyl,16-14AWG,#6,PK1000 | Fork Terminal, vinyl insulated, funnel entry, 16- 14 AWG, #6 stud size, bulk package. | M | 1000 | 1000 | 1000 | 257.81
07498380444 | PV14-6FB-3K | ForkTerm,Vyl,16,14AWG,#6Stud,PK3000 | Fork Terminal, vinyl insulated, funnel entry, plastic insulation crimp, 16 - 14 AWG wire range, #6 stud size. | M | 1000 | 3000 | 3000 | 286.24
07498346504 | PV14-6FF-M | FlgdForkTerm,Vyl,16,14AWG,#6StudPK1000 | Flanged Fork Terminal, vinyl insulated, funnel entry, 16- 14 AWG, #6 stud size, bulk package. | M | 1000 | 1000 | 1000 | 347.01
07498380713 | PV14-6FFB-3K | FlgdForkTerm,Vyl,16,14AWG,#6StudPK3000 | Flanged Fork Terminal, vinyl insulated, funnel entry, plastic insulation crimp, 16- 14 AWG wire range, #6 stud size. | M | 1000 | 3000 | 3000 | 309.67
07498380867 | PV14-6FN-C | ForkTerm,Narrow,Vyl,16,14AWG,#6StudPK100 | Fork Terminal, vinyl insulated, funnel entry, 16- 14 AWG, #6 stud size, narrow tongue, standard package. | C | 100 | 100 | 100 | 70.94
07498380873 | PV14-6FN-M | ForkTerm,NarrowVyl,16,14AWG,#6StudPK1000 | Fork Terminal, vinyl insulated, funnel entry, 16- 14 AWG, #6 stud size, narrow tongue, bulk package. | M | 1000 | 1000 | 1000 | 250.3
07498380368 | PV14-6FNB-3K | ForkTerm,NarrowVyl,16,14AWG,#6StudPK3000 | Fork Terminal, vinyl insulated, narrow tongue, funnel entry, plastic insulation crimp, 16- 14 AWG wire range, #6 stud size. | M | 1000 | 3000 | 3000 | 272.61
07498380425 | PV14-6FX-M | ForkTerm,Vyl,16,14AWG,#6Stud,PK1000 | Fork Terminal, vinyl insulated, 16- 14 AWG, #6 stud size, expanded insulation for large wire O.D., bulk package. | M | 1000 | 1000 | 1000 | 310.8
07498380806 | PV14-6LF-C | Locking Fork,Vinyl,16-14AWG,#6,PK100 | The PV14-6LF-C Pan-Term® Terminal is a vinyl insulated, locking fork terminal. Brazed seam protects terminal barrel from splitting during the crimp process. Barrel serrations assure good wire contact and maximum tensile strength. | C | 100 | 100 | 100 | 71.73
07498380807 | PV14-6LF-M | LkgForkTerm,Vyl,18-14AWG,#6Std,BP | Locking Fork Terminal, vinyl insulated, funnel entry, 18- 14 AWG, #6 stud size, bulk package. | M | 1000 | 1000 | 1000 | 266.92
07498380845 | PV14-6LFB-3K | LkgForkTerm,Vyl,16,14AWG,#6Stud,PK3000 | Locking Fork Terminal, vinyl insulated, funnel entry, plastic insulation crimp, 16- 14 AWG wire range, #6 stud size. | M | 1000 | 3000 | 3000 | 287.71
07498380949 | PV14-6LFW-M | LkgForkTerm,WideVyl,18,14AWG,#6St,PK1000 | Locking Fork Terminal, vinyl insulated, funnel entry, 18- 14 AWG, #6 stud size, wide tongue, bulk package. | M | 1000 | 1000 | 1000 | 270.71
07498380826 | PV14-6LFX-C | LkgForkTerm,Vyl,18,14AWG,#6Stud,PK100 | Locking Fork Terminal, vinyl insulated, 18- 14 AWG, #6 stud size, expanded insulation for large wire O.D., standard package. | C | 100 | 500 | 100 | 78.54
07498380827 | PV14-6LFX-M | LkgForkTerm,Vyl,18-14AWG,#6Std,ExpIns,BP | Locking Fork Terminal, vinyl insulated, 18- 14 AWG, #6 stud size, expanded insulation for large wire O.D., bulk package. | M | 1000 | 1000 | 1000 | 343.64
07498380116 | PV14-6R-C | Ring Terminal,Vinyl,16-14AWG,#6,PK100 | The PV14-6R-C Pan-Term® Terminal is a vinyl insulated, ring terminal. Brazed seam protects terminal barrel from splitting during the crimp process. Internal barrel serrations assure good wire contact and maximum tensile strength. | C | 100 | 500 | 100 | 66.27
07498380117 | PV14-6R-M | Ring Terminal,Vinyl,16-14AWG,#6,PK1000 | The PV14-6R-M Pan-Term® Terminal is a vinyl insulated, ring terminal. Brazed seam protects terminal barrel from splitting during the crimp process. Internal barrel serrations assure good wire contact and maximum tensile strength. | M | 1000 | 1000 | 1000 | 257.81
07498380354 | PV14-6RB-3K | RingTerm,Vyl,16,14AWG,#6Stud,PK3000 | Ring Terminal, vinyl insulated, funnel entry, plastic insulation crimp, 16 – 14 AWG wire range, #6 stud size. | M | 1000 | 3000 | 3000 | 272.61
07498380180 | PV14-6RN-C | RingTerm,Narrow,Vyl,16,14AWG,#6StudPK100 | Ring Terminal, 16 – 14 AWG, #6 stud size, narrow tongue, vinyl insulated, funnel entry, standard package. | C | 100 | 500 | 100 | 69.57
07498380181 | PV14-6RN-M | RingTerm,NarrowVyl,16,14AWG,#6StudPK1000 | Ring Terminal, 16 – 14 AWG, #6 stud size, narrow tongue, vinyl insulated, funnel entry, bulk package. | M | 1000 | 1000 | 1000 | 250.3
07498380355 | PV14-6RNB-3K | RingTerm,NarrowVyl,16,14AWG,#6StudPK3000 | Ring Terminal, narrow tongue, vinyl insulated, funnel entry, plastic insulation crimp, 16 – 14 AWG wire range, #6 stud size. | M | 1000 | 3000 | 3000 | 272.61
07498380156 | PV14-6RX-C | RingTerm,Vyl,16,14AWG,#6Stud,PK100 | Ring Terminal, 16 – 14 AWG, #6 stud size, vinyl insulated, expanded insulation for large wire O.D., standard package. | C | 100 | 500 | 100 | 78.54
07498380157 | PV14-6RX-M | RingTerm,Vyl,16,14AWG,#6Stud,PK1000 | Ring Terminal, 16 – 14 AWG, #6 stud size, vinyl insulated, expanded insulation for large wire O.D., bulk package. | M | 1000 | 1000 | 1000 | 287.77
07498380408 | PV14-8F-C | Fork Terminal,Vinyl,16-14AWG,#8,PK100 | The PV14-8F-C Pan-Term® Terminal is a vinyl insulated, fork terminal. Brazed seam protects terminal barrel from splitting during the crimp process. Barrel serrations assure good wire contact and maximum tensile strength. | C | 100 | 500 | 100 | 64.51
07498380409 | PV14-8F-M | Fork Terminal,Vinyl,16-14AWG,#8,PK1000 | The PV14-8F-M Pan-Term® Terminal is a vinyl insulated, fork terminal. Brazed seam protects terminal barrel from splitting during the crimp process. Barrel serrations assure good wire contact and maximum tensile strength. | M | 1000 | 1000 | 1000 | 248.71
07498380445 | PV14-8FB-3K | ForkTerm,Vyl,16,14AWG,#8Stud,PK3000 | The PV14-8FB-3K Reel Smart™ Terminal is a continuously molded and vinyl fully insulated fork terminal. The continuously molded design allows for consistent and reliable processing through Panduit applicators. Brazed seam protects terminal barrel from spli | M | 1000 | 3000 | 3000 | 272.61
07498346505 | PV14-8FF-C | FlgdForkTerm,Vyl,16,14AWG,#8Stud,PK100 | Flanged Fork Terminal, vinyl insulated, funnel entry, 16 - 14 AWG, #8 stud size, standard package. | C | 100 | 100 | 100 | 88.44
07498346506 | PV14-8FF-M | FlgdForkTerm,Vyl,16,14AWG,#8StudPK1000 | Flanged Fork Terminal, vinyl insulated, funnel entry, 16 - 14 AWG, #8 stud size, bulk package. | M | 1000 | 1000 | 1000 | 382.5
07498380714 | PV14-8FFB-3K | FlgdForkTerm,Vyl,16,14AWG,#8StudPK3000 | Flanged Fork Terminal, vinyl insulated, funnel entry, plastic insulation crimp, 16 - 14 AWG wire range, #8 stud size. | M | 1000 | 3000 | 3000 | 294.92
07498380426 | PV14-8FX-C | ForkTerm,Vyl,16,14AWG,#8Stud,PK100 | Fork Terminal, vinyl insulated, 16- 14 AWG, #8 stud size, expanded insulation for large wire O.D., standard package. | C | 100 | 100 | 100 | 91.63
07498380808 | PV14-8LF-C | Locking Fork,Vinyl,16-14AWG,#8,PK100 | The PV14-8LF-C Pan-Term® Terminal is a vinyl insulated, locking fork terminal. Brazed seam protects terminal barrel from splitting during the crimp process. Barrel serrations assure good wire contact and maximum tensile strength. | C | 100 | 500 | 100 | 71.73
07498380809 | PV14-8LF-M | LkgForkTerm,Vyl,18-14AWG,#8Std,BP | The PV14-8LF-M Pan-Term® Terminal is a vinyl insulated, locking fork terminal. Brazed seam protects terminal barrel from splitting during the crimp process. Barrel serrations assure good wire contact and maximum tensile strength. | M | 1000 | 1000 | 1000 | 266.92
07498380847 | PV14-8LFB-3K | LkgForkTerm,Vyl,16,14AWG,#8Stud,PK3000 | Locking Fork Terminal, vinyl insulated, funnel entry, plastic insulation crimp, 16- 14 AWG wire range, #8 stud size. | M | 1000 | 3000 | 3000 | 287.71
07498380828 | PV14-8LFX-C | LkgForkTerm,Vyl,18,14AWG,#8Stud,PK100 | Locking Fork Terminal, vinyl insulated, 18- 14 AWG, #8 stud size, expanded insulation for large wire O.D., standard package. | C | 100 | 100 | 100 | 88.08
07498380829 | PV14-8LFX-M | LkgForkTerm,Vyl,18-14AWG,#8Std,ExpIns,BP | Locking Fork Terminal, vinyl insulated, 18- 14 AWG, #8 stud size, expanded insulation for large wire O.D., bulk package. | M | 1000 | 1000 | 1000 | 321.74
07498380118 | PV14-8R-C | Ring Terminal,Vinyl,16-14AWG,#8,PK100 | The PV14-8R-C Pan-Term® Terminal is a vinyl insulated, ring terminal. Brazed seam protects terminal barrel from splitting during the crimp process. Internal barrel serrations assure good wire contact and maximum tensile strength. | C | 100 | 500 | 100 | 66.27
07498380119 | PV14-8R-M | Ring Terminal,Vinyl,16-14AWG,#8,PK1000 | The PV14-8R-M Pan-Term® Terminal is a vinyl insulated, ring terminal. Brazed seam protects terminal barrel from splitting during the crimp process. Internal barrel serrations assure good wire contact and maximum tensile strength. | M | 1000 | 1000 | 1000 | 257.81
07498380356 | PV14-8RB-3K | RingTerm,Vyl,16,14AWG,#8Stud.,PK3000 | The PV14-8RB-3K Reel Smart™ Terminal is a continuously molded and vinyl fully insulated ring terminal. The continuously molded design allows for consistent and reliable processing through Panduit applicators. Brazed seam protects terminal barrel from spli | M | 1000 | 3000 | 3000 | 272.61
07498380159 | PV14-8RX-M | RingTerm,Vyl,16,14AWG,#8Stud,PK1000 | Ring Terminal, 16 – 14 AWG, #8 stud size, vinyl insulated, expanded insulation for large wire O.D., bulk package. | M | 1000 | 1000 | 1000 | 287.77
07498381221 | PV14-P47-C | Pin Term, Vinyl, 16-14AWG,.49PIN,PK100 | The PV14-P47-C Pan-Term® Terminal is a vinyl insulated, pin terminal. The solid pin is designed to prevent damage to the wire from over-tightening, resulting in a reliable electrical connection. The insulation support helps prevent wire damage in bending | C | 100 | 100 | 100 | 111.99
07498336423 | PV14-P47-E | Pin Term, Vinyl, 16-14AWG,.49PIN,PK20 | Pin Terminal, 16 14 AWG, vinyl insulated, .49 pin length, convenience package. | C | 100 | 20 | 20 | 138.73
07498381222 | PV14-P47-M | Pin Term, Vinyl, 16-14AWG,.49PIN,PK1000 | Pin Terminal, 16 14 AWG, vinyl insulated, .49 pin length, bulk package. | M | 1000 | 1000 | 1000 | 419.15
07498336913 | PV14-P47B-3K | PinTerm,Vyl,16-14AWG,.49PIN,REEL3000 | Pin Terminal, vinyl insulated, funnel entry, plastic insulation crimp, #16 14 AWG wire range. | M | 1000 | 3000 | 3000 | 369.04
07498368649 | PV18-10F-CY | Fork Terminal,Vinyl,22-18AWG,#10,PK100 | The PV18-10F-CY Pan-Term® Terminal is a vinyl insulated, fork terminal. Brazed seam protects terminal barrel from splitting during the crimp process. Barrel serrations assure good wire contact and maximum tensile strength. | C | 100 | 500 | 100 | 66.27
07498341071 | PV18-10F-MY | Fork Terminal,Vinyl,22-18AWG,#10,PK1000 | Fork Terminal, vinyl insulated, funnel entry, 22- 16 AWG, #10 stud size, bulk package. | M | 1000 | 1000 | 1000 | 278.31
07498380442 | PV18-10FB-3K | ForkTerm,Vyl,22,18AWG,#10Stud,PK3000 | Fork Terminal, vinyl insulated, funnel entry, plastic insulation crimp, 22 - 18 AWG wire range, #10 stud size. | M | 1000 | 3000 | 3000 | 286.24
07498380712 | PV18-10FFB-3K | FlgdForkTerm,Vyl,22,18AWG,#10StudPK3000 | Flanged Fork Terminal, vinyl insulated, funnel entry, plastic insulation crimp, 22 - 18 AWG wire range, #10 stud size. | M | 1000 | 3000 | 3000 | 297.74
07498368712 | PV18-10FN-CY | ForkTerm,Vyl,22,16AWG,#10StudPK100 | Fork Terminal, vinyl insulated, funnel entry, 22- 16 AWG, #10 stud size, narrow tongue, standard package. | C | 100 | 500 | 100 | 69.57
07498368845 | PV18-10LF-CY | Locking Fork,Vinyl,22-18AWG,#10,PK100 | Locking Fork Terminal, vinyl insulated, funnel entry, 22- 18 AWG, #10 stud size, standard package. | C | 100 | 100 | 100 | 76.94
07498341148 | PV18-10LF-MY | LkgForkTerm,Vyl,22,18AWG,#10StudPK1000 | Locking Fork Terminal, vinyl insulated, funnel entry, 22- 18 AWG, #10 stud size, bulk package. | M | 1000 | 1000 | 1000 | 300.67
07498380840 | PV18-10LFB-3K | LkgForkTerm,Vyl,22,18AWG,#10StudPK3000 | Locking Fork Terminal, vinyl insulated, funnel entry, plastic insulation crimp, 22- 18 AWG wire range, #10 stud size. | M | 1000 | 3000 | 3000 | 287.71
07498380370 | PV18-10LFNB-3K | LkgForkTerm,Narrow,Vyl,22,#10StudPK3000 | Locking Fork Terminal, vinyl insulated, narrow tongue, funnel entry, plastic insulation crimp, 22- 18 AWG wire range, #10 stud size. | M | 1000 | 3000 | 3000 | 302.09
07498368849 | PV18-10LFX-CY | LkgForkTerm,Vyl,22,16AWG,#10Stud,PK100 | Locking Fork Terminal, vinyl insulated, 22- 16 AWG, #10 stud size, expanded insulation for large wire O.D., standard package. | C | 100 | 100 | 100 | 71.49
07498368850 | PV18-10R-CY | Ring Terminal,Vinyl,22-18AWG,#10,PK100 | The PV18-10R-CY Pan-Term® Terminal is a vinyl insulated, ring terminal. Brazed seam protects terminal barrel from splitting during the crimp process. Internal barrel serrations assure good wire contact and maximum tensile strength. | C | 100 | 500 | 100 | 66.27
07498341161 | PV18-10R-MY | Ring Terminal,Vinyl,22-18AWG,#10,PK1000 | The PV18-10R-MY Pan-Term® Terminal is a vinyl insulated, ring terminal. Brazed seam protects terminal barrel from splitting during the crimp process. Internal barrel serrations assure good wire contact and maximum tensile strength. | M | 1000 | 1000 | 1000 | 264.93
07498380351 | PV18-10RB-3K | RingTerm,Vyl,22,18AWG,#10Stud,PK3000 | The PV18-10RB-3K Reel Smart™ Terminal is a continuously molded and vinyl fully insulated ring terminal. The continuously molded design allows for consistent and reliable processing through Panduit applicators. Brazed seam protects terminal barrel from spl | M | 1000 | 3000 | 3000 | 272.61
07498341166 | PV18-10RX-MY | RingTerm,Vyl,22,18AWG,#10Stud,PK1000 | Ring Terminal, 22 – 18 AWG, #10 stud size, vinyl insulated, expanded insulation for large wire O.D., bulk package. | M | 1000 | 1000 | 1000 | 315.01
07498312047 | PV18-12R-LY | Ring Terminal,Vinyl,22-18AWG,1/2IN,PK50 | Ring Terminal, 22 – 18 AWG, 1/2" stud size, vinyl insulated, funnel entry. | C | 100 | 250 | 50 | 148.71
07498368856 | PV18-14R-CY | Ring Terminal,Vinyl,22-18AWG,1/4IN,PK100 | Ring Terminal, 22 – 18 AWG, 1/4" stud size, vinyl insulated, funnel entry, standard package. | C | 100 | 100 | 100 | 81.85
07498341418 | PV18-14R-MY | Ring Term,Vinyl,22-18AWG,1/4IN,PK1000 | Ring Terminal, 22 – 18 AWG, 1/4" stud size, vinyl insulated, funnel entry, bulk package. | M | 1000 | 1000 | 1000 | 347.29
07498380345 | PV18-14RB-3K | RingTerm,Vyl,22,18AWG,1/4"Stud,PK3000 | The PV18-14RB-3K Reel Smart™ Terminal is a continuously molded and vinyl fully insulated ring terminal. The continuously molded design allows for consistent and reliable processing through Panduit applicators. Brazed seam protects terminal barrel from spl | M | 1000 | 3000 | 3000 | 357.2
07498341419 | PV18-14RX-MY | RingTerm,Vyl,22,18AWG,1/4"Stud,PK1000 | Ring Terminal, 22 – 18 AWG, 1/4" stud size, vinyl insulated, expanded insulation for large wire O.D., bulk package. | M | 1000 | 1000 | 1000 | 375.22
07498312448 | PV18-38R-LY | Ring Terminal,Vinyl,22-18AWG,3/8IN,PK50 | Ring Terminal, 22 – 18 AWG, 3/8" stud size, vinyl insulated, funnel entry, standard package. | C | 100 | 50 | 50 | 84.34
07498341446 | PV18-38R-MY | Ring Term,Vinyl,22-18AWG,3/8IN,PK1000 | Ring Terminal, 22 – 18 AWG, 3/8" stud size, vinyl insulated, funnel entry, bulk package. | M | 1000 | 1000 | 1000 | 364.64
07498370537 | PV18-38RB-2K | RingTerm,Vyl,22,18AWG,3/8"Stud,PK2000 | The PV18-38RB-3K Reel Smart™ Terminal is a continuously molded and vinyl fully insulated ring terminal. The continuously molded design allows for consistent and reliable processing through Panduit applicators. Brazed seam protects terminal barrel from spl | M | 1000 | 2000 | 2000 | 392.87
07498368909 | PV18-4R-CY | Ring Terminal,Vinyl,22-18AWG,#4,PK100 | Ring Terminal, 22 – 18 AWG, #4 stud size, vinyl insulated, funnel entry, standard package. | C | 100 | 100 | 100 | 67.67
07498341496 | PV18-4R-MY | Ring Terminal,Vinyl,22-18AWG,#4,PK1000 | Ring Terminal, 22 – 18 AWG, #4 stud size, vinyl insulated, funnel entry, bulk package. | M | 1000 | 1000 | 1000 | 278.17
07498380347 | PV18-4RB-3K | RingTerm,Vyl,22,18AWG,#4Stud,PK3000 | Ring Terminal, vinyl insulated, funnel entry, plastic insulation crimp, 22 – 18 AWG wire range, #4 stud size. | M | 1000 | 3000 | 3000 | 286.24
07498380346 | PV18-4RNB-3K | RingTerm,Narrow,Vyl,22,18AWG#4StudPK3000 | Ring Terminal, narrow tongue, vinyl insulated, funnel entry, plastic insulation crimp, 22 – 18 AWG wire range, #4 stud size. | M | 1000 | 3000 | 3000 | 286.24
07498368921 | PV18-56R-CY | Ring Term,Vinyl,22-18AWG,5/16IN,PK100 | Ring Terminal, 22 – 18 AWG, 5/16" stud size, vinyl insulated, funnel entry, standard package. | C | 100 | 100 | 100 | 84.34
07498341498 | PV18-56R-MY | Ring Term,Vinyl,22-18AWG,5/16IN,PK1000 | The PV18-56R-MY Pan-Term® Terminal is a vinyl insulated, ring terminal. Brazed seam protects terminal barrel from splitting during the crimp process. Internal barrel serrations assure good wire contact and maximum tensile strength. | M | 1000 | 1000 | 1000 | 347.29
07498370536 | PV18-56RB-2K | RingTerm,Vyl,22,18AWG,5/16"Stud,PK2000 | Ring Terminal, vinyl insulated, funnel entry, plastic insulation crimp, 22 – 18 AWG wire range, 5/16" stud size. | M | 1000 | 2000 | 2000 | 392.87
07498369079 | PV18-6F-CY | Fork Terminal,Vinyl,22-18AWG,#6,PK100 | The PV18-6F-CY Pan-Term® Terminal is a vinyl insulated, fork terminal. Brazed seam protects terminal barrel from splitting during the crimp process. Barrel serrations assure good wire contact and maximum tensile strength. | C | 100 | 500 | 100 | 66.27
07498341506 | PV18-6F-MY | Fork Terminal,Vinyl,22-18AWG,#6,PK1000 | Fork Terminal, vinyl insulated, funnel entry, 22- 16 AWG, #6 stud size, bulk package. | M | 1000 | 1000 | 1000 | 265.05
07498380440 | PV18-6FB-3K | ForkTerm,Vyl,22,18AWG,#6Stud,PK3000 | Fork Terminal, vinyl insulated, funnel entry, plastic insulation crimp, 22 - 18 AWG, #6 stud size. | M | 1000 | 3000 | 3000 | 272.61
07498369177 | PV18-6FF-CY | FlgdForkTerm,Vyl,22,16AWG,#6Stud,PK100 | Flanged Fork Terminal, vinyl insulated, funnel entry, 22- 16 AWG, #6 stud size, standard package. | C | 100 | 100 | 100 | 85.07
07498380710 | PV18-6FFB-3K | FlgdForkTerm,Vyl,22,18AWG,#6StudPK3000 | Flanged Fork Terminal, vinyl insulated, funnel entry, plastic insulation crimp, 22- 18 AWG wire range, #6 stud size. | M | 1000 | 3000 | 3000 | 309.67
07498369179 | PV18-6FN-CY | ForkTerm,Narrow,Vyl,22,16AWG,#6StudPK100 | Fork Terminal, vinyl insulated, funnel entry, 22- 16 AWG, #6 stud size, narrow tongue, standard package. | C | 100 | 500 | 100 | 69.57
07498341575 | PV18-6FN-MY | ForkTerm,NarrowVyl,22,16AWG,#6StudPK1000 | Fork Terminal, vinyl insulated, funnel entry, 22- 16 AWG, #6 stud size, narrow tongue, bulk package. | M | 1000 | 1000 | 1000 | 265.05
07498380365 | PV18-6FNB-3K | ForkTerm,NarrowVyl,22,18AWG,#6StudPK3000 | Fork Terminal, vinyl insulated, narrow tongue, funnel entry, plastic insulation crimp, 22- 18 AWG wire range, #6 stud size. | M | 1000 | 3000 | 3000 | 272.61
07498341622 | PV18-6FX-MY | ForkTerm,Vyl,22,18AWG,#6Stud,PK1000 | Fork Terminal, vinyl insulated, 22- 18 AWG, #6 stud size, expanded insulation for large wire O.D., bulk package. | M | 1000 | 1000 | 1000 | 303.12
07498369460 | PV18-6LF-CY | Locking Fork,Vinyl,22-18AWG,#6,PK100 | Locking Fork Terminal, vinyl insulated, funnel entry, 22- 18 AWG, #6 stud size, standard package. | C | 100 | 500 | 100 | 70.46
07498341623 | PV18-6LF-MY | LkgForkTerm,Vyl,22,18AWG,#6Stud,PK1000 | Locking Fork Terminal, vinyl insulated, funnel entry, 22- 18 AWG, #6 stud size, bulk package. | M | 1000 | 1000 | 1000 | 255.01
07498380841 | PV18-6LFB-3K | LkgForkTerm,Vyl,22,18AWG,#6Stud,PK3000 | The PV18-6LFB-3K Reel Smart™ Terminal is a continuously molded and vinyl fully insulated, locking fork terminal. The continuously molded design allows for consistent and reliable processing through Panduit applicators. Brazed seam protects terminal barrel | M | 1000 | 3000 | 3000 | 287.71
07498341624 | PV18-6LFW-MY | LkgForkTerm,WideVyl,22,18AWG,#6St,PK1000 | Locking Fork Terminal, vinyl insulated, funnel entry, 22- 18 AWG, #6 stud size, wide tongue, bulk package. | M | 1000 | 1000 | 1000 | 289.18
07498341696 | PV18-6LFX-MY | LkgForkTerm,Vyl,22,16AWG,#6Stud,PK1000 | Locking Fork Terminal, vinyl insulated, 22- 16 AWG, #6 stud size, expanded insulation for large wire O.D., bulk package. | M | 1000 | 1000 | 1000 | 327.42
07498369464 | PV18-6R-CY | Ring Terminal,Vinyl,22-18AWG,#6,PK100 | The PV18-6R-CY Pan-Term® Terminal is a vinyl insulated, ring terminal. Brazed seam protects terminal barrel from splitting during the crimp process. Internal barrel serrations assure good wire contact and maximum tensile strength. | C | 100 | 500 | 100 | 63.76
07498341697 | PV18-6R-MY | Ring Terminal,Vinyl,22-18AWG,#6,PK1000 | The PV18-6R-MY Pan-Term® Terminal is a vinyl insulated, ring terminal. Brazed seam protects terminal barrel from splitting during the crimp process. Internal barrel serrations assure good wire contact and maximum tensile strength. | M | 1000 | 1000 | 1000 | 264.93
07498380348 | PV18-6RB-3K | RingTerm,Vyl,22,18AWG,#6Stud,PK3000 | The PV18-6RB-3K Reel Smart™ Terminal is a continuously molded and vinyl fully insulated ring terminal. The continuously molded design allows for consistent and reliable processing through Panduit applicators. Brazed seam protects terminal barrel from spli | M | 1000 | 3000 | 3000 | 272.61
07498380349 | PV18-6RNB-3K | RingTerm,NarrowVyl,22,18AWG,#6StudPK3000 | Ring Terminal, narrow tongue, vinyl insulated, funnel entry, plastic insulation crimp, 22 – 18 AWG wire range, #6 stud size. | M | 1000 | 3000 | 3000 | 286.24
07498341698 | PV18-6RX-MY | RingTerm,Vyl,22,18AWG,#6Stud,PK1000 | Ring Terminal, 22 – 18 AWG, #6 stud size, vinyl insulated, expanded insulation for large wire O.D., bulk package. | M | 1000 | 1000 | 1000 | 333.8
07498369469 | PV18-8F-CY | Fork Terminal,Vinyl,22-18AWG,#8,PK100 | The PV18-8F-CY Pan-Term® Terminal is a vinyl insulated, fork terminal. Brazed seam protects terminal barrel from splitting during the crimp process. Barrel serrations assure good wire contact and maximum tensile strength. | C | 100 | 500 | 100 | 66.27
07498341701 | PV18-8F-MY | Fork Terminal,Vinyl,22-18AWG,#8,PK1000 | Fork Terminal, vinyl insulated, funnel entry, 22- 16 AWG, #8 stud size, bulk package. | M | 1000 | 1000 | 1000 | 264.93
07498380441 | PV18-8FB-3K | ForkTerm,Vyl,22,18AWG,#8Stud,PK3000 | Fork Terminal, vinyl insulated, funnel entry, plastic insulation crimp, 22 - 18 AWG, #8 stud size. | M | 1000 | 3000 | 3000 | 272.61
07498371212 | PV18-8FF-CY | FlgdForkTerm,Vyl,22,16AWG,#8Stud,PK100 | Flanged Fork Terminal, vinyl insulated, funnel entry, 22 - 16 AWG, #8 stud size. | C | 100 | 500 | 100 | 78.79
07498380711 | PV18-8FFB-3K | FlgdForkTerm,Vyl,22,18AWG,#8StudPK3000 | Flanged Fork Terminal, vinyl insulated, funnel entry, plastic insulation crimp, 22 - 18 AWG wire range, #8 stud size. | M | 1000 | 3000 | 3000 | 283.57
07498369473 | PV18-8LF-CY | Locking Fork,Vinyl,22-18AWG,#8,PK100 | Locking Fork Terminal, vinyl insulated, funnel entry, 22- 18 AWG, #8 stud size, standard package. | C | 100 | 100 | 100 | 70.46
07498341703 | PV18-8LF-MY | LkgForkTerm,Vyl,22,18AWG,#8Stud,PK1000 | The PV18-8LF-MY Pan-Term® Terminal is a vinyl insulated, locking fork terminal. The locking tongue design locks in place for a secure connection. Brazed seam protects terminal barrel from splitting during the crimp process. Barrel serrations assure good w | M | 1000 | 1000 | 1000 | 272.71
07498380843 | PV18-8LFB-3K | LkgForkTerm,Vyl,22,18AWG,#8Stud,PK3000 | The PV18-8LFB-3K Reel Smart™ Terminal is a continuously molded and vinyl fully insulated, locking fork terminal. The continuously molded design allows for consistent and reliable processing through Panduit applicators. Brazed seam protects terminal barrel | M | 1000 | 3000 | 3000 | 287.71
07498341704 | PV18-8LFX-MY | LkgForkTerm,Vyl,22,16AWG,#8Stud,PK1000 | Locking Fork Terminal, vinyl insulated, 22- 16 AWG, #8 stud size, expanded insulation for large wire O.D., bulk package. | M | 1000 | 1000 | 1000 | 318.08
07498369477 | PV18-8R-CY | Ring Terminal,Vinyl,22-18AWG,#8,PK100 | The PV18-8R-CY Pan-Term® Terminal is a vinyl insulated, ring terminal. Brazed seam protects terminal barrel from splitting during the crimp process. Internal barrel serrations assure good wire contact and maximum tensile strength. | C | 100 | 500 | 100 | 63.76
07498341718 | PV18-8R-MY | Ring Terminal,Vinyl,22-18AWG,#8,PK1000 | Ring Terminal, 22 – 18 AWG, #8 stud size, vinyl insulated, funnel entry, bulk package. | M | 1000 | 1000 | 1000 | 264.93
07498380350 | PV18-8RB-3K | RingTerm,Vyl,22,18AWG,#8Stud,PK3000 | The PV18-8RB-3K Reel Smart™ Terminal is a continuously molded and vinyl fully insulated ring terminal. The continuously molded design allows for consistent and reliable processing through Panduit applicators. Brazed seam protects terminal barrel from spli | M | 1000 | 3000 | 3000 | 272.61
07498341742 | PV18-8RX-MY | RingTerm,Vyl,22,18AWG,#8Stud,PK1000 | Ring Terminal, 22 – 18 AWG, #8 stud size, vinyl insulated, expanded insulation for large wire O.D., bulk package. | M | 1000 | 1000 | 1000 | 333.8
07498369482 | PV18-P47-CY | Pin Terminal,Vinyl,22-18AWG,.49PIN,PK100 | The PV18-P47-CY Pan-Term® Terminal is a vinyl insulated, pin terminal. The solid pin is designed to prevent damage to the wire from over-tightening, resulting in a reliable electrical connection. The insulation support helps prevent wire damage in bending | C | 100 | 100 | 100 | 112.09
07498342028 | PV18-P47-MY | Pin Term,Vinyl,22-18AWG,.49PIN,PK1000 | Pin Terminal, 22 18 AWG, vinyl insulated, .49 pin length. | M | 1000 | 1000 | 1000 | 434.15
07498336911 | PV18-P47B-3K | PinTerm,Vyl,22-18AWG,.49PIN,REEL3000 | Pin Terminal, vinyl insulated, funnel entry, plastic insulation crimp, #22 18 AWG wire range. | M | 1000 | 3000 | 3000 | 369.04
07498369484 | PV2-10R-XY | RingTerm,Vyl,2AWG,#10Stud,PK10 | Ring Terminal, large wire, 2 AWG, #10 stud size, vinyl insulated, standard package. | C | 100 | 50 | 10 | 466.9
07498342045 | PV2-14R-TY | RingTerm,Vyl,2AWG,1/4"Stud,PK200 | Ring Terminal, large wire, 2 AWG, 1/4" stud size, vinyl insulated, bulk package. | M | 1000 | 200 | 200 | 2687.98
07498369492 | PV2-14R-XY | Ring Terminal,Vinyl,2AWG,1/4IN,PK10 | Ring Terminal, large wire, 2 AWG, 1/4" stud size, vinyl insulated, standard package. | C | 100 | 50 | 10 | 466.9
07498369494 | PV2-14RX-XY | RingTerm,Vyl,2AWG,1/4"Stud,PK10 | Ring Terminal, large wire, 2 AWG, 1/4" stud size, vinyl expanded insulation, standard package. | C | 100 | 50 | 10 | 466.95
07498369496 | PV2-38R-XY | Ring Terminal,Vinyl,2AWG,3/8IN,PK10 | Ring Terminal, large wire, 2 AWG, 3/8" stud size, vinyl insulated, standard package. | C | 100 | 50 | 10 | 444.67
07498369500 | PV2-56R-XY | RingTerm,Vyl,2AWG,5/16"Stud,PK10 | Ring Terminal, large wire, 2 AWG, 5/16" stud size, vinyl insulated, standard package. | C | 100 | 50 | 10 | 444.67
07498342093 | PV2-56RX-TY | RingTerm,VylExp,2AWG,5/16"Stud,PK200 | Ring Terminal, large wire, 2 AWG, 5/16" stud size, vinyl expanded insulation, bulk package. | M | 1000 | 200 | 200 | 3210.12
61305675793 | PV22-10R-MYY | Ring Terminal, vinyl insulated, 26 - 22 | Ring Terminal, 26 – 22 AWG, #10 stud size, vinyl insulated, funnel entry, bulk package. | M | 1000 | 1000 | 1000 | 271.96
61305675794 | PV22-2R-CYY | Ring Terminal, vinyl insulated, 26 - 22 | Ring Terminal, 26 – 22 AWG, #2 stud size, vinyl insulated, funnel entry, standard package. | C | 100 | 100 | 100 | 62.86
61305675797 | PV22-4F-MYY | Fork Terminal, vinyl insulated, 26 - 22 | Fork Terminal, vinyl insulated, funnel entry, 26- 22 AWG, #4 stud size, bulk package. | M | 1000 | 1000 | 1000 | 271.96
61305675798 | PV22-4R-CYY | Ring Terminal, vinyl insulated, 26 - 22 | Ring Terminal, 26 – 22 AWG, #4 stud size, vinyl insulated, funnel entry, standard package. | C | 100 | 500 | 100 | 62.86
61305675801 | PV22-6F-MYY | Fork Terminal, vinyl insulated, 26 - 22 | Fork Terminal, vinyl insulated, funnel entry, 26- 22 AWG, #6 stud size, bulk package. | M | 1000 | 1000 | 1000 | 271.96
61305675803 | PV22-6R-MYY | Ring Terminal, vinyl insulated, 26 - 22 | Ring Terminal, 26 – 22 AWG, #6 stud size, vinyl insulated, funnel entry, bulk package. | M | 1000 | 1000 | 1000 | 271.96
61305675805 | PV22-8R-MYY | Ring Terminal, vinyl insulated, 26 - 22 | Ring Terminal, 26 – 22 AWG, #8 stud size, vinyl insulated, funnel entry, bulk package. | M | 1000 | 1000 | 1000 | 271.96
07498387101 | PV4-10R-E | Ring Terminal,Vinyl,4AWG,#10,PK20 | Ring Terminal, large wire, 4 AWG, #10 stud size, vinyl insulated, standard package. | C | 100 | 20 | 20 | 403.31
07498387106 | PV4-10R-T | RingTerm,Vyl,4AWG,#10Stud,PK200 | Ring Terminal, large wire, 4 AWG, #10 stud size, vinyl insulated, bulk package. | M | 1000 | 200 | 200 | 1949.36
07498387040 | PV4-10RX-T | RingTerm,VylExp,4AWG,#10Stud,PK200 | Ring Terminal, large wire, 4 AWG, #10 stud size, vinyl expanded insulation, bulk package. | M | 1000 | 200 | 200 | 2152.55
07498387105 | PV4-12R-E | RingTerm,Vyl,4AWG,1/2"Stud,PK20 | Ring Terminal, large wire, 4 AWG, 1/2" stud size, vinyl insulated, standard package. | C | 100 | 20 | 20 | 397.44
07498387110 | PV4-12R-T | RingTerm,LrgWire,Vyl,4AWG,1/2"Stud,PK200 | Ring Terminal, large wire, 4 AWG, 1/2" stud size, vinyl insulated, bulk package. | M | 1000 | 200 | 200 | 2359.76
07498387102 | PV4-14R-E | Ring Terminal,Vinyl,4AWG,1/4IN,PK20 | Ring Terminal, large wire, 4 AWG, 1/4" stud size, vinyl insulated, standard package. | C | 100 | 20 | 20 | 384.12
07498387107 | PV4-14R-T | RingTerm,Vyl,4AWG,1/4"Stud,PK200 | Ring Terminal, large wire, 4 AWG, 1/4" stud size, vinyl insulated, bulk package. | M | 1000 | 200 | 200 | 1949.36
07498387041 | PV4-14RX-T | RingTerm,VylExp,4AWG,1/4"Stud,PK200 | Ring Terminal, large wire, 4 AWG, 1/4" stud size, vinyl expanded insulation, bulk package. | M | 1000 | 200 | 200 | 2260.16
07498387104 | PV4-38R-E | Ring Terminal,Vinyl,4AWG,3/8IN,PK20 | Ring Terminal, large wire, 4 AWG, 3/8" stud size, vinyl insulated, standard package. | C | 100 | 20 | 20 | 384.12
07498387038 | PV4-38RX-E | RingTerm,Vyl,4AWG,3/8"Stud,PK20 | Ring Terminal, large wire, 4 AWG, 3/8" stud size, vinyl expanded insulation, standard package. | C | 100 | 20 | 20 | 417.2
07498387103 | PV4-56R-E | RingTerm,Vyl,4AWG,5/16"Stud,PK20 | Ring Terminal, large wire, 4 AWG, 5/16" stud size, vinyl insulated, standard package. | C | 100 | 20 | 20 | 403.31
07498387108 | PV4-56R-T | RingTerm,Vyl,4AWG,5/16"Stud,PK200 | Ring Terminal, large wire, 4 AWG, 5/16" stud size, vinyl insulated, bulk package. | M | 1000 | 200 | 200 | 1949.36
07498387042 | PV4-56RX-T | RingTerm,VylExp,4AWG,5/16"Stud,PK200 | Ring Terminal, large wire, 4 AWG, 5/16" stud size, vinyl expanded insulation, bulk package. | M | 1000 | 200 | 200 | 2260.16
07498387120 | PV6-10R-T | RingTerm,Vyl,6AWG,#10Stud,PK200 | Ring Terminal, large wire, 6 AWG, #10 stud size, vinyl insulated, bulk package. | M | 1000 | 200 | 200 | 1412.97
07498312447 | PV6-10R-X | Ring Terminal,Vinyl,6AWG,#10,PK10 | Ring Terminal, large wire, 6 AWG, #10 stud size, vinyl insulated, standard package. | C | 100 | 50 | 10 | 339.69
07498387014 | PV6-10RX-T | RingTerm,VylExp,6AWG,#10Stud,PK200 | Ring Terminal, large wire, 6 AWG, #10 stud size, vinyl expanded insulation, bulk package. | M | 1000 | 200 | 200 | 1720.1
07498312455 | PV6-10RX-X | RingTerm,Vyl,6AWG,#10Stud,PK10 | Ring Terminal, large wire, 6 AWG, #10 stud size, vinyl expanded insulation, 10 pc. package quantity. | C | 100 | 100 | 10 | 361.79
07498312460 | PV6-12R-X | RingTerm,Vyl,6AWG,1/2"Stud,PK10 | Ring Terminal, large wire, 6 AWG, 1/2" stud size, vinyl insulated, standard package. | C | 100 | 100 | 10 | 374.48
07498387121 | PV6-14R-T | RingTerm,Vyl,6AWG,1/4"Stud,Vyl,PK200 | Ring Terminal, large wire, 6 AWG, 1/4" stud size, vinyl insulated, bulk package, bulk package. | M | 1000 | 200 | 200 | 1412.97
07498312446 | PV6-14R-X | Ring Terminal,Vinyl,6AWG,1/4IN,PK10 | The PV6-14R-X Pan-Term® Terminal is a vinyl insulated, ring terminal. Brazed seam protects terminal barrel from splitting during the crimp process. Internal barrel serrations assure good wire contact and maximum tensile strength. | C | 100 | 100 | 10 | 339.76
07498387015 | PV6-14RX-T | RingTerm,Vyl,6AWG,1/4"Stud,VylEx,PK200 | Ring Terminal, large wire, 6 AWG, 1/4" stud size, vinyl expanded insulation, bulk package. | M | 1000 | 200 | 200 | 1638.2
07498312445 | PV6-14RX-X | RingTerm,Vyl,6AWG,1/4"Stud,PK10 | The PV6-14RX-X Pan-Term® Terminal is a vinyl insulated, ring terminal. Brazed seam protects terminal barrel from splitting during the crimp process. Internal barrel serrations assure good wire contact and maximum tensile strength. | C | 100 | 100 | 10 | 344.57
07498387123 | PV6-38R-T | RingTerm,Vyl,6AWG,3/8"Stud,PK200 | Ring Terminal, large wire, 6 AWG, 3/8" stud size, vinyl insulated, bulk package. | M | 1000 | 200 | 200 | 1483.64
07498312444 | PV6-38R-X | Ring Terminal,Vinyl,6AWG,3/8IN,PK10 | Ring Terminal, large wire, 6 AWG, 3/8" stud size, vinyl insulated, standard package. | C | 100 | 50 | 10 | 346.36
07498387017 | PV6-38RX-T | RingTerm,VylExp,6AWG,3/8"Stud,PK200 | Ring Terminal, large wire, 6 AWG, 3/8" stud size, vinyl expanded insulation, bulk package. | M | 1000 | 200 | 200 | 1720.1
07498387122 | PV6-56R-T | RingTerm,Vyl,6AWG,5/16"Stud,PK200 | Ring Terminal, large wire, 6 AWG, 5/16" stud size, vinyl insulated, bulk package. | M | 1000 | 200 | 200 | 1412.97
07498312442 | PV6-56R-X | RingTerm,Vyl,6AWG,5/16"Stud,PK10 | Ring Terminal, large wire, 6 AWG, 5/16" stud size, vinyl insulated, standard package. | C | 100 | 100 | 10 | 346.36
07498387016 | PV6-56RX-T | RingTerm,VylExp,6AWG,5/16"Stud,PK200 | Ring Terminal, large wire, 6 AWG, 5/16# stud size, vinyl expanded insulation, bulk package. | M | 1000 | 200 | 200 | 1720.1
07498387113 | PV6-8R-E | RingTerm,Vyl,6AWG,#8Stud,PK20 | Ring Terminal, large wire, 6 AWG, #8 stud size, vinyl insulated, standard package. | C | 100 | 20 | 20 | 344.64
07498387119 | PV6-8R-T | RingTerm,LrgWire,Vinyl,6AWG,#8Stud,PK200 | Ring Terminal, large wire, 6 AWG, #8 stud size, vinyl insulated, bulk package. | M | 1000 | 200 | 200 | 1440.43
07498369503 | PV8-10R-QY | Ring Terminal,Vinyl,8AWG,#10,PK25 | The PV8-10R-QY Pan-Term® Terminal is a vinyl insulated, ring terminal. Brazed seam protects terminal barrel from splitting during the crimp process. Internal barrel serrations assure good wire contact and maximum tensile strength. | C | 100 | 25 | 25 | 244.15
07498342117 | PV8-10R-TY | RingTerm,Vyl,8AWG,#10Stud,PK200 | The PV8-10R-TY Pan-Term® Terminal is a vinyl insulated, ring terminal. Brazed seam protects terminal barrel from splitting during the crimp process. Internal barrel serrations assure good wire contact and maximum tensile strength. | M | 1000 | 200 | 200 | 1045.97
07498369504 | PV8-10RX-QY | RingTerm,Vyl,8AWG,#10Stud,PK25 | Ring Terminal, large wire, 8 AWG, #10 stud size, vinyl expanded insulation, standard package. | C | 100 | 125 | 25 | 266.63
07498342137 | PV8-10RX-TY | RingTerm,VylExp,8AWG,#10Stud,PK200 | The PV8-10RX-TY Pan-Term® Terminal is a vinyl insulated, ring terminal. Brazed seam protects terminal barrel from splitting during the crimp process. Internal barrel serrations assure good wire contact and maximum tensile strength. | M | 1000 | 200 | 200 | 1087.62
07498342161 | PV8-12R-TY | RingTerm,Vyl,8AWG,1/2"Stud,PK200 | Ring Terminal, large wire, 8 AWG, 1/2" stud size, vinyl insulated, bulk package. | M | 1000 | 200 | 200 | 1499.41
07498312451 | PV8-12R-XY | RingTerm,Vyl,8AWG,1/2"Stud,PK10 | Ring Terminal, large wire, 8 AWG, 1/2" stud size, vinyl insulated, 10 pc. package quantity. | C | 100 | 50 | 10 | 274.45
07498342171 | PV8-12RX-TY | RingTerm,VylExp,8AWG,1/2"Stud,PK200 | Ring Terminal, large wire, 8 AWG, 1/2" stud size, vinyl expanded insulation, bulk package. | M | 1000 | 200 | 200 | 1790.74
07498369507 | PV8-14R-QY | Ring Terminal,Vinyl,8AWG,1/4IN,PK25 | The PV8-14R-QY Pan-Term® Terminal is a vinyl insulated, ring terminal. Brazed seam protects terminal barrel from splitting during the crimp process. Internal barrel serrations assure good wire contact and maximum tensile strength. | C | 100 | 25 | 25 | 244.15
07498342201 | PV8-14R-TY | RingTerm,Vyl,8AWG,1/4"Stud,PK200 | The PV8-14R-TY Pan-Term® Terminal is a vinyl insulated, ring terminal. Brazed seam protects terminal barrel from splitting during the crimp process. Internal barrel serrations assure good wire contact and maximum tensile strength. | M | 1000 | 200 | 200 | 1045.97
07498369508 | PV8-14RX-QY | RingTerm,Vyl,8AWG,1/4"Stud,PK25 | Ring Terminal, large wire, 8 AWG, 1/4" stud size, vinyl expanded insulation, standard package. | C | 100 | 25 | 25 | 279.96
07498342202 | PV8-14RX-TY | RingTerm,VylExp,8AWG,1/4"Stud,PK200 | Ring Terminal, large wire, 8 AWG, 1/4" stud size, vinyl expanded insulation, bulk package. | M | 1000 | 200 | 200 | 1141.96
07498369509 | PV8-38R-QY | Ring Terminal,Vinyl,8AWG,3/8IN,PK25 | Ring Terminal, large wire, 8 AWG, 3/8" stud size, vinyl insulated, standard package. | C | 100 | 125 | 25 | 244.15
07498341421 | PV8-38R-TY | RingTerm,Vyl,8AWG,3/8"Stud,PK200 | Ring Terminal, large wire, 8 AWG, 3/8" stud size, vinyl insulated, bulk package. | M | 1000 | 200 | 200 | 1260.28
07498369510 | PV8-38RX-QY | RingTerm,Vyl,8AWG,3/8"Stud,PK25 | Ring Terminal, large wire, 8 AWG, 3/8" stud size, vinyl expanded insulation, standard package. | C | 100 | 125 | 25 | 279.96
07498369511 | PV8-56R-QY | Ring Terminal,Vinyl,8AWG,5/16IN,PK25 | Ring Terminal, large wire, 8 AWG, 5/16" stud size, vinyl insulated, standard package. | C | 100 | 25 | 25 | 251.44
07498341167 | PV8-56R-TY | RingTerm,Vyl,8AWG,5/16"Stud,PK200 | Ring Terminal, large wire, 8 AWG, 5/16" stud size, vinyl insulated, bulk package. | M | 1000 | 200 | 200 | 1236.23
07498369512 | PV8-56RX-QY | RingTerm,Vyl,8AWG,5/16"Stud,PK25 | Ring Terminal, large wire, 8 AWG, 5/16" stud size, vinyl expanded insulation, standard package. | C | 100 | 125 | 25 | 274.63
07498341169 | PV8-56RX-TY | RingTerm,VylExp,8AWG,5/16"Stud,PK200 | Ring Terminal, large wire, 8 AWG, 5/16" stud size, vinyl expanded insulation, bulk package. | M | 1000 | 200 | 200 | 1550.01
07498369513 | PV8-8R-QY | Ring Terminal,Vinyl,8AWG,#8,PK25 | Ring Terminal, large wire, 8 AWG, #8 stud size, vinyl insulated, standard package. | C | 100 | 25 | 25 | 251.44
07498341170 | PV8-8R-TY | RingTerm,Vyl,8AWG,#8Stud,PK200 | Ring Terminal, large wire, 8 AWG, #8 stud size, vinyl insulated, bulk package. | M | 1000 | 200 | 200 | 1026.05
07498303031 | PV8-8RN-Q | RingTerm,Narrow,Vyl,8AWG,#8Stud,PK25 | Ring Terminal, narrow tongue, large wire, 8 AWG, #8 stud size, vinyl insulated, standard package. | C | 100 | 125 | 25 | 251.44
07498399868 | PV8-8RN-T | RingTerm,Narrow,Vyl,8AWG,#8Stud,PK200 | Ring Terminal, narrow tongue, large wire, 8 AWG, #8 stud size, vinyl insulated, bulk package. | M | 1000 | 200 | 200 | 1077.37
07498342203 | PV8-8RX-TY | RingTerm,VylExp,8AWG,#8Stud,PK200 | Ring Terminal, large wire, 8 AWG, #8 stud size, vinyl expanded insulation, bulk package. | M | 1000 | 200 | 200 | 1176.23
61305625398 | PVS0204D72YA | Vinyl Adhesive Sign, 2.25"x4.50", 'Dange | Vinyl adhesive sign, 2.25" H x 4.50" W, DANGER header, 'High Voltage' (legend), vinyl adhesive, red and black/white, 1 sign/card, 5 cards/package. | PC | 1 | 20 | 5 | 1.69
07498371319 | PVS0305W2101Y | SIGN,WARNING POTENTIAL ARC,B/O/W,PK5 | NFPA 70E Arc flash label, 3.5" H x 5.0" W (88.9mm x 127.0mm), Warning header, 'Arc Flash &amp, Shock Hazard, Appropriate PPE Required' with detailed write-on area, vinyl adhesive, orange header and black/white, 1 sign/card, 5 cards/package. | PC | 1 | 25 | 5 | 3.09
07498312070 | PVS0305W2102Y | SGN,WRNNG ARC FLSH,2009NFPA70E,B/O/W,PK5 | NEC warning label, 3.5" H x 5.0" W (88.9mm x 127.0mm), warning header, 'Arc flash and shock hazard appropriate PPE required...' (legend) with symbol, vinyl adhesive, orange header and black/white, 1 sign/card, 5 cards/package. | PC | 1 | 25 | 5 | 2.96
07498371328 | PVS0710D72Y | SIGN,DANGER HI VOLT..,RD/BL/WH,PK5 | Vinyl adhesive sign, 7.0" H x 10.0" W, danger header, 'High voltage' (legend), vinyl adhesive, red and black/white, 1 sign/card, 1 card/package. | PC | 1 | 25 | 1 | 9.12
61305609841 | PVT-1016-Q | SFTYTAG,DGR DO NOT ENTER,BK B,PE,25 | Safety Tags, DANGER DO NOT ENTER, BK B, Polyethylene Plastic, PK25 | PK | 1 | 1 | 1 | 49.78
61305609845 | PVT-1017-Q | SFTYTAG,DGR DO NOT OPERATE,BK B,PE,25 | Safety Tags, 5.75in x 3.25in, Front: DANGER DO NOT OPERATE", Back: "DANGER DO NOT REMOVE THIS TAG REMARKS: ______ SEE OTHER SIDE", Polyethylene Plastic is high-strength and resists chemicals, tears, and abrasions, Protects information from moisture, chemi | PK | 1 | 1 | 1 | 49.78
61305610200 | PVT-1125 | SFTYTAG,DGR DO NT OP(BI-SP),BK STD,PE,5 | Safety Tags, 5.75" x 3.25", 'FRONT: DANGER DO NOT OPERATE / PELIGRO NO OPERAR' (legend), Polyethylene Plastic, Red/Black on White, 5 pc. | PK | 1 | 1 | 1 | 10.22
07498370003 | PVT-113-Q | TAG,CAUTION HEADER,BL/YL,PK25 | Write-on safety tag, 3.00" W x 5.75" H, caution header, blank (no legend), semi-rigid vinyl, black/yellow, 25 tags and ties/package. | PK | 1 | 4 | 1 | 38.56
07498397915 | PVT-15 | TAG,DNGR DNT OPER,RD/BL/WH,PK5 | The PVT-15 Write-On Safety Identification Tag is 2-sided and constructed of semi-rigid vinyl. Legend reads "DANGER DO NOT OPERATE". Recommended for indoor use. 3" x 5.75" (76.2 mm x 146 mm). Color Red and Black/White. 5 tags per package. | PK | 1 | 20 | 1 | 11.79
07498370083 | PVT-153-Q | TAG,DNGR DNT OPER EQ,RD/BL/WH,PK25 | Write-on safety tag, 3.00" W x 5.75" H, danger header, 'Do not operate equipment locked out' (legend), semi-rigid vinyl, red and black/white, 25 tags and ties/package. | PK | 1 | 4 | 1 | 48.11
07498370091 | PVT-161-Q | TAG,DNGR DNT OPER(Bi),RD/BL/WH,PK25 | Bilingual write-on safety tag, 3.00" W x 5.75" H, danger header, 'Do not operate'/'No usar' (legend), semi-rigid vinyl, red/black/white, 25 tags and ties/package. | PK | 1 | 4 | 1 | 48.11
07498371410 | PVT-179-Q | TAG,BLANK,RD,PK25 | Write-on safety tag, 3.00" W x 5.75" H, blank (no legend), semi-rigid vinyl, red, 25 tags and ties/package. | PK | 1 | 4 | 1 | 38.56
07498397923 | PVT-23 | TAG,DNGR DNT OPER EL WR,RD/BL/WH,PK5 | Write-on safety tag, 3.00" W x 5.75" H, danger header, 'Do not operate electricians at work' (legend), semi-rigid vinyl, red and black/white, 5 tags and ties/package. | PK | 1 | 20 | 1 | 12.39
07498369871 | PVT-23-Q | TAG,DNGR DNT OPER EL,RD/BL/WH,PK25 | Write-on safety tag, 3.00" W x 5.75" H, danger header, 'Do not operate electricians at work' (legend), semi-rigid vinyl, red and black/white, 25 tags and ties/package. | PK | 1 | 4 | 1 | 48.11
07498397930 | PVT-30 | TAG,DANGER ELECTRICIAN..,RD/BL/WH,PK5 | Write-on safety tag, 3.00" W x 5.75" H, danger header, 'Electricians blocking tag..' (legend), semi-rigid vinyl, red and black/white, 5 tags and ties/package. | PK | 1 | 10 | 1 | 12.39
07498397941 | PVT-41 | TAG,DANGER DO NOT..,RD/BL/WH,PK5 | The PVT-41 Write-On Safety Identification Tag is 2-sided and constructed of semi-rigid vinyl. Legend reads "DANGER DO NOT OPERATE". Recommended for indoor use. 3" x 5.75" (76.2 mm x 146 mm). Color Red and Black/White. 5 tags per package. | PK | 1 | 20 | 1 | 11.79
07498369891 | PVT-42-Q | TAG,DANGER DO NOT OPE..,RD/BL/WH,PK25 | Write-on safety tag, 3.00" W x 5.75" H, danger header, 'Do not operate' (legend), semi-rigid vinyl, red and black/white, 25 tags and ties/package. | PK | 1 | 4 | 1 | 48.11
07498397943 | PVT-43 | TAG,DNGR DNT OPER EL DP,RD/BL/WH,PK5 | Write-on safety tag, 3.00" W x 5.75" H, danger header, 'Do not operate electrical department' (legend), semi-rigid vinyl, red and black/white, 5 tags and ties/package. | PK | 1 | 20 | 1 | 12.39
07498397944 | PVT-44 | TAG,DNGR DO NOT OPER..,RD/BL/WH,PK5 | Write-on safety tag, 3.00" W x 5.75" H, danger header, 'Do not operate maintenance department' (legend), semi-rigid vinyl, red and black/white, 5 tags and ties/package. | PK | 1 | 20 | 1 | 12.39
07498369972 | PVT-95-Q | TAG,BLANK,YL,PK25 | Write-on safety tag, 3.00" W x 5.75" H, blank (no legend), semi-rigid vinyl, yellow, 25 tags and ties/package. | PK | 1 | 4 | 1 | 38.56
07498397995 | PVT-96 | TAG,DANGER EQUIP..,RD/BL/WH,PK5 | Write-on safety tag, 3.00" W x 5.75" H, danger header, 'Equipment locked out' (legend), semi-rigid vinyl, red and black/white, 5 tags and ties/package. | PK | 1 | 4 | 1 | 12.39
07498397997 | PVT-98 | TAG,DANGER THIS TAG &..,RD/BL/WH,PK5 | Write-on safety tag, 3.00" W x 5.75" H, danger header, 'This tag & lock to be removed only by person shown on back' (legend), semi-rigid vinyl, red striped and black/white, 5 tags and ties/package. | PK | 1 | 10 | 1 | 11.79
07498334475 | PW100F-C | Panwrap,1.00 IDx100ft,NAT,1rl | The PW100F-C Pan-Wrap Split Harness Wrap features a patented slot pattern that provides improved flexibility and abrasion protection in any application. The unique wall design is easy for cable breakouts and reduces the installation time. The large overl | RL | 1 | 1 | 1 | 331.33
07498334476 | PW100F-C20 | Panwrap,1.00 IDx100ft,Black,1rl | The PW100F-C20 Pan-Wrap Split Harness Wrap features a patented slot pattern that provides improved flexibility and abrasion protection in any application. The unique wall design is easy for cable breakouts and reduces the installation time. The large ove | RL | 1 | 1 | 1 | 368.59
07498310382 | PW100F-C4 | Panwrap,1.00 IDx100ft,Yellow,1rl | The PW100F-C4 Pan-Wrap Split Harness Wrap features a patented slot pattern that provides improved flexibility and abrasion protection in any application. The unique wall design is easy for cable breakouts and reduces the installation time. The large over | RL | 1 | 1 | 1 | 400.07
07498310793 | PW100FR-C20Y | Panwrap,FR,1.00 IDx100ft,BLK,1rl | The PW100FR-C20Y Pan-Wrap Split Harness Wrap features a patented slot pattern that provides improved flexibility and abrasion protection in any application. The unique wall design is easy for cable breakouts and reduces the installation time. The large o | RL | 1 | 1 | 1 | 445.21
07498310779 | PW100FR-CY | Panwrap,FR,1.00 IDx100ft,NAT,1rl | The PW100FR-CY Pan-Wrap Split Harness Wrap features a patented slot pattern that provides improved flexibility and abrasion protection in any application. The unique wall design is easy for cable breakouts and reduces the installation time. The large ove | RL | 1 | 1 | 1 | 407.9
07498334479 | PW150F-L | Panwrap,1.50 IDx50ft,NAT,1rl | The PW150F-L Pan-Wrap Split Harness Wrap features a patented slot pattern that provides improved flexibility and abrasion protection in any application. The unique wall design is easy for cable breakouts and reduces the installation time. The large overl | RL | 1 | 1 | 1 | 293.54
07498334480 | PW150F-L20 | Panwrap,1.50 IDx50ft,Black,1rl | Pan-Wrap™ split harness wrap, 1.5" (38.1mm), 50 ft. (15.2m) per reel, polyethylene, black. | RL | 1 | 1 | 1 | 310.6
07498310795 | PW150FR-L20Y | Panwrap,FR,1.50 IDx50ft,BLK,1rl | The PW150FR-L20Y Pan-Wrap Split Harness Wrap features a patented slot pattern that provides improved flexibility and abrasion protection in any application. The unique wall design is easy for cable breakouts and reduces the installation time. The large o | RL | 1 | 1 | 1 | 356.16
07498310780 | PW150FR-LY | Panwrap,FR,1.50 IDx50ft,NAT,1rl | Pan-Wrap™ split harness wrap, 1.5" (38.1mm), 50 ft. (15m) per reel, flame retardant polyethylene, | RL | 1 | 1 | 1 | 343.52
07498398578 | PW50F-T | Panwrap, .50 IDx200ft,NAT,1rl | The PW50F-T Pan-Wrap Split Harness Wrap features a patented slot pattern that provides improved flexibility and abrasion protection in any application. The unique wall design is easy for cable breakouts and reduces the installation time. The large overla | RL | 1 | 1 | 1 | 252.62
07498398579 | PW50F-T20 | Panwrap, .50 IDx200ft,Black,1rl | The PW50F-T20 Pan-Wrap Split Harness Wrap features a patented slot pattern that provides improved flexibility and abrasion protection in any application. The unique wall design is easy for cable breakouts and reduces the installation time. The large over | RL | 1 | 1 | 1 | 277.47
07498310791 | PW50FR-T20Y | Panwrap,FR, .50 IDx200ft,BLK,1rl | The PW50FR-T20Y Pan-Wrap Split Harness Wrap features a patented slot pattern that provides improved flexibility and abrasion protection in any application. The unique wall design is easy for cable breakouts and reduces the installation time. The large ov | RL | 1 | 1 | 1 | 341.68
07498310777 | PW50FR-TY | Panwrap,FR, .50 IDx200ft,NAT,1rl | The PW50FR-TY Pan-Wrap Split Harness Wrap features a patented slot pattern that provides improved flexibility and abrasion protection in any application. The unique wall design is easy for cable breakouts and reduces the installation time. The large over | RL | 1 | 1 | 1 | 310.6
07498398580 | PW75F-C | Panwrap, .75 IDx100ft,NAT,1rl | The PW75F-C Pan-Wrap Split Harness Wrap features a patented slot pattern that provides improved flexibility and abrasion protection in any application. The unique wall design is easy for cable breakouts and reduces the installation time. The large overla | RL | 1 | 1 | 1 | 178.07
07498398581 | PW75F-C20 | Panwrap, .75 IDx1000ft,Black,1rl | The PW75F-C20 Pan-Wrap Split Harness Wrap features a patented slot pattern that provides improved flexibility and abrasion protection in any application. The unique wall design is easy for cable breakouts and reduces the installation time. The large over | RL | 1 | 1 | 1 | 196.73
07498310792 | PW75FR-C20Y | Panwrap,FR, .50 IDx250ft,BLK,1rl | The PW75FR-C20Y Pan-Wrap Split Harness Wrap features a patented slot pattern that provides improved flexibility and abrasion protection in any application. The unique wall design is easy for cable breakouts and reduces the installation time. The large ov | RL | 1 | 1 | 1 | 238.13
07498310778 | PW75FR-CY | Panwrap,FR, .50 IDx250ft,NAT,1rl | The PW75FR-CY Pan-Wrap Split Harness Wrap features a patented slot pattern that provides improved flexibility and abrasion protection in any application. The unique wall design is easy for cable breakouts and reduces the installation time. The large over | RL | 1 | 1 | 1 | 215.36
07498336467 | PWMHH12-M300 | CableTieMnt,WingedPshMnt,WR,HS,BL,PK1000 | The winged push barb cable tie mount requires a 0.51" (13.0 mm) hole and is black. It is made of weather-resistant nylon 6.6, which increases mechanical strength, heat and wear resistance, and stiffness. It comes in packages of 1000. | M | 1000 | 1000 | 1000 | 296.98
07498358374 | PWMS-H25-C | CableTieMnt,WingedPshMnt,Nat,PK100 | Panduit PWMS-H25-C Fir Winged Push Barb Mounts have a winged base that applies pressure on the panel wall to provide a more secure mount in high vibration application. Mounts are inserted int a 0.25” (6.5mm) pre-drilled hole. For use in indoor environment | C | 100 | 1000 | 100 | 41.28
07498358375 | PWMS-H25-M | CableTieMnt,WingedPshMnt,Nat,PK1000 | Panduit PWMS-H25-M winged push barb cable ties are designed for mounting a cable into a pre-drilled hole sized .229" to .255" (5.8mm - 6.5mm) and for maximum panel thickness of .105" (2.7mm). Made of Nylon 6.6, which increases mechanical strength, heat a | M | 1000 | 1000 | 1000 | 299.06
07498324800 | PWMS-H25-M0 | CableTieMnt,WingedPshMnt,WR,BL,PK1000 | Panduit PWMS-H25-M0 Fir Winged Push Barb Mounts have a winged base that applies pressure on the panel wall to provide a more secure mount in high vibration application. Mounts are inserted int a 0.25” (6.5mm) pre-drilled hole. For use in indoor environmen | M | 1000 | 1000 | 1000 | 310.39
07498345675 | PWT100 | 1 Inch Panwrap Tool,EA | Pan-Wrap™ installation tool, for use with PW100F-series, 1" (25.4mm), white. | PC | 1 | 10 | 1 | 12.27
07498345676 | PWT150 | 1.50 Inch Panwrap Tool,EA | Pan-Wrap™ installation tool, for use with PW150F-series, 1.50" (38.1mm), white. | PC | 1 | 10 | 1 | 14.13
07498322257 | PWT38 | .375 Inch Panwrap Tool,EA | Pan-Wrap™ installation tool, for use with PW38F-series, 3/8" (9.5mm), white. | EA | 1 | 10 | 1 | 9.17
07498398582 | PWT50 | .50 Inch Panwrap Tool,EA | Pan-Wrap™ installation tool, for use with PW50F-series, .50" (12.7mm), white. | PC | 1 | 10 | 1 | 9.69
07498398583 | PWT75 | .75 InchPanwrap Tool,EA | Pan-Wrap™ installation tool, for use with PW75F-series, .75" (19.1mm), white. | PC | 1 | 10 | 1 | 10.12
07498375000 | PX-0 | Pen,Permanent,RegularTip,BL,PK12 | Permanent marking pen, regular tip, black. | PC | 1 | 12 | 12 | 10.29
07498375020 | PX-2 | Pen,Permanent,RegularTip,RD,PK12 | Permanent marking pen, regular tip, red. | PC | 1 | 12 | 12 | 11.32
07498300385 | PZAEGK | Enclosure Grounding Kit,EA | Grounding kit for use with PZAEWM3 and PZBASE3. | KT | 1 | 3 | 1 | 53.32
61305631387 | PZWMCGK | ZnCblng,CabJmprGroundKit,GR/YL,EA | Cabinet Jumper Grounding Kit, Includes Two 6" Jumpers, One 16" Jumper, and One 18" Jumper with 1/4" Stud Hole LCB Lugs. | KT | 1 | 1 | 1 | 92.67
07498308304 | QB-BASE120-Q | MountingBase,1.20x1.20,#8,BL,PK25 | Mounting platform that is inserted in Quick-Build pegs 1.2 x 1.2 (30.48mm x 30.48mm), Allows test fixtures, corner posts, wire end holders,and other harness board accessories to be installed to provide a complete Quick-Buildâ„¢ harness system. Compatible | C | 100 | 50 | 25 | 536.2
07498308303 | QB-BASE175-Q | MountingBase,1.75x1.75,BL,PK25 | Mounting platform that is inserted in Quick-Build mounting pegs 1.75 x 1.75 (44.45mm x 44.45mm), Allows elastic retainers, wire end holders, corner postes, bundle retainers and other harness board accessories to create a complete Quick-Buildâ„¢ harness sy | C | 100 | 50 | 25 | 633.4
07498310213 | QB-CONN | Tile Connector,5 per package,EA | Grid tile connector to ensure accurate alignment of Grid System, One package includes 5 pieces. | PK | 1 | 10 | 1 | 91.5
07498308320 | QB-FN1-Q | FiveNailBase,Use w/HBN1-T,PK25 | Five nail holder to accommodate up to five 1 nails. | C | 100 | 50 | 25 | 958.45
07498308321 | QB-FN2-Q | FiveNailBase,Use w/HBN2-T,PK25 | Five nail holder to accommodate up to five 2 nails. | C | 100 | 50 | 25 | 958.45
07498308322 | QB-FN3-Q | FiveNailBase,Use w/HBN3-T,PK25 | Five nail holder to accommodate up to five 3 nails. | C | 100 | 50 | 25 | 914.89
61305601465 | QB-KIT1 | Quick-Build Starter Kit, EA | Panduit QB-KIT1 Quick-Build™ Harness Board Starter Kit allows customers to order a single part number and receive an assortment of our core Quick-Build™ components and various harness board accessories. These items in the kits are a modular, reusable solu | KT | 1 | 1 | 1 | 667.18
61305625478 | QB-KIT1-GRY | QUICK-BUILD STARTER KIT, GRAY TILES | Quick-Build Starter Kit, Gray Tiles, EA | KT | 1 | 1 | 1 | 700.57
61305625665 | QB-KIT2 | QUICK-BUILD STARTER KIT | Panduit QB-KIT2 Quick-Build™ Harness Board Starter Kit allows customers to order a single part number and receive an assortment of our core Quick-Build™ components and various harness board accessories. These items in the kits are a modular, reusable solu | KT | 1 | 1 | 1 | 667.18
61305625666 | QB-KIT2-GRY | QUICK-BUILD STARTER KIT, GRAY TILES | Quick-Build Starter Kit, Gray Tiles, EA | KT | 1 | 1 | 1 | 700.57
07498308302 | QB-MOUNT-L | MountingPegs,use w/NailBase,PK50 | Panduit QB-MOUNT-L Harness Board Pegs can be positioned and relocated. They allow accessories to rotate as needed even after mounting pegs have been installed into grid tile. For use with Quick-Build™ single nail holders and five nail holders and Quick-Bu | C | 100 | 100 | 50 | 636.75
61305625540 | QB-RER.5-X | QuickBuildPegwRER.5ForQuickBuildSys,PK10 | Quick-Build Peg with RER.5 pre-installed for use with Quick-Build System, 10 per package | PC | 1 | 50 | 10 | 11.81
61305625541 | QB-RER.75-X | QuickBuildPegwRER.75ForQuickBuildSysPK10 | Quick-Build Peg with RER.75 pre-installed for use with Quick-Build System, 10 per package | PC | 1 | 50 | 10 | 12.17
61305625543 | QB-RER1.25-X | QuickBuildPegRER1.25ForQuickBuildSysPK10 | Quick-Build Peg with RER1.25 pre-installed for use with Quick-Build System, 10 per package | PC | 1 | 50 | 10 | 13.29
61305625544 | QB-RERBASE-X | QuickBuildPegForRER.5,RER.75,RER1.25PK10 | Quick-Build Peg suitable to utilize existing RER.5, RER.75, and RER1.25 products with Quick-Build System. No tools or screws required. Color: Black, 10 per package | PC | 1 | 50 | 10 | 3.91
07498310209 | QB-S25-1000-L | Screws, 1/4" size, 1" long,PK50 | Quick-Build Screws; 1/4 size; 1 long; 50 per package | C | 100 | 250 | 50 | 63.86
07498310208 | QB-S25-500-C | Screws, 1/4" size, 1/2" long,PK100 | Quick-Build Screws; 1/4 size; 1/2 long; 100 per package | C | 100 | 500 | 100 | 30.01
07498310198 | QB-S6-500-C | Screws, #6 size, 1/2" long,PK100 | Quick-Build Screws; #6 size; 1/2 long; 100 per package | C | 100 | 500 | 100 | 11.61
07498310205 | QB-S8-500-C | Screws, #8 size, 1/2" long,PK100 | Quick-Build Screws; #8 size; 1/2 long; 100 per package | C | 100 | 500 | 100 | 12.94
07498310207 | QB-S8-750-C | Screws, #8 size, 3/4" long,PK100 | Quick-Build Screws; #8 size; 3/4 long; 100 per package | C | 100 | 500 | 100 | 14.46
07498308313 | QB-SN1-Q | SingleNailBase,Use w/HBN1-T,PK25 | Single nail holder to accommodate one 1 nail. | C | 100 | 50 | 25 | 663.56
07498308314 | QB-SN2-Q | SingleNailBase,Use w/HBN2-T,PK25 | Single nail holder to accommodate one 2 nail. | C | 100 | 50 | 25 | 663.56
07498308315 | QB-SN3-Q | SingleNailBase,Use w/HBN3-T,PK25 | Single nail holder to accommodate one 3 nail. | C | 100 | 50 | 25 | 663.56
07498308053 | QB-TILE | GridTile, 1'x1', BL,8 Per PK,EA | Panduit QB-TILE Harness Board Tiles are the square base component that allows Quick-Build™ mounting pegs and platforms to create a modular harness system. With a variety of harness board accessories these tiles are the foundation for your harness boards s | PK | 1 | 1 | 1 | 343.17
61305625439 | QB-TILE-GRY | Quick-Build Grid Tile, 1' X 1', 8 per Pa | Quick-Build Grid Tile, 1' X 1', (305mmx305mm) 8 per Package, Gray | PK | 1 | 1 | 1 | 360.3
07498310210 | QB-WASHER-Q | ReplaceableWasher,QB-MOUNT-L,PK25 | Quick-Build Replaceable Washer for QB-MOUNT-L; 25 per package | C | 100 | 50 | 25 | 122.18
61305625532 | QB-WEH1012-Q | WireEndHLDRForQuick-BuildSys,YL,PK25 | Quick-Build Wire End Holder for Quick-Build System. Suitable for #10-#12 gauge wire, holds 3 Wires. Color: Yellow, 25 per package | PC | 1 | 25 | 25 | 7.75
61305625531 | QB-WEH1416-Q | WireEndHLDRForQuick-BuildSys,BU,PK25 | Quick-Build Wire End Holder for Quick-Build System. Suitable for #14-#16 gauge wire, holds 4 wires. Color: Blue, 25 per package | PC | 1 | 25 | 25 | 7.75
61305625660 | QB-WEH1822-Q | WireEndHLDRForQuick-BuildSys,RD,PK25 | Quick-Build Wire End Holder for Quick-Build System. Suitable for #18-#22 gauge wire, holds 6 wires. Color: Red, 25 per package | PC | 1 | 25 | 25 | 7.75
07498339430 | R050X075V1T | TT,Turn-TellLbl,.5"x.75"x.25",CL/WH,5000 | The thermal transfer Turn-Tell label made of vinyl has an innovative design that allows it to rotate to any angle for improved visibility, aesthetics, and easy repositioning on wires and cables. The label has a print-on area 0.25" (6.4 mm) high. It can ea | M | 1000 | 5000 | 5000 | 90.36
07498379993 | R050X075X1J | LSIJ,TurnTellLbl,.5"x.75"x.25",CLWH,5000 | The laser/ink jet, self-laminating Turn-Tell label made of polymer has an innovative design that allows it to rotate to any angle for improved visibility, aesthetics, and easy repositioning on wires and cables. The label has a print-on area 0.25" (6.4 mm) | M | 1000 | 5000 | 5000 | 133.77
07498339460 | R050X125V1T | TTTurn-TellLbl,.5"x.1.25"x.38",CLWH,5000 | The thermal transfer Turn-Tell label made of vinyl has an innovative design that allows it to rotate to any angle for improved visibility, aesthetics, and easy repositioning on wires and cables. The label has a print-on area 0.38" (9.7 mm) high. It can ea | M | 1000 | 5000 | 5000 | 108.45
07498379992 | R050X125X1J | LSIJ,TurnTellLbl,.5"x.1.25"x.38",WH,5000 | The laser/ink jet, self-laminating Turn-Tell label made of polymer has an innovative design that allows it to rotate to any angle for improved visibility, aesthetics, and easy repositioning on wires and cables. The label has a print-on area 0.38" (9.7 mm) | M | 1000 | 5000 | 5000 | 216.13
07498339429 | R050X150V1T | TT,Turn-TellLbl,.5"x.1.5"x.5",CL/WH,5000 | The thermal transfer Turn-Tell label made of vinyl has an innovative design that allows it to rotate to any angle for improved visibility, aesthetics, and easy repositioning on wires and cables. The label has a print-on area 0.50" (12.7 mm) high. It can e | M | 1000 | 5000 | 5000 | 115.51
07498379991 | R050X150X1J | LSIJ,Turn-TellLbl,.5"x.1.50"x.5",WH,2500 | The laser/ink jet, self-laminating Turn-Tell label made of polymer has an innovative design that allows it to rotate to any angle for improved visibility, aesthetics, and easy repositioning on wires and cables. The label has a print-on area 0.50" (12.7 mm | M | 1000 | 2500 | 2500 | 200.73
07498321946 | R100X075V1C | P1 Turn-Tell Cass,1.0"x.75"x.25",CL/WH | White print-on area, 18 – 14 AWG wire/cable, 150/cassette. | PC | 1 | 10 | 1 | 68.95
61305676166 | R100X075V1M | MP Cassette, Turn-Tell Self-Laminating L | The R100X075V1M Self-Laminating Turn-Tell Label Cassette includes both label material and ribbon for easy changeover. The label design allows rotation for visibility from any angle - reposition on the wire/cable to align legends and improve aesthetics. Ca | PC | 1 | 1 | 1 | 76.44
07498321934 | R100X075V1T | TT,Turn-TellLbl,1"x.75"x.25",CL/WH,2500 | The thermal transfer Turn-Tell label made of vinyl has an innovative design that allows it to rotate to any angle for improved visibility, aesthetics, and easy repositioning on wires and cables. The label has a print-on area 0.25" (6.4 mm) high. It can ea | M | 1000 | 2500 | 2500 | 117.13
07498379984 | R100X075X1J | LSIJ,Turn-TellLbl,1"x.75"x.5",CL/WH,2500 | The R100X075X1J Laser/Inkjet Turn-Tell Label has an innovative design that allows it to rotate to any angle for improved visibility, aesthetics, and repositioning on wires/cables. It can easily be installed on existing terminated wires/assemblies and doe | M | 1000 | 2500 | 2500 | 201.47
07498321947 | R100X125V1C | P1 Turn-Tell Cass,1.0"x1.25"x.38",CL/WH | White print-on area, 12 – 10 AWG wire/cable, Cat. 3 UTP cable, 100/cassette. | PC | 1 | 10 | 1 | 67.75
61305676172 | R100X125V1M | MP Cassette, Turn-Tell Self-Laminating L | The R100X125V1M Self-Laminating Turn-Tell Label Cassette includes both label material and ribbon for easy changeover. The label design allows rotation for visibility from any angle - reposition on the wire/cable to align legends and improve aesthetics. Ca | PC | 1 | 1 | 1 | 80.49
07498321935 | R100X125V1T | TT,Turn-TellLbl,1"x1.25"x.38",CL/WH,2500 | The R100X125V1T Thermal Transfer Turn-Tell Label has an innovative design that allows it to rotate to any angle for improved visibility, aesthetics, and repositioning on wires/cables. It can easily be installed on existing terminated wires/assemblies and | M | 1000 | 2500 | 2500 | 118.37
07498379983 | R100X125X1J | LSIJ,TurnTellLbl,1"x.1.25"x.5",CLWH,2500 | The R100X125X1J Laser/Inkjet Turn-Tell Label has an innovative design that allows it to rotate to any angle for improved visibility, aesthetics, and repositioning on wires/cables. It can easily be installed on existing terminated wires/assemblies and doe | M | 1000 | 2500 | 2500 | 327.44
07498321944 | R100X150V1C | P1 Turn-Tell Cass,1.0"x1.5"x.5",CL/WH | The R100X150V1C Turn-Tell Label Cassette includes both label material and ribbon for easy changeover. The label design allows rotation for visibility from any angle - reposition on the wire/cable to align legends and improve aesthetics. Can be easily inst | PC | 1 | 10 | 1 | 69.92
61305676173 | R100X150V1M | MP Cassette, Turn-Tell Self-Laminating L | Panduit R100X150V1M Turn-Tell label cassettes, have an innovative design that allows label rotation to any angle for improved visibility, aesthetics, and easy repositioning. Label is 1.0" x 1.5” with 1.0" x 0.5" white print-on area and clear overlaminate. | PC | 1 | 1 | 1 | 66.45
07498321933 | R100X150V1T | TT,Turn-Tell Lbl,1"x1.5"x0.5",CL/WH,2500 | The R100X150V1T Thermal Transfer Turn-Tell Label has an innovative design that allows it to rotate to any angle for improved visibility, aesthetics, and repositioning on wires/cables. It can easily be installed on existing terminated wires/assemblies and | M | 1000 | 5000 | 2500 | 194.92
07498357191 | R100X150V2C | P1 Turn-Tell Cass,1.0"x1.5"x.5",CL/BU | Blue print-on area, 10 – 6 AWG wire/cable, Cat. 5e/6/6e UTP and Cat. 5e FTP cable, 100/cassette. | PC | 1 | 10 | 1 | 80.81
07498331764 | R100X150V2T | TT,Turn-Tell Lbl,1"x1.5"x0.5",CL/BL,2500 | The thermal transfer Turn-Tell label made of vinyl has an innovative design that allows it to rotate to any angle for improved visibility, aesthetics, and easy repositioning on wires and cables. The label has a print-on area 0.50" (12.7 mm) high. It can e | M | 1000 | 5000 | 2500 | 220.72
07498357195 | R100X150V3C | P1 Turn-Tell Cass,1.0"x1.5"x.5",CL/GR | Green print-on area, 10 – 6 AWG wire/cable, Cat. 5e/6/6e UTP and Cat. 5e FTP cable, 100/cassette. | PC | 1 | 10 | 1 | 80.81
07498331765 | R100X150V3T | TT,Turn-Tell Lbl,1"x1.5"x0.5",CL/GR,2500 | The thermal transfer Turn-Tell label made of vinyl has an innovative design that allows it to rotate to any angle for improved visibility, aesthetics, and easy repositioning on wires and cables. The label has a print-on area 0.50" (12.7 mm) high. It can e | M | 1000 | 2500 | 2500 | 220.72
07498357197 | R100X150V7C | P1 Turn-Tell Cass,1.0"x1.5"x.5",CL/RD | Red print-on area, 10 – 6 AWG wire/cable, Cat. 5e/6/6e UTP and Cat. 5e FTP cable, 100/cassette. | PC | 1 | 10 | 1 | 80.81
07498331767 | R100X150V7T | TT,Turn-Tell Lbl,1"x1.5"x0.5",CL/RD,2500 | The thermal transfer Turn-Tell label made of vinyl has an innovative design that allows it to rotate to any angle for improved visibility, aesthetics, and easy repositioning on wires and cables. The label has a print-on area 0.50" (12.7 mm) high. It can e | M | 1000 | 5000 | 2500 | 220.72
07498357216 | R100X150V8C | P1 Turn-Tell Cass,1.0"x1.5".5",CL/YL | Yellow print-on area, 10 – 6 AWG wire/cable, Cat. 5e/6/6e UTP and Cat. 5e FTP cable, 100/cassette. | PC | 1 | 10 | 1 | 80.81
07498331769 | R100X150V8T | TT,Turn-Tell Lbl,1"x1.5"x0.5",CL/YL,2500 | The thermal transfer Turn-Tell label made of vinyl has an innovative design that allows it to rotate to any angle for improved visibility, aesthetics, and easy repositioning on wires and cables. The label has a print-on area 0.50" (12.7 mm) high. It can e | M | 1000 | 5000 | 2500 | 214.43
07498379981 | R100X150X1J | LSIJ,TurnTellLbl,1"x1.5"x0.5",CL/WH,1000 | The R100X150X1J Laser/Inkjet Turn-Tell Label has an innovative design that allows it to rotate to any angle for improved visibility, aesthetics, and repositioning on wires/cables. It can easily be installed on existing terminated wires/assemblies and doe | M | 1000 | 1000 | 1000 | 390.28
07498397646 | R100X150X2J | LSIJ,TurnTellLbl,1"x1.5"x0.5",CL/BL,1000 | The laser/ink jet, self-laminating Turn-Tell label made of polymer has an innovative design that allows it to rotate to any angle for improved visibility, aesthetics, and easy repositioning on wires and cables. The label has a print-on area 0.50" (12.7 mm | M | 1000 | 1000 | 1000 | 519.25
07498397647 | R100X150X7J | LSIJ,TurnTellLbl,1"x1.5"x0.5",CL/RD,1000 | The laser/ink jet, self-laminating Turn-Tell label made of polymer has an innovative design that allows it to rotate to any angle for improved visibility, aesthetics, and easy repositioning on wires and cables. The label has a print-on area 0.50" (12.7 mm | M | 1000 | 1000 | 1000 | 441.95
07498397645 | R100X150X8J | LSIJ,TurnTellLbl,1"x1.5"x0.5",CL/YL,1000 | The laser/ink jet, self-laminating Turn-Tell label made of polymer has an innovative design that allows it to rotate to any angle for improved visibility, aesthetics, and easy repositioning on wires and cables. The label has a print-on area 0.50" (12.7 mm | M | 1000 | 1000 | 1000 | 441.95
07498321945 | R100X225V1C | P1 Turn-Tell Cass,1.0"x2.25"x.75",CL/WH | The R100X225V1C Turn-Tell Label Cassette includes both label material and ribbon for easy changeover. The label design allows rotation for visibility from any angle - reposition on the wire/cable to align legends and improve aesthetics. Can be easily inst | PC | 1 | 10 | 1 | 88.94
61305676174 | R100X225V1M | MP Cassette, Turn-Tell Self-Laminating L | The R100X225V1M Self-Laminating Turn-Tell Label Cassette includes both label material and ribbon for easy changeover. The label design allows rotation for visibility from any angle - reposition on the wire/cable to align legends and improve aesthetics. Ca | PC | 1 | 1 | 1 | 84.52
07498321936 | R100X225V1T | TT,Turn-TellLbl,1"x2.25"x.75",CL/WH,2500 | The R100X225V1T Thermal Transfer Turn-Tell Label has an innovative design that allows it to rotate to any angle for improved visibility, aesthetics, and repositioning on wires/cables. It can easily be installed on existing terminated wires/assemblies and | M | 1000 | 2500 | 2500 | 336.92
07498331758 | R100X225V2T | TT,Turn-TellLbl,1"x2.25"x.75",CL/BL2500 | The thermal transfer Turn-Tell label made of vinyl has an innovative design that allows it to rotate to any angle for improved visibility, aesthetics, and easy repositioning on wires and cables. The label has a print-on area 0.75" (19.1 mm) high. It can e | M | 1000 | 2500 | 2500 | 370.62
07498331759 | R100X225V3T | TT,Turn-TellLbl,1"x2.25"x.75",CL/GR,2500 | The thermal transfer Turn-Tell label made of vinyl has an innovative design that allows it to rotate to any angle for improved visibility, aesthetics, and easy repositioning on wires and cables. The label has a print-on area 0.75" (19.1 mm) high. It can e | M | 1000 | 2500 | 2500 | 381.53
07498331762 | R100X225V7T | TT,Turn-TellLbl,1"x2.25"x.75",CL/RD,2500 | The thermal transfer Turn-Tell label made of vinyl has an innovative design that allows it to rotate to any angle for improved visibility, aesthetics, and easy repositioning on wires and cables. The label has a print-on area 0.75" (19.1 mm) high. It can e | M | 1000 | 2500 | 2500 | 381.53
07498357274 | R100X225V8C | P1 Turn-Tell Cass,1.0"x2.25"x.75",CL/YL | Yellow print-on area, 8 – 4 AWG wire/cable, Cat. 6 FTP and Cat. 6a/10Gig cable, 75/cassette. | PC | 1 | 10 | 1 | 102.72
07498331763 | R100X225V8T | TT,Turn-TellLbl,1"x2.25"x.75",CL/YL,2500 | The thermal transfer Turn-Tell label made of vinyl has an innovative design that allows it to rotate to any angle for improved visibility, aesthetics, and easy repositioning on wires and cables. The label has a print-on area 0.75" (19.1 mm) high. It can e | M | 1000 | 2500 | 2500 | 381.53
07498379927 | R100X225X1J | LSIJ,TurnTellLbl,1"x2.25"x.75",CLWH,1000 | The R100X225X1J Laser/Inkjet Turn-Tell Label has an innovative design that allows it to rotate to any angle for improved visibility, aesthetics, and repositioning on wires/cables. It can easily be installed on existing terminated wires/assemblies and doe | M | 1000 | 1000 | 1000 | 672.89
07498321937 | R100X400V1T | TT,Turn-Tell Label,1"x4"x1",CL/WH,1000 | The thermal transfer Turn-Tell label made of vinyl has an innovative design that allows it to rotate to any angle for improved visibility, aesthetics, and easy repositioning on wires and cables. The label has a print-on area 1.0" (25.4 mm) high. It can ea | M | 1000 | 2000 | 1000 | 491.8
07498379915 | R100X400X1J | LSIJ,Turn-Tell Label,1"x4"x1",CL/WH,1000 | The laser/ink jet, self-laminating Turn-Tell label made of polymer has an innovative design that allows it to rotate to any angle for improved visibility, aesthetics, and easy repositioning on wires and cables. The label has a print-on area 1.0" (25.4 mm | M | 1000 | 1000 | 1000 | 891.68
07498391923 | R150X150V1T | TT,Turn-TellLbl,1.5"x1.5"x.5",CL/WH,1000 | The R150X150V1T Thermal Transfer Turn-Tell Label has an innovative design that allows it to rotate to any angle for improved visibility, aesthetics, and repositioning on wires/cables. It can easily be installed on existing terminated wires/assemblies and | M | 1000 | 2000 | 1000 | 381.61
07498379908 | R150X150X1J | LSIJ,TurnTellLbl,1.5"x1.5"x.5",CLWH,1000 | The R150X150X1J Laser/Inkjet Turn-Tell Label has an innovative design that allows it to rotate to any angle for improved visibility, aesthetics, and repositioning on wires/cables. It can easily be installed on existing terminated wires/assemblies and doe | M | 1000 | 1000 | 1000 | 726.45
07498339494 | R200X150V1T | TT,Turn-Tell Lbl,2"x1.5"x0.5",CL/WH,1000 | The thermal transfer Turn-Tell label made of vinyl has an innovative design that allows it to rotate to any angle for improved visibility, aesthetics, and easy repositioning on wires and cables. The label has a print-on area 0.50 (12.7 mm) high. It can ea | M | 1000 | 1000 | 1000 | 591.15
07498379906 | R200X150X1J | LSIJ,Turn-TellLbl,2"x1.5"x.5",CL/WH,1000 | The laser/ink jet, self-laminating Turn-Tell label made of polymer has an innovative design that allows it to rotate to any angle for improved visibility, aesthetics, and easy repositioning on wires and cables. The label has a print-on area 0.50" (12.7 mm | M | 1000 | 1000 | 1000 | 895.44
07498321938 | R200X225V1T | TT,Turn-Tell Lbl,2"x2.25"x.5",CL/WH,1000 | The R200X225V1T Thermal Transfer Turn-Tell Label has an innovative design that allows it to rotate to any angle for improved visibility, aesthetics, and repositioning on wires/cables. It can easily be installed on existing terminated wires/assemblies and | M | 1000 | 1000 | 1000 | 645.59
07498379903 | R200X225X1J | LSIJ,TurnTellLbl,2"x2.25"x.75",CL/WH,500 | The laser/ink jet, self-laminating Turn-Tell label made of polymer has an innovative design that allows it to rotate to any angle for improved visibility, aesthetics, and easy repositioning on wires and cables. The label has a print-on area 0.75" (19.1 mm | M | 1000 | 500 | 500 | 942.6
07498321939 | R200X400V1T | TT,Turn-Tell Label,2"x4"x0.5",CL/WH,1000 | The thermal transfer Turn-Tell label made of vinyl has an innovative design that allows it to rotate to any angle for improved visibility, aesthetics, and easy repositioning on wires and cables. The label has a print-on area 0.50 (12.7 mm) high. It can ea | M | 1000 | 1000 | 1000 | 1265.63
07498379899 | R200X400X1J | LSRIJ,Turn-Tell Label,2"x4"x1",CL/WH,500 | The laser/ink jet, self-laminating Turn-Tell label made of polymer has an innovative design that allows it to rotate to any angle for improved visibility, aesthetics, and easy repositioning on wires and cables. The label has a print-on area 1.0" (25.4 mm) | M | 1000 | 500 | 500 | 1041.36
07498359342 | RAFCBI1-S6-C20 | CableMnt,RightAngleBase,1in,BL,PK100 | Panduit RAFCBI1-S6-C20 Right Angle Base Mounts support cables above the mounting surface. Mounts are 1.75” (44.4mm) in height and accept flat cables up to 1.0” (25.4mm) in width. For use in indoor environments and with #6 (M3) screws. Made of Nylon 6.6 ar | C | 100 | 200 | 100 | 127.67
07498358954 | RAFCBI1-S6-M20 | CableMnt,RightAngleBase,1in,BL,PK1000 | Panduit RAFCBI1-S6-M20 Right Angle Base Mounts support cables above the mounting surface. Mounts are 1.75” (44.4mm) in height and accept flat cables up to 1.0” (25.4mm) in width. For use in indoor environments and with #6 (M3) screws. Made of Nylon 6.6 ar | M | 1000 | 1000 | 1000 | 771.16
07498359343 | RAFCBI2-S6-C20 | CableMnt,RightAngleBase,2in,BL,PK100 | Panduit RAFCBI2-S6-C20 Right Angle Base Mounts support cables above the mounting surface. Mounts are 2.78” (70.6mm) in height and accept flat cables up to 2.0" (50.8 mm) in width. For use in indoor environments and with #6 (M3) screws. Made of Nylon 6.6 a | C | 100 | 200 | 100 | 149.26
07498358955 | RAFCBI2-S6-M20 | CableMnt,RightAngleBase,2in,BL,PK1000 | Panduit RAFCBI2-S6-M20 Right Angle Base Mounts support cables above the mounting surface. Mounts are 2.78” (70.6mm) in height and accept flat cables up to 2.0" (50.8 mm) in width. For use in indoor environments and with #6 (M3) screws. Made of Nylon 6.6 a | M | 1000 | 1000 | 1000 | 902.4
07498359344 | RAFCBI3-S6-C20 | CableMnt,RightAngleBase,3in,BL,PK100 | The right angle base in black accepts a flat cable width of 3.0" (76.2 mm) and is made of nylon 6.6, which increases mechanical strength, heat and wear resistance, and stiffness. It is designed for indoor environments and comes in packages of 100. | C | 100 | 200 | 100 | 168.17
07498358956 | RAFCBI3-S6-M20 | CableMnt,RightAngleBase,3in,BLPK1000 | The right angle base in black accepts a flat cable width of 3.0" (76.2 mm) and is made of nylon 6.6, which increases mechanical strength, heat and wear resistance, and stiffness. It is designed for indoor environments and comes in packages of 1000. | M | 1000 | 1000 | 1000 | 1074.75
07498358417 | RAMH-S10-D | CableMnt,RightAngle,#10Screw,Nat,PK500 | The right angle cable tie mount in natural color is applied with a #10 (M5) screw. It is made of nylon 6.6, which increases mechanical strength, heat and wear resistance, and stiffness. It is designed for indoor environments and comes in packages of 500. | M | 1000 | 500 | 500 | 1508.64
07498358415 | RAMH-S6-D | CableMnt,RightAngle,#6Screw,Nat,PK500 | Panduit RAMH-S6-D Right Angle Cable Mounts hold cable bundles away from the sharp edges of bulkheads or cabinet holes. They can also be used to mount cable bundles adjacent to any surface. Mounts are 1” x .75” x 1” (25.4 x 19.1 x 25.4 mm) in size and desi | M | 1000 | 500 | 500 | 1508.64
07498358411 | RAMS-S3-M | CableMnt,RightAngle,#3Screw,Nat,PK1000 | Panduit RAMS-S3-M Right Angle Cable Mounts hold cable bundles away from the sharp edges of bulkheads or cabinet holes. They can also be used to mount cable bundles adjacent to any surface. Mounts are .56” x .39” x .44” (14.2 x 9.9 x 11.0 mm) in size and d | M | 1000 | 1000 | 1000 | 708.15
07498361079 | RER.5-S6-X | ElstcRetnr,.50"Bdle,#6Screw,PK10 | Panduit RER.5-S6-X Harness Elastic Retainers with replaceable elastic band are part of the Quick-Build™ modular and reusable harness board system. Cable bundles are formed as individual wire are inserted into retainers and once bundles are formed, they ca | PC | 1 | 50 | 10 | 8.18
07498361084 | RER.5E-X | RplcmntElstcforRER.5-S6-X,PK10 | Harness replacement elastic band for RER.5-S6-X. | PC | 1 | 10 | 10 | 3.66
07498361080 | RER.75-S6-X | ElstcRetnr,.75"Bdle,#6Screw,PK10 | Panduit RER.75-S6-X Harness Elastic Retainers with replaceable elastic band are part of the Quick-Build™ modular and reusable harness board system. Cable bundles are formed as individual wire are inserted into retainers and once bundles are formed, they c | PC | 1 | 50 | 10 | 8.55
07498361085 | RER.75E-X | ReplcmntElsticforRER.75-S6-X,PK10 | Harness replacement elastic band for RER.75-S6-X. | PC | 1 | 100 | 10 | 3.76
07498361081 | RER1.25-S6-X | ElstcRetainr,1.25"Bdle,#6Screw,PK10 | Panduit RER1.25-S6-X Harness Elastic Retainers with replaceable elastic band are part of the Quick-Build™ modular and reusable harness board system. Cable bundles are formed as individual wire are inserted into retainers and once bundles are formed, they | PC | 1 | 50 | 10 | 9.74
07498361086 | RER1.25E-X | RplcmntElstcforRER1.25-S6-X,PK10 | Harness replacement elastic band for RER1.25-S6-X. | PC | 1 | 100 | 10 | 3.99
07498328339 | RER2.0-S6-X | ElstcRetainr,2"Bdle,#6Screw,PK10 | Harness elastic Retainer, 2.0" (50.8mm) Bundle, #6 Screw (M3). | PC | 1 | 50 | 10 | 13.31
07498330372 | RER2.0E-X | ReplcmntElsticforRER2.0-S6-X,PK10 | Harness replacement elastic band for RER2.0-S6-X. | PC | 1 | 50 | 10 | 4.43
07498310814 | RFG6X8SMY | RaisedFloorAirSealingGrommet-6"x8",EA | The Cool Boot® Raised Floor Air Sealing Grommet is designed for hot aisle/cold aisle environments in a data center where cables pass through a cutout in the raised floor. The grommet reduces bypass airflow improving the cooling of network equipment and pr | KT | 1 | 10 | 1 | 121.96
07498379863 | RGCBNJ660P22 | Jumper Kit,(CBN),60in,w/HTCT2-2-1,EA | The RGCBNJ660P22 Equipment Bonding Jumper Kit bonds the rack or cabinet to the subfloor or overhead building grounding system. Engineered to comply with US and International grounding requirements. HTAP is UL Listed and CSA Certified for applications up | KT | 1 | 3 | 1 | 69.76
07498360851 | RGCBNJ660PY | Jumper Kit,(CBN),60in,w/HTCT250-2-1,EA | The RGCBNJ660PY Equipment Bonding Jumper Kit bonds the rack or cabinet to the subfloor or overhead building grounding system. Engineered to comply with US and International grounding requirements. HTAP is UL Listed and CSA Certified for applications up t | KT | 1 | 3 | 1 | 69.76
07498360856 | RGEJ1024PFY | Jumper Kits, Equip Grnd,#10AWG ,EA | #10 AWG jumper, 90° bent lug on grounding strip side to straight lug on equipment, provided with .16 oz. (5cc) of antioxidant and two each #12-24 x 1/2, M6 x 12mm, #10-32 x 1/2 and M5 x 12mm thread-forming screws. | KT | 1 | 3 | 1 | 56.08
07498360857 | RGEJ1024PHY | Jumper Kits, Equip Grnd,#10 AWG ,EA | #10 AWG jumper, 45° bent lug on grounding strip side to straight lug on equipment, provided with .16 oz. (5cc) of antioxidant and two each #12-24 x 1/2, M6 x 12mm, #10-32 x 1/2 and M5 x 12mm thread-forming screws. | KT | 1 | 3 | 1 | 53.41
07498333279 | RGEJ1024URT | Equipment grounding,jumperkit,#10 awg,EA | #10 AWG (6mm²) jumper, 24 in. (61 mm²) L, pre-terminated with one #10 (5.3mm) and one 1/4" (6.4mm)stud hole ring terminals to provide a bolt-on solution for grounding network equipment. | KT | 1 | 10 | 1 | 22.61
07498360858 | RGEJ1036PFY | Jumper Kits, Equip Grnd, #10 AWG,EA | #10 AWG jumper, 90° bent lug on grounding strip side to straight lug on equipment, provided with .16 oz. (5cc) of antioxidant and two each #12-24 x 1/2, M6 x 12mm, #10-32 x 1/2 and M5 x 12mm thread-forming screws. | KT | 1 | 3 | 1 | 56.95
07498360859 | RGEJ1057PFY | Jumper Kits, Equip Grnd, #10 AWG,EA | #10 AWG jumper, 90° bent lug on grounding strip side, provided with .16 oz. (5cc) of antioxidant and two each #12-24 x 1/2, M6 x 12mm, #10-32 x 1/2 and M5 x 12mm thread-forming screws. | KT | 1 | 3 | 1 | 46.14
07498397983 | RGEJ1096PF | Equipment Jumper, #10 AWG,EA | #10 AWG jumper, 90° bent lug on grounding strip side, provided with .16 oz. (5cc) of antioxidant and two each #12-24 x 1/2, M6 x 12mm, #10-32 x 1/2 and M5 x 12mm thread-forming screws. | KT | 1 | 3 | 1 | 75.77
07498360860 | RGEJ624PFY | Jumper Kits, Equip Grnd, #6 AWG ,EA | #6 AWG jumper, 90° bent lug on grounding strip side to straight lug on equipment, provided with .16 oz. (5cc) of antioxidant and two each #12-24 x 1/2, M6 x 12mm, #10-32 x 1/2 and M5 x 12mm thread-forming screws. | KT | 1 | 3 | 1 | 57.16
07498360861 | RGEJ624PHY | Jumper Kits, Equip Grnd, #6 AWG,EA | #6 AWG jumper, 45° bent lug on grounding strip side to straight lug on equipment, provided with .16 oz. (5cc) of antioxidant and two each #12-24 x 1/2, M6 x 12mm, #10-32 x 1/2 and M5 x 12mm thread-forming screws. | KT | 1 | 1 | 1 | 60
07498360862 | RGEJ636PFY | Jumper Kits, Equip Grn, #6 AWG,EA | #6 AWG jumper, 90° bent lug on grounding strip side to straight lug on equipment, provided with .16 oz. (5cc) of antioxidant and two each #12-24 x 1/2, M6 x 12mm, #10-32 x 1/2 and M5 x 12mm thread-forming screws. | KT | 1 | 3 | 1 | 61.41
07498363632 | RGEJ660PF | Rack Grnd kit,Equipment Jumper,6AWG,EA | #6 AWG jumper, 90° bent lug on grounding strip side to straight lug on equipment. | KT | 1 | 5 | 1 | 43
07498333281 | RGEJ660U | Equipment grounding,jumperkit,#6 awg,EA | #6 AWG (16mm²) jumper, 60 in. (1.52mm²) L, pre-terminated with two straight slotted lugs to provide a bolt-on solution for grounding network equipment. | KT | 1 | 5 | 1 | 43
07498333280 | RGEJ696U | Equipment grounding,jumperkit,#6 awg,EA | #6 AWG (16mm²) jumper, 96 in. (2.44mm²) L, pre-terminated with two straight slotted lugs to provide a bolt-on solution for grounding network equipment. | KT | 1 | 3 | 1 | 46.06
07498360865 | RGESD-1Y | ESD Port Kits, 1 Hole, Thread Screw,EA | This is one-hole ESD Port Kit is a telecommunications grounding accessory that helps protect against electrostatic discharge to network equipment. It includes a .17 oz (5 cc) tube of antioxidant paste, 1 ESD protection sticker, one 12-24 x 1/2 screw, one | KT | 1 | 3 | 1 | 22.6
07498339606 | RGESD2-1 | ESD Port Kit,2 Hole, Thread Forming,EA | This two-hole ESD Port Kit with 5/8 spacing is a telecommunications grounding accessory that helps protect against electrostatic discharge to network equipment. It includes a .17 oz (5 cc) tube of antioxidant paste, 1 ESD protection sticker, two 12-24 x 1 | PC | 1 | 3 | 1 | 28.32
07498365369 | RGESD2B-1 | ESD Port Kit, 2 Hole,Cage Nuts,EA | This two-hole ESD Port Kit with 5/8 spacing is a telecommunications grounding accessory that helps protect against electrostatic discharge to network equipment. It includes a .17 oz (5 cc) tube of antioxidant paste, 1 ESD protection sticker, two 12-24 HDW | KT | 1 | 3 | 1 | 44.97
07498302307 | RGESDWS | ESD Wrist Strap,1 megohm,EA | This adjustable, fabric ESD wrist strap with 4mm snap is designed to ground a technician working on highly sensitive electronic equipment. This antistatic device reduces the buildup or discharge of static electricity. It connects to the ground via a 6' (1 | PC | 1 | 1 | 1 | 47.13
61305631733 | RGRB19B | Grounding Busbar Kit, 19" Lgth, 8 Mounti | The RGRB19B StructuredGround™ Grounding Busbar Kits provides an electrically continuous grounding location for jumpers. Optimized for installation of 19RU's wihtin a rack or cabinet. | KT | 1 | 3 | 1 | 83.02
07498378843 | RGRB19CN | Busbar Kit,20 Hole,Cage Nut,EA | The RGRB19CN Grounding Busbar provides the common grounding point within cabinets and is optimized for installation on 19” racks or cabinets that meet EIA-310-D. Engineered to comply with US and International grounding requirements and available pre-asse | KT | 1 | 1 | 1 | 141.28
07498366041 | RGRB19U | Busbar Kit,20 Hole,Thread Forming,EA | The RGRB19U Grounding Busbar is tin-plated with twenty holes designed for flexibility in mounting with twenty #12-24 x 1/2" hex head screws installed. | KT | 1 | 1 | 1 | 141.28
07498360866 | RGRB19Y | Busbar Kit,14 Hole,Thread Forming,EA | The RGRB19Y Grounding Busbar provides a dedicated ground system to maintain system performance and protect network equipment when equipment is already installed. Optimized for installation on 19" racks that meet EIA-310-D. The thread-forming screws elimin | KT | 1 | 3 | 1 | 86.07
07498360599 | RGRKCBNJEJY | Jumper Kit, Rack Grnd Retrofit Equip,EA | The RGRKCBNJEJY Equipment Bonding Jumper Kit bonds the rack or cabinet to the MCBN. Engineered to comply with US and International grounding requirements. HTAP is UL Listed and CSA Certified for applications up to 600 V when crimped with Panduit and speci | KT | 1 | 1 | 1 | 199.26
07498360870 | RGRKCBNJY | Rack Jumper Kit,Retrofit,w/Busbar,EA | The RGRKCBNJY Grounding Busbar provides a dedicated ground system to maintain system performance and protect network equipment when equipment is already installed. Optimized for installation on 19RU's within the rack or cabinet that meet EIA-310-D. The th | KT | 1 | 1 | 1 | 166.7
07498360872 | RGS134-10-1Y | Grounding Strip Kit,10 Strips,EA | Ten grounding strips; 78.65" (2m) length; .67" (17mm) width; .05" (1.27mm) thickness; provided with .16 oz. (5cc) of antioxidant, ten grounding stickers and 30 each #12-24 x 1/2" and M6 x 12mm thread-forming screws. | KT | 1 | 1 | 1 | 860.6
07498360871 | RGS134-1Y | Grounding Strip Kit,1 Strip,Thrd Form,EA | The RGS134-1Y Grounding Strip bonds up to 45RU's within a rack or cabinet with threaded rail fasteners with an EIA Universal Mounting Hole Pattern. Engineered to comply with US and international grounding requirements. | KT | 1 | 2 | 1 | 133.18
07498380325 | RGS13442-10-1 | Grounding Strip Kt,73.40"ThreadRail,10PK | Ten grounding strips; 73.40" (1.9m) length; .67" (17mm) width; .05" (1.27mm) thickness; provided with .16 oz. (5cc) of antioxidant, ten grounding stickers and 30 each #12-24 x 1/2" and M6 x 12mm thread-forming screws. | KT | 1 | 1 | 1 | 841.91
07498380375 | RGS13448-10-1 | Grounding Strip Kt,48 RU,ThreadRail,10PK | Ten grounding strips; 83.90" (2.1m) length; .67" (17mm) width; .05" (1.27mm) thickness; provided with .16 oz. (5cc) of antioxidant, ten grounding stickers and 30 each #12-24 x 1/2" and M6 x 12mm thread-forming screws. | KT | 1 | 1 | 1 | 1011.32
07498380270 | RGS13451-1 | Grounding Strip Kit,51 RU,Thread Rail,EA | The RGS13451-1 Grounding Strip bonds up to 51RU's within a rack or cabinet with threaded rail fasteners with an EIA Universal Mounting Hole Pattern. Engineered to comply with US and international grounding requirements. | KT | 1 | 3 | 1 | 136.76
07498380380 | RGS13452-10-1 | Grounding Strip Kt,52 RU,ThreadRail,10PK | Ten grounding strips; 90.90" (2.3m) length; .67" (17mm) width; .05" (1.27mm) thickness; provided with .16 oz. (5cc) of antioxidant, ten grounding stickers and 30 each #12-24 x 1/2" and M6 x 12mm thread-forming screws. | KT | 1 | 1 | 1 | 1047.66
07498378841 | RGS134B-1 | Grounding Strip Kits,1 Strip,Cage Nut,EA | The RGS134B-1 Grounding Strip bonds up to 45RU's within a rack or cabinet with threaded rail fasteners with an EIA Universal Mounting Hole Pattern. Engineered to comply with US and international grounding requirements. | KT | 1 | 2 | 1 | 133.18
07498379855 | RGS134B-10-1 | Grounding Strip Kit, 45 RU,Cage Nut,10PK | Ten grounding strips; 78.70" (2m) length; .67" (17mm) width; .03" (.76mm) thickness; provided with .16 oz. (5cc) of antioxidant, ten grounding stickers, 30 cage nut bonding studs, 80 #12-24 bonding nuts and 30 strip clips. | KT | 1 | 1 | 1 | 860.6
07498380288 | RGS134B42-1 | Grounding Strip Kit,42 RU,Cage Nut,EA | Grounding strip; 73.40" (1.9m) length; .67" (17mm) width; .03" (.76mm) thickness; provided with .16 oz. (5cc) of antioxidant, one grounding sticker, three cage nut bonding studs, eight #12-24 bonding nuts and three strip clips. | KT | 1 | 1 | 1 | 137.99
07498380297 | RGS134B48-1 | Grounding Strip Kit,48 RU,Cage Nut,EA | Grounding strip; 83.90" (2.1m) length; .67" (17mm) width; .03" (.76mm) thickness; provided with .16 oz. (5cc) of antioxidant, one grounding sticker, three cage nut bonding studs, eight #12-24 bonding nuts and three strip clips. | KT | 1 | 1 | 1 | 141.72
07498334486 | RGTBS-C | Bonding Screw, Black,#12-24, 1/2",100pk | Black thread-forming bonding screw, #12-24 x 1/2". | C | 100 | 100 | 100 | 69.99
07498369714 | RGTBS1032G-C | Bonding Screw, Green,#10-32,100PK | Green thread-forming bonding screw, #10-32 x 1/2". | C | 100 | 100 | 100 | 106.85
07498369697 | RGTBSG-C | Bonding Screw,Green,#12-24,100PK | Green thread-forming bonding screw, #12-24 x 1/2". | C | 100 | 100 | 100 | 66.67
07498369698 | RGTBSM6G-C | Bonding Screw, Green,M6, 100PK | Green thread-forming bonding screw, M6 x 15mm. | C | 100 | 100 | 100 | 73.21
07498360915 | RGW-100-1Y | Grnd Washer Kit,3/8"Stud Size,100 pc.,EA | 100 paint piercing bonding washers for 3/8" (M8) stud size; .875" (22.2mm) O.D.; provided with .16 oz. (5cc) of antioxidant. | KT | 1 | 1 | 1 | 163.93
61305679456 | RHEH1BL-PLA | Ribbon, Hybrid, 1.50" W x 1181' L, For U | The RHEH1BL-PLA Thermal Transfer Ribbon is for use with TDP4*HE printers and PLA-100 Label Applicator self-laminating labels. It is 1181' (360 m) long and 1.5" (38.1 mm) wide. Color Black Hybrid. 1 per package. | RL | 1 | 1 | 1 | 49.08
07498336403 | RHEH4BL | Ribb,Hybrid,HESeriesPrinter,BL,EA | The RHEH4BL Thermal Transfer Ribbon is for use with Panduit TDP43HE and TDP46HE printers. Compatible labels: Heat Shrink, Self-Laminating, Turn-Tell, Vinyl Cloth Labels, and Tan Polyimide. Wax/Resin material. 4.33" x 1181' (110 mm x 363 m). Ribbon Color | PC | 1 | 2 | 1 | 219.47
07498336402 | RHER4BL | ForTDP4-HESeriesPrinter,comp/cont,BL,EA | The black resin thermal transfer ribbon for Panduit's TDP4-HE series printer is part of the complete line of identification solutions from Panduit. Measuring 1181' (363m) long and 4-H polyester labels, continuous vinyl tape, marker plates, and raised pane | PC | 1 | 2 | 1 | 219.47
07498337418 | RHER4BL-A | ForTDP4-HESeriesPrinter,high-temp,BL,EA | The black resin thermal transfer ribbon for Panduit's TDP4-HE series printer is part of the complete line of identification solutions from Panduit. Measuring 1181' (363m) long and 4-H high-temperature marker plates. It is available individually. | PC | 1 | 2 | 1 | 230.46
07498337235 | RHER4BL-C | ForTDP4-HESeriesPrinter,polyimide,BL,EA | The black resin thermal transfer ribbon for Panduit's TDP4-HE series printer is part of the complete line of identification solutions from Panduit. Measuring 1181' (363m) long and 4-H fluid-resistant heat-shrink markers and white polyimide labels. It is a | PC | 1 | 2 | 1 | 230.46
07498303985 | RHER4BL-E | ForTDP4-HESeriesPrinter,durable,BL,EA | The black resin thermal transfer ribbon for Panduit's TDP4-HE series printer is part of the complete line of identification solutions from Panduit. Measuring 134-H standard marker plates and component labels for extra durability in harsh environments. It | PC | 1 | 2 | 1 | 262.46
07498336421 | RHER4WH | Ribb,Resin,WH,EA | The white resin thermal transfer ribbon for Panduit's TDP4-HE series printer is part of the complete line of identification solutions from Panduit. Measuring 1181' (363m) long and 4-H polyester labels, continuous vinyl tape, marker plates, and raised pane | PC | 1 | 2 | 1 | 266.48
61305679457 | RMEH1BL-PLA | Ribbon, Hybrid, 1.50" W x 520' L, For Us | The RMEH1BL-PLA Thermal Transfer Ribbon is for use with TDP43ME printer and PLA-100 Label Applicator self-laminating labels. It is 520' (158.5 m) long and 1.5" (38.1 mm) wide. Color Black Hybrid. 1 per package. | RL | 1 | 1 | 1 | 21.61
07498337223 | RMEH2BL | HybridRibbon,BL,2.5"x300',TDP43ME,1EA | The RMEH2BL Thermal Transfer Ribbon is for use with Panduit TDP43ME printers. Compatible labels: Heat Shrink, Self-Laminating, Turn-Tell, Vinyl Cloth Labels, and Tan Polyimide. Wax/Resin material. 2.5" x 300' (63.5 mm x 91.4 m). Ribbon Color Black. 1 ro | RL | 1 | 2 | 1 | 31.41
07498333469 | RMEH4BL | HybridRibbon,BL,4.35"x300',TDP43ME,1EA | The RMEH4BL Thermal Transfer Ribbon is for use with TDP43ME printer for heat shrink, self-laminating, Turn-Tell, tan polyimide, and vinyl cloth labels. It is 300' (91.4 m) long and 4.25" (108 mm) wide. Color Black Hybrid. 1 per package. | RL | 1 | 2 | 1 | 51.85
61305623510 | RMER1BL | TDP43MEPrinterRibb,Resin,1.1"W,EA | Ribbon for use with the TDP43ME thermal transfer desktop printer, 1.1" wide x 300' long, black resin, 6 standard ctn. quantity. | RL | 1 | 2 | 1 | 29.54
07498333470 | RMER2BL | ResinRibbon,BL,2.5"x300',TDP43ME,1EA | The RMER2BL Thermal Transfer Ribbon is for use with Panduit TDP43ME printers. Compatible labels: Polyester, Continuous Vinyl Tapes, Marker Plates, Raised Panel. Resin material. 2.5" x 300' (63.5 mm x 91.4 m). Ribbon Color Black. 1 roll per package. | RL | 1 | 2 | 1 | 31.41
07498337261 | RMER2WH | ResinRibbon,WH,2.5"x300',TDP43ME,1EA | The RMER2WH Thermal Transfer Ribbon is for use with Panduit TDP43ME printers. Compatible labels: Polyester, Continuous Vinyl Tapes, Marker Plates, Raised Panel. Resin material. 2.5" x 300' (63.5 mm x 91.4 m). Ribbon Color White. 1 roll per package. | RL | 1 | 2 | 1 | 63.24
07498333468 | RMER4BL | ResinRibbon,BL,4.25"x300',TDP43ME,1EA | The RMER4BL Thermal Transfer Ribbon is for use with Panduit TDP43ME printers. Compatible labels: Polyester, Continuous Vinyl Tapes, Marker Plates, Raised Panel. Resin material. 4.25" x 300' (108 mm x 91.4 m). Ribbon Color Black. 1 roll per package. | RL | 1 | 2 | 1 | 51.85
07498340621 | RMER4BL-A | ResinRibbon,BLNMP,4.25"x300',TDP43ME,1EA | Printer ribbon for use with TDP43ME and high temperature marker plates comes in black resin. It is 300' (91.4 m) long and 4.25" (108 mm) wide. It comes in packages of 1. | RL | 1 | 2 | 1 | 54.44
07498364389 | RMER4BL-C | ResinRbbn,BL,FLHS,4.25"x300',TDP43ME,1EA | Printer ribbon for use with TDP43ME and fluid-resistant heat shrink labels and white polyimide labels comes in black resin. It is 300' (91.4 m) long and 4.25" (108 mm) wide. It comes in packages of 1. | RL | 1 | 2 | 1 | 54.44
07498360919 | RMER4BU | RsinRbn,BU,PPL,CVT,MP,4.25"x300',TDP43ME | Printer ribbon for use with TDP43ME polyester, continuous vinyl tape, marker plates, and raised panel labels comes in blue resin. It is 300' (91.4 m) long and 4.25" (108 mm) wide. It comes in packages of 1. | RL | 1 | 2 | 1 | 122.24
07498337264 | RMER4RD | ResinRibbon,RD,4.25"x300',TDP43ME,1EA | Printer ribbon for use with TDP43ME polyester labels, continuous vinyl tapes, marker plates and raised panel labels comes in red resin. It is 300' (91.4 m) long and 4.25" (108 mm) wide. It comes in packages of 1. | RL | 1 | 2 | 1 | 122.24
07498337263 | RMER4WH | ResinRibbon,WH,4.25"x300',TDP43ME,1EA | The RMER4WH Thermal Transfer Ribbon is for use with Panduit TDP43ME printers. Compatible labels: Polyester, Continuous Vinyl Tapes, Marker Plates, Raised Panel. Resin material. 4.25" x 300' (108 mm x 91.4 m). Ribbon Color White. 1 roll per package. | RL | 1 | 2 | 1 | 116.42
07498310900 | RT2HT | Tool,MLTTies,ControlledTension,EH-SH,EA | The RT2HT Installation Tool is used to secure Panduit stainless steel cable ties of varying widths and has adjustable tensioning for differing cable tie sizes. The tool features a manual tie cut-off, a rear handle for positioning flexibility, and metal ca | PC | 1 | 1 | 1 | 985.5
07498310901 | RT2HTN | NarrowNoseTool,MLTTies,EH-SH,EA | Narrow nose installation tool for use with the following stainless steel cross section ties:Type MLT, MLTFC, and MLTD: Extra-heavy and super-heavyUsed with custom length banding cross section:Type MB and MBC: Extra-heavy and super-heavyWidth of tool nose | PC | 1 | 1 | 1 | 985.5
61305677598 | S000X100VAM | MP Cassette, Continuous Self-Lam Tape, V | MP Self-Laminating Label Cassette, 1.00" W x 26' L, 12 - 10 AWG Wire/Cable, White Print-on area, Vinyl, Clear/White, 1 pc. Package Quantity. | PC | 1 | 1 | 1 | 72.03
61305677579 | S000X150VAM | MP Cassette, Continuous Self-Lam Tape, V | MP Self-Laminating Label Cassette, 1.50" W x 26' L, 10 - 6 AWG Wire/Cable, Cat. 5e/6/6A UTP and Cat. 5e FTP, White Print-On Area, Vinyl, Clear/White, 1 pc. Package Quantity. | PC | 1 | 1 | 1 | 72.33
07498333547 | S025X075VAC | P1 Vyl Self-Lam Cass,.25"x.75",CL/WH | The portable printer self-laminating labels are clear vinyl with a white print-on area. They measure 0.25" (6.4mm) wide and 0.75" (19.1mm) long with a 0.25" (6.4mm) print-on area height and have a 18–14 AWG wire range. The fast-loading P1™ label cassette | PC | 1 | 10 | 1 | 57.8
07498343912 | S050X075VA1Y | TT,SelfLamLbl,.5"Wx.75"Lx.25H,1"C,5000 | The S050X075VA1Y Thermal Transfer Self-Laminating Label includes a white print-on area and clear overlaminate to protect the legend for easy identification. It is sized specifically for wire and cable applications. Upgrade your cable coding system with i | M | 1000 | 10000 | 5000 | 34.84
07498335296 | S050X075VAC | P1Cass,Self-LamLbl,Vyl,.50"Wx.75"L,EA | The S050X075VAC Thermal Transfer Self-Laminating Label includes a white print-on area and clear overlaminate to protect the legend for easy identification. It is sized specifically for wire and cable applications. The cassette contains an integrated memor | PC | 1 | 10 | 1 | 62.81
61305676009 | S050X075VAM | MP Cassette, Self-Laminating Label, Viny | The S050X075VAM Die-Cut Self-Laminating Label Cassette includes both label material and ribbon for easy changeover. Self-laminating adhesive labels for wire/cable identification include a white print-on area and a clear overlaminate. For use with the MP30 | PC | 1 | 1 | 1 | 53.32
07498343917 | S050X075VATY | TT,SelfLmLbl,.5"Wx.75"Lx.25H,3"Core,5000 | The S050X075VATY Thermal Transfer Self-Laminating Label includes a white print-on area and clear overlaminate to protect the legend for easy identification. It is sized specifically for wire and cable applications. Upgrade your cable coding system with i | M | 1000 | 10000 | 5000 | 23.33
07498349595 | S050X075YAJ | LsrIkJt,SlfLm,.5"Wx.75"Lx.25"H,WH,PK1000 | The S050X075YAJ Laser/Inkjet Self-Laminating Label includes a white print-on area and clear overlaminate to protect the legend for easy identification. It is sized specifically for wire and cable applications. Upgrade your cable coding system with improv | M | 1000 | 5000 | 5000 | 38.56
07498343918 | S050X125VA1Y | TT,SlfLmLbl,.5"Wx1.25"Lx.38H,1"Core,5000 | The S050X125VA1Y Thermal Transfer Self-Laminating Label includes a white print-on area and clear overlaminate to protect the legend for easy identification. It is sized specifically for wire and cable applications. Upgrade your cable coding system with i | M | 1000 | 5000 | 5000 | 34.84
07498335299 | S050X125VAC | P1Cass,Self-LamLbl,Vyl,.50"Wx1.25"L,EA | The S050X125VAC Thermal Transfer Self-Laminating Label includes a white print-on area and clear overlaminate to protect the legend for easy identification. It is sized specifically for wire and cable applications. The cassette contains an integrated memor | PC | 1 | 10 | 1 | 37.34
61305676010 | S050X125VAM | MP Cassette, Self-Laminating Label, Viny | The S050X125VAM Die-Cut Self-Laminating Label Cassette includes both label material and ribbon for easy changeover. Self-laminating adhesive labels for wire/cable identification include a white print-on area and a clear overlaminate. For use with the MP30 | PC | 1 | 1 | 1 | 30.23
07498343922 | S050X125VATY | TT,SlfLmLbl,.5"Wx1.25"Lx.38H,3"Core,5000 | The S050X125VATY Thermal Transfer Self-Laminating Label includes a white print-on area and clear overlaminate to protect the legend for easy identification. It is sized specifically for wire and cable applications. Upgrade your cable coding system with i | M | 1000 | 10000 | 5000 | 27.54
07498349596 | S050X125YAJ | LsrIkJt,SlfLm,.5"Wx1.25"Lx.38"H,WH,1000 | The S050X125YAJ Laser/Inkjet Self-Laminating Label includes a white print-on area and clear overlaminate to protect the legend for easy identification. It is sized specifically for wire and cable applications. Upgrade your cable coding system with improv | M | 1000 | 5000 | 5000 | 62.27
61305631083 | S050X150TAT-A | TT,Self-LamLbl,Tedlar,PK5000 | The S050X150TAT-A Self-Extinguishing Self-Laminating Label includes a white print-on area and clear overlaminate to protect the legend for easy identification. It is sized specifically for wire and cable applications. Upgrade your cable coding system wit | M | 1000 | 5000 | 5000 | 46.86
07498343923 | S050X150VA1Y | TT,SlfLam,.5"Wx1.5"Lx.5H,1"Core,WH,5000 | The S050X150VA1Y Thermal Transfer Self-Laminating Label includes a white print-on area and clear overlaminate to protect the legend for easy identification. It is sized specifically for wire and cable applications. Upgrade your cable coding system with i | M | 1000 | 10000 | 5000 | 41.4
07498335300 | S050X150VAC | P1Cass,Self-LamLbl,Vyl,.50"Wx1.50"L,EA | The S050X150VAC Thermal Transfer Self-Laminating Label includes a white print-on area and clear overlaminate to protect the legend for easy identification. It is sized specifically for wire and cable applications. The cassette contains an integrated memor | PC | 1 | 10 | 1 | 32.13
07498343926 | S050X150VADY | DtMtrx,Vyl,SlfLm,.5"Wx1.5L"x.5"H,WH,5000 | The dot matrix self-laminating adhesive label is made of vinyl and is supplied on fan-fold sheets with 16 labels per row. The label has a white colored print-on area 0.5" (12.8 mm) high for cables or wires and a clear overlaminate. It is 0.5" wide and 1.5 | M | 1000 | 5000 | 5000 | 51.04
61305676011 | S050X150VAM | MP Cassette, Self-Laminating Label, Viny | The S050X150VAM Die-Cut Self-Laminating Label Cassette includes both label material and ribbon for easy changeover. Self-laminating adhesive labels for wire/cable identification include a white print-on area and a clear overlaminate. For use with the MP30 | PC | 1 | 1 | 1 | 28.64
07498343927 | S050X150VATY | TT,SlfLam,.5"Wx1.5"Lx.5H,3"Core,WH,5000 | The S050X150VATY Thermal Transfer Self-Laminating Label includes a white print-on area and clear overlaminate to protect the legend for easy identification. It is sized specifically for wire and cable applications. Upgrade your cable coding system with i | M | 1000 | 10000 | 5000 | 29.58
07498346358 | S050X150YAJ | LsrIkJt,SelfLm,.5"Wx1.5"Lx.5"H,WH,PK5000 | The S050X150YAJ Laser/Inkjet Self-Laminating Label includes a white print-on area and clear overlaminate to protect the legend for easy identification. It is sized specifically for wire and cable applications. Upgrade your cable coding system with improv | M | 1000 | 5000 | 5000 | 57.85
07498309026 | S050X250VATY | TT,SlfLam,.5"Wx2.5"Lx1H,3"Core,WH,5000 | The thermal transfer self-laminating adhesive label is made of vinyl and is supplied on a roll with 8 labels per row. The label has a white colored print-on area 1.0" (25.4 mm) high for 6 - 2 AWG wires and a clear overlaminate. It is 0.5" wide and 2.5" lo | M | 1000 | 10000 | 5000 | 119.87
07498368088 | S075X075VAC | P1Cass,Self-LamLbl,Vyl,.75"Wx.75"L,EA | The S075X075VAC Thermal Transfer Self-Laminating Label includes a white print-on area and clear overlaminate to protect the legend for easy identification. It is sized specifically for wire and cable applications. The cassette contains an integrated memor | PC | 1 | 10 | 1 | 58.7
07498368388 | S075X075VATY | TTSlfLam,.75"Wx.75"Lx.25H,3"Core,WH,5000 | The thermal transfer self-laminating adhesive label is made of vinyl and is supplied on a roll with 5 labels per row. The label has a white colored print-on area 0.25" (6.4 mm) high for 18 - 14 AWG wires and a clear overlaminate. It is 0.75" wide and 0.75 | M | 1000 | 10000 | 5000 | 32.73
07498368385 | S075X075YAJ | LsrIkJt,SlfLm,.75"Wx.75"Lx.25"H,WH,1000 | The laser/ink jet self-laminating adhesive label is made of polyester and is supplied on 8.5 x 11" (203.2 x 292.1 mm) sheets with 9 labels per row and 117 labels per sheet. The label has a white colored print-on area 0.25" (6.4 mm) high for 18 - 14 AWG w | M | 1000 | 5000 | 2500 | 65.75
07498353364 | S075X100VAC | P1Cass,Self-LamLbl,Vyl,.75"Wx1.00"L,EA | The portable printer self-laminating labels are clear vinyl with a white print-on area. They measure 0.75" (19.05mm) wide and 1" (25.4mm) long with a 0.38" (9.7mm) print-on area height and have a 12–10 AWG wire range. The fast-loading P1™ label cassette i | PC | 1 | 10 | 1 | 66.4
07498344236 | S075X100VATY | TT,SlfLam,.75"Wx1"Lx.38H,3"Core,WH,5000 | The thermal transfer self-laminating adhesive label is made of vinyl and is supplied on a roll with 5 labels per row. The label has a white colored print-on area 0.38" (9.65 mm) high for Category 3 UTP and 12 - 10 AWG and a clear overlaminate. It is 0.75" | M | 1000 | 10000 | 5000 | 31.08
61305631070 | S075X125TAT-A | TT,Self-LamLbl,Tedlar,PK5000 | The S075X125TAT-A Thermal Transfer Tedlar Self-Laminating Label is made of self-extinguishing polyvinylfluoride and includes a white print-on area and clear overlaminate to protect the legend for easy identification. It is sized specifically for wire and | M | 1000 | 5000 | 5000 | 120.16
07498368089 | S075X125VAC | P1Cass,Self-LamLbl,Vyl,.75"Wx1.25"L,EA | The portable printer self-laminating labels are clear vinyl with a white print-on area. They measure 0.75" (19.05mm) wide and 1.25" (31.75mm) long with a 0.38" (9.7mm) print-on area height and have a 12–10 AWG wire range. The fast-loading P1™ label casset | PC | 1 | 10 | 1 | 54.31
07498368389 | S075X125VATY | TTSlfLm,Vyl,.75"Wx1.25"Lx.38H,3"Core5000 | The S075X125VATY Thermal Transfer Self-Laminating Label includes a white print-on area and clear overlaminate to protect the legend for easy identification. It is sized specifically for wire and cable applications. Upgrade your cable coding system with i | M | 1000 | 10000 | 5000 | 33.15
07498368386 | S075X125YAJ | LsrIkJt,SlfLm,.75"Wx1.25"Lx.38"H,WH,5000 | The S075X125YAJ Laser/Inkjet Self-Laminating Label includes a white print-on area and clear overlaminate to protect the legend for easy identification. It is sized specifically for wire and cable applications. Upgrade your cable coding system with improv | M | 1000 | 5000 | 2500 | 97.16
07498368106 | S075X150VAC | P1Cass,Self-LamLbl,Vyl,.75"Wx1.50"L,EA | The S075X150VAC Thermal Transfer Self-Laminating Label includes a white print-on area and clear overlaminate to protect the legend for easy identification. It is sized specifically for wire and cable applications. The cassette contains an integrated memor | PC | 1 | 10 | 1 | 52.94
07498368390 | S075X150VATY | TTSlfLm,Vyl,.75"Wx1.5"Lx.5H,3"Core,5000 | The S075X150VATY Thermal Transfer Self-Laminating Label includes a white print-on area and clear overlaminate to protect the legend for easy identification. It is sized specifically for wire and cable applications. Upgrade your cable coding system with i | M | 1000 | 10000 | 5000 | 59.95
07498368387 | S075X150YAJ | LsrIkJt,SelfLm,.75"Wx1.5"Lx.5"H,WH,2500 | The S075X150YAJ Laser/Inkjet Self-Laminating Label includes a white print-on area and clear overlaminate to protect the legend for easy identification. It is sized specifically for wire and cable applications. Upgrade your cable coding system with improv | M | 1000 | 5000 | 2500 | 115.8
07498360036 | S1/0-12R-C | TubRingTerm,NonIns,1/0AWG,1/2StudPK100 | Tubular Ring Terminal, 1/0 AWG, 1/2 stud size, non-insulated, bulk package. | M | 1000 | 100 | 100 | 2722.22
07498360033 | S1/0-14R-C | TubRingTerm,NonIns,1/0AWG,1/4StudPK100 | Tubular Ring Terminal, 1/0 AWG, 1/4 stud size, non-insulated, bulk package. | M | 1000 | 100 | 100 | 2394.41
07498360035 | S1/0-38R-C | TubRingTerm,NonIns,1/0AWG,3/8StudPK100 | Tubular Ring Terminal, 1/0 AWG, 3/8 stud size, non-insulated, bulk package. | M | 1000 | 100 | 100 | 2304.32
07498360034 | S1/0-56R-C | TubRingTerm,NonIns,1/0AWG,5/16StudPK100 | Tubular Ring Terminal, 1/0 AWG, 5/16 stud size, non-insulated, bulk package. | M | 1000 | 100 | 100 | 2394.41
61305625803 | S10-50-C | StrongHold,CblTie,9.84,Std.Nat,PK100 | The S10-50-C StrongHold Cable Ties offers contractors an economical cable tie option for commercial construction and general-purpose applications. Standard, 9.84” (250mm) length, made of Nylon 6.6, AH-2 Plenum rated, are natural in color and come in packa | C | 100 | 1000 | 100 | 6.4
61305625804 | S10-50-C0 | StrongHold,CblTie,9.84,Std,WRBL,PK100 | The S10-50-C0 StrongHold Cable Ties offers contractors an economical cable tie option for commercial construction and general-purpose applications. Standard, 9.84” (250mm) length and are AH-2 Plenum rated. For outdoor use, made of Weather Resistant Nylon | C | 100 | 1000 | 100 | 7.92
61305631176 | S100X075TAT-A | TT,Self-LamLbl,Tedlar,PK2500 | The thermal transfer self-laminating adhesive label is made of self-extinguishing polyvinylfluoride and is supplied on a roll with 4 labels per row. The label has a white colored print-on area 0.25" (6.35 mm) high for Category 6 28 AWG and 18 - 14 AWG wir | M | 1000 | 2500 | 2500 | 153.32
07498343930 | S100X075VA1Y | TTSlfLm,Vyl,1"Wx.75"Lx.25H,1"Core,WH5000 | The thermal transfer self-laminating adhesive label is made of vinyl and is supplied on a roll with 4 labels per row. The label has a white colored print-on area 0.25" (6.4 mm) high for 18 – 14 AWG and a clear overlaminate. It is 1.0" wide and 0.75" lon | M | 1000 | 5000 | 2500 | 50.77
07498335301 | S100X075VAC | P1Cass,Self-LamLbl,Vyl,1.00"Wx.75"L,EA | The S100X075VAC Thermal Transfer Self-Laminating Label includes a white print-on area and clear overlaminate to protect the legend for easy identification. It is sized specifically for wire and cable applications. The cassette contains an integrated memor | PC | 1 | 10 | 1 | 62.76
61305676134 | S100X075VAM | MP Cassette, Self-Laminating Label, Viny | The S100X075VAM Die-Cut Self-Laminating Label Cassette includes both label material and ribbon for easy changeover. Self-laminating adhesive labels for wire/cable identification include a white print-on area and a clear overlaminate. For use with the MP30 | PC | 1 | 1 | 1 | 51.9
07498343936 | S100X075VATY | TTSlfLm,Vyl,1"Wx.75"Lx.25H,3"Core,WH5000 | The S100X075VATY Thermal Transfer Self-Laminating Label includes a white print-on area and clear overlaminate to protect the legend for easy identification. It is sized specifically for wire and cable applications. Upgrade your cable coding system with i | M | 1000 | 10000 | 5000 | 32.75
07498349598 | S100X075YAJ | Laser,Poly,SlfLm,1"Wx.75"Lx.25"H,WH2500 | The S100X075YAJ Laser/Inkjet Self-Laminating Label includes a white print-on area and clear overlaminate to protect the legend for easy identification. It is sized specifically for wire and cable applications. Upgrade your cable coding system with improv | M | 1000 | 5000 | 2500 | 59.77
07498343938 | S100X125VA1Y | TTSlfLm,Vyl,1"Wx1.25"Lx.38H,1"Core,2500 | The S100X125VA1Y Thermal Transfer Self-Laminating Label includes a white print-on area and clear overlaminate to protect the legend for easy identification. It is sized specifically for wire and cable applications. Upgrade your cable coding system with i | M | 1000 | 5000 | 2500 | 52.12
61305679441 | S100X125VAA | ThermTrans, Self-Lam Label, Vinyl, 1.00" | The S100X125VAA Thermal Transfer Vinyl Self-Laminating Label includes a white print-on area and clear overlaminate to protect the legend for easy identification. It is sized specifically for wire and cable applications. Upgrade your cable coding system wi | M | 1000 | 4000 | 4000 | 62.63
07498335302 | S100X125VAC | P1Cass,Self-LamLbl,Vyl,EA | The S100X125VAC Thermal Transfer Self-Laminating Label includes a white print-on area and clear overlaminate to protect the legend for easy identification. It is sized specifically for wire and cable applications. The cassette contains an integrated memor | PC | 1 | 10 | 1 | 59.82
07498343943 | S100X125VAFY | Self-LamReplRl,Vyl,1.00"Wx1.25"H,EA | StrongHold S100X125VAFY Blank Self-Laminating Write-On Cable Marker Label Roll is designed for use with the StrongHold Cable Marker Tape Dispenser, S100X125VARY. They are made of vinyl and laminated to protect handwritten legends in difficult environment | RL | 1 | 10 | 1 | 30.43
61305676135 | S100X125VAM | MP Cassette, Self-Laminating Label, Viny | The S100X125VAM Die-Cut Self-Laminating Label Cassette includes both label material and ribbon for easy changeover. Self-laminating adhesive labels for wire/cable identification include a white print-on area and a clear overlaminate. For use with the MP30 | PC | 1 | 1 | 1 | 47.19
07498343944 | S100X125VARY | Self-LamDispW/pen,Vyl,1.00"Wx1.25"H,EA | StrongHold S100X125VARY Blank Self-Laminating Write-On Cable Marker Tape Dispenser Kit is quick and easy to use. This handy dispenser protects labels when not in use. Kit includes dispenser, one roll of blank cable markers and a Panduit PFX-0 pen. Labels | KT | 1 | 1 | 1 | 45.07
07498343945 | S100X125VATY | TTSlfLm,Vyl,1"Wx1.25"Lx.38H,3"Core,2500 | The S100X125VATY Thermal Transfer Self-Laminating Label includes a white print-on area and clear overlaminate to protect the legend for easy identification. It is sized specifically for wire and cable applications. Upgrade your cable coding system with i | M | 1000 | 10000 | 5000 | 40.11
07498346359 | S100X125YAJ | Laser,Poly,SlfLm,1"Wx.1.25"Lx.38"H,2500 | The S100X125YAJ Laser/Inkjet Self-Laminating Label includes a white print-on area and clear overlaminate to protect the legend for easy identification. It is sized specifically for wire and cable applications. Upgrade your cable coding system with improv | M | 1000 | 5000 | 2500 | 97.16
61305631530 | S100X138TAD-A | Dot Matrix, Self-Lam Label, Polyvinylide | The S100X138TAD-A Self-Extinguishing Self-Laminating Label includes a white print-on area and clear overlaminate to protect the legend for easy identification. It is sized specifically for wire and cable applications. Upgrade your cable coding system wit | M | 1000 | 5000 | 5000 | 99.35
61305631197 | S100X150TAJ-A | Laser/Inkjet, Self-Lam Label, Tedlar, 1. | The laser/ink jet self-laminating adhesive label is made of polyvinylidene and is supplied on 8.5 x 11" (203.2 x 292.1 mm) sheets with 7 labels per row and 42 labels per sheet. The label has a white colored print-on area 0.5" (12.7 mm) high for Category 5 | M | 1000 | 2500 | 2500 | 212.12
61305631136 | S100X150TAT-A | TT,Self-LamLbl,Tedlar,PK2500 | The S100X150TAT-A Thermal Transfer Tedlar Self-Laminating Label is made of self-extinguishing polyvinylfluoride and includes a white print-on area and clear overlaminate to protect the legend for easy identification. It is sized specifically for wire and | M | 1000 | 2500 | 2500 | 174.23
07498343947 | S100X150VA1Y | TTSelfLam,1"Wx1.5"Lx.5"H,1"Core,WH,2500 | The S100X150VA1Y Thermal Transfer Vinyl Self-Laminating Label includes a white print-on area and clear overlaminate to protect the legend for easy identification. It is sized specifically for wire and cable applications. Upgrade your cable coding system | M | 1000 | 5000 | 2500 | 80.28
61305679440 | S100X150VAA | ThermTrans, Self-Lam Label, Vinyl, 1.00" | The S100X150VAA Thermal Transfer Vinyl Self-Laminating Label includes a white print-on area and clear overlaminate to protect the legend for easy identification. It is sized specifically for wire and cable applications. Upgrade your cable coding system wi | M | 1000 | 3500 | 3500 | 71.56
07498335303 | S100X150VAC | P1,Cassette,1"x1.50",Self-Lam,Vinyl,EA | The S100X150VAC Thermal Transfer Self-Laminating Label includes a white print-on area and clear overlaminate to protect the legend for easy identification. It is sized specifically for wire and cable applications. The cassette contains an integrated memor | PC | 1 | 10 | 1 | 55.84
07498343950 | S100X150VADY | DotMtx,SLfLam,1"Wx1.5L"x.5"H,WH,5000 | The S100X150VADY Dot Matrix Self-Laminating Label includes a white print-on area and clear overlaminate to protect the legend for easy identification. It is sized specifically for wire and cable applications. Upgrade your cable coding system with improve | M | 1000 | 5000 | 5000 | 139.24
61305676136 | S100X150VAM | MP Cassette, Self-Laminating Label, Viny | Panduit S100X150VAM vinyl self-laminating label cassettes, can easily be installed on existing terminated wires and assemblies and does not require disconnecting wires or cables. Upgrade your cable coding system with improved organization and identificati | PC | 1 | 1 | 1 | 43.92
07498343951 | S100X150VATY | TT,VinylSelf-Lam,1"x.1,50",CL/WH,PK5000 | The S100X150VATY Thermal Transfer Vinyl Self-Laminating Label includes a white print-on area and clear overlaminate to protect the legend for easy identification. It is sized specifically for wire and cable applications. Upgrade your cable coding system w | M | 1000 | 10000 | 5000 | 57.25
07498378617 | S100X150VBC | P1 Vyl Self-Lam Cass,1"x1.5"x.5",CL/BU | The portable printer self-laminating labels are clear vinyl with a blue print-on area. They measure 1" (25.4mm) wide and 1.5" (38.1mm) long with a 0.5" (12.7mm) print-on area height and have a category 5e/category 6 wire range. The fast-loading P1™ label | PC | 1 | 10 | 1 | 70.34
07498367928 | S100X150VBTY | TTSelfLam,1"Wx1.5"Lx.5"H,3"Core,BU,5000 | The S100X150VBTY Thermal Transfer Self-Laminating Label includes a white print-on area and clear overlaminate to protect the legend for easy identification. It is sized specifically for wire and cable applications. Upgrade your cable coding system with i | M | 1000 | 10000 | 5000 | 61.59
07498378618 | S100X150VDC | P1 Vyl Self-Lam Cass,1"x1.5"x.5",CL/GR | The portable printer self-laminating labels are clear vinyl with a green print-on area. They measure 1" (25.4mm) wide and 1.5" (38.1mm) long with a 0.5" (12.7mm) print-on area height and have a category 5e/category 6 wire range. The fast-loading P1™ label | PC | 1 | 10 | 1 | 70.34
07498367947 | S100X150VDTY | TTSelfLam,1"Wx1.5"Lx.5"H,3"Core,GR,5000 | The thermal transfer self-laminating adhesive label is made of vinyl and is supplied on a roll with 4 labels per row. The label has a green colored print-on area 0.5" (12.7 mm) high for Category 5e UTP, Category 6 UTP, Category 6e UTP, Category 5e FTP, 1 | M | 1000 | 5000 | 5000 | 64.66
07498368015 | S100X150VFTY | TTSelfLam,1"Wx1.5"Lx.5"H,3"Core,OR,5000 | The thermal transfer self-laminating adhesive label is made of vinyl and is supplied on a roll with 4 labels per row. The label has a orange colored print-on area 0.5" (12.7 mm) high for Category 5e UTP, Category 6 UTP, Category 6e UTP, Category 5e FTP, | M | 1000 | 5000 | 5000 | 64.66
07498378619 | S100X150VHC | P1 Vyl Self-Lam Cass,1"x1.5"x.5",CL/RD | The portable printer self-laminating labels are clear vinyl with a red print-on area. They measure 1" (25.4mm) wide and 1.5" (38.1mm) long with a 0.5" (12.7mm) print-on area height and have a category 5e/category 6 wire range. The fast-loading P1™ label c | PC | 1 | 10 | 1 | 70.34
07498368017 | S100X150VHTY | TTSelfLam,1"Wx1.5"Lx.5"H,3"Core,RD,5000 | The thermal transfer self-laminating adhesive label is made of vinyl and is supplied on a roll with 4 labels per row. The label has a red colored print-on area 0.5" (12.7 mm) high for Category 5e UTP, Category 6 UTP, Category 6e UTP, Category 5e FTP, 10 - | M | 1000 | 5000 | 5000 | 64.66
07498378620 | S100X150VIC | P1 Vyl Self-Lam Cass,1"x1.5"x.5",CL/YL | The portable printer self-laminating labels are clear vinyl with a yellow print-on area. They measure 1" (25.4mm) wide and 1.5" (38.1mm) long with a 0.5" (12.7mm) print-on area height and have a category 5e/category 6 wire range. The fast-loading P1™ labe | PC | 1 | 10 | 1 | 66.98
07498368018 | S100X150VITY | TTSelfLam,1"Wx1.5"Lx.5"H,3"Core,YL,5000 | The thermal transfer self-laminating adhesive label is made of vinyl and is supplied on a roll with 4 labels per row. The label has a yellow colored print-on area 0.5" (12.7 mm) high for Category 5e UTP, Category 6 UTP, Category 6e UTP, Category 5e FTP, 1 | M | 1000 | 5000 | 5000 | 64.66
07498346392 | S100X150YAJ | L/I,1"x2.50",Self-Lam,Polyester,PK2500 | The S100X150YAJ Laser/Inkjet Polyester Self-Laminating Label includes a white print-on area and clear overlaminate to protect the legend for easy identification. It is sized specifically for wire and cable applications. Upgrade your cable coding system w | M | 1000 | 5000 | 2500 | 115.8
07498358153 | S100X150YBJ | LsIkJt,PLY,SlfLam,1"Wx1.5"Lx.5H,BU2500 | The S100X150YBJ Laser/Inkjet Self-Laminating Label includes a white print-on area and clear overlaminate to protect the legend for easy identification. It is sized specifically for wire and cable applications. Upgrade your cable coding system with improv | M | 1000 | 2500 | 2500 | 126.05
07498349601 | S100X150YDJ | LsIkJt,PLY,SlfLam,1"Wx1.5"Lx.5H,GR2500 | The laser/ink jet self-laminating adhesive label is made of polyester and is supplied on 8.5 x 11" (203.2 x 292.1 mm) sheets with 7 labels per row and 42 labels per sheet. The label has a green colored print-on area 0.5" (12.7 mm) high for Category 5e UTP | M | 1000 | 2500 | 2500 | 126.05
07498308839 | S100X150YFJ | LsIkJt,PLY,SlfLam,1"Wx1.5"Lx.5H,OR2500 | The laser/ink jet self-laminating adhesive label is made of polyester and is supplied on 8.5 x 11" (203.2 x 292.1 mm) sheets with 7 labels per row and 42 labels per sheet. The label has a orange colored print-on area 0.5" (12.7 mm) high for Category 5e UT | M | 1000 | 2500 | 2500 | 132.36
07498349602 | S100X150YHJ | LsIkJt,PLY,SlfLam,1"Wx1.5"Lx.5H,RD2500 | The laser/ink jet self-laminating adhesive label is made of polyester and is supplied on 8.5 x 11" (203.2 x 292.1 mm) sheets with 7 labels per row and 42 labels per sheet. The label has a red colored print-on area 0.5" (12.7 mm) high for Category 5e UTP, | M | 1000 | 2500 | 2500 | 126.05
07498349603 | S100X150YIJ | LsIkJt,PLY,SlfLam,1"Wx1.5"Lx.5H,YL2500 | The laser/ink jet self-laminating adhesive label is made of polyester and is supplied on 8.5 x 11" (203.2 x 292.1 mm) sheets with 7 labels per row and 42 labels per sheet. The label has a yellow colored print-on area 0.5" (12.7 mm) high for Category 5e UT | M | 1000 | 2500 | 2500 | 126.05
07498335304 | S100X160VAC | P1Cass,Self-LamLbl,1"Wx1.6"L,.8"WH,EA | The S100X160VAC Thermal Transfer Self-Laminating Label includes a white print-on area and clear overlaminate to protect the legend for easy identification. It is sized specifically for wire and cable applications. The cassette contains an integrated memor | PC | 1 | 10 | 1 | 48.83
07498308826 | S100X160VATY | TTSelfLam,1"Wx1.6"Lx.8"H,3"Core,1000 | The thermal transfer self-laminating adhesive label is made of vinyl and is supplied on a roll with 4 labels per row. The label has a white colored print-on area 0.8" (20.3 mm) high for use with Panduit's LabelCore(TM) Fiber Optic Cable Sleeves, and a cle | M | 1000 | 1000 | 1000 | 64.81
07498357428 | S100X160YAJ | LaserPLY,SlfLam,1"Wx1.6"Wx.8"H,WH2500 | The S100X160YAJ Laser/Inkjet Self-Laminating Label includes a white print-on area and clear overlaminate to protect the legend for easy identification. It is sized specifically for wire and cable applications. Upgrade your cable coding system with improv | M | 1000 | 5000 | 2500 | 111.57
07498335305 | S100X220VAC | P1Cass,Self-LamLbl,1"Wx2.2"L,EA | The S100X220VAC Thermal Transfer Self-Laminating Label includes a white print-on area and clear overlaminate to protect the legend for easy identification. It is sized specifically for wire and cable applications. The cassette contains an integrated memor | PC | 1 | 10 | 1 | 58.12
07498357426 | S100X220YAJ | LsIkJt,PLY,SlfLam,1"Wx2.2"Lx1.1H,WH1000 | The S100X220YAJ Laser/Inkjet Self-Laminating Label includes a white print-on area and clear overlaminate to protect the legend for easy identification. It is sized specifically for wire and cable applications. Upgrade your cable coding system with improv | M | 1000 | 1000 | 1000 | 228.97
61305631175 | S100X225TAT-A | TT,Self-LamLbl,Tedlar,PK1500 | The S100X225TAT-A Self-Extinguishing Self-Laminating Label includes a white print-on area and clear overlaminate to protect the legend for easy identification. It is sized specifically for wire and cable applications. Upgrade your cable coding system wit | M | 1000 | 1500 | 1500 | 218.59
07498343956 | S100X225VA1Y | TTSlfLm,Vyl,1"Wx2.25"Lx.75H,3"C,WH1500 | The S100X225VA1Y Thermal Transfer Vinyl Self-Laminating Label includes a white print-on area and clear overlaminate to protect the legend for easy identification. It is sized specifically for wire and cable applications. Upgrade your cable coding system | M | 1000 | 3000 | 1500 | 124.77
61305679442 | S100X225VAA | ThermTrans, Self-Lam Label, Vinyl, 1.00" | The S100X225VAA Thermal Transfer Vinyl Self-Laminating Label includes a white print-on area and clear overlaminate to protect the legend for easy identification. It is sized specifically for wire and cable applications. Upgrade your cable coding system wi | M | 1000 | 2500 | 2500 | 117.79
07498335306 | S100X225VAC | P1Cass,Self-LamLbl,1"Wx2.25"L,EA | The S100X225VAC Thermal Transfer Self-Laminating Label includes a white print-on area and clear overlaminate to protect the legend for easy identification. It is sized specifically for wire and cable applications. The cassette contains an integrated memor | PC | 1 | 10 | 1 | 58.12
07498343960 | S100X225VADY | DotMtrx,SelfLam,1"Wx2.25"Lx.75"H,WH,5000 | The dot matrix self-laminating adhesive label is made of vinyl and is supplied on fan-fold sheets with 7 labels per row. The label has a white colored print-on area 0.75" (19.1 mm) high for cables or wires and a clear overlaminate. It is 1.0" wide and 2 | M | 1000 | 5000 | 5000 | 137.09
07498343962 | S100X225VAFY | Vyl Self-Lam Repl rl,1"x2.25"x.75" | StrongHold S100X225VAFY Blank Self-Laminating Write-On Cable Marker Label Roll is designed for use with the StrongHold Cable Marker Tape Dispenser, S100X125VARY. They are made of vinyl and laminated to protect handwritten legends in difficult environment | RL | 1 | 10 | 1 | 30.43
61305676137 | S100X225VAM | MP Cassette, Self-Laminating Label, Viny | The S100X225VAM Die-Cut Self-Laminating Label Cassette includes both label material and ribbon for easy changeover. Self-laminating adhesive labels for wire/cable identification include a white print-on area and a clear overlaminate. For use with the MP30 | PC | 1 | 1 | 1 | 52.5
07498343963 | S100X225VARY | Self-LamDispW/pen,1"Wx2.25"H,EA | StrongHold S100X225VARY Self-Laminating Label Kit includes 1 label dispenser, 1 roll of 200 vinyl self-laminating labels, and 1 PFX-0, Panduit marker pen. Our labels with dispenser allow for quick and easy identification during smaller installations and m | KT | 1 | 1 | 1 | 46.43
07498343965 | S100X225VATY | TTSlfLam,1"Wx2.25"Lx.75"H,3"Core,WH,5000 | The S100X225VATY Thermal Transfer Vinyl Self-Laminating Label includes a white print-on area and clear overlaminate to protect the legend for easy identification. It is sized specifically for wire and cable applications. Upgrade your cable coding system | M | 1000 | 10000 | 5000 | 94.22
07498378621 | S100X225VBC | P1 Vyl Self-Lam Cass,1"x2.25"x.75",CL/BU | The portable printer self-laminating labels are clear vinyl with a blue print-on area. They measure 1" (25.4mm) wide and 2.25" (57.15mm) long with a .75" (19.1mm) print-on area height and have a 8–4 AWG wire range. The fast-loading P1™ label cassette incl | PC | 1 | 10 | 1 | 73.23
07498368063 | S100X225VBTY | TTSlfLam,1"Wx2.25"Lx.75"H,3"Core,BU,5000 | The thermal transfer self-laminating adhesive label is made of vinyl and is supplied on a roll with 4 labels per row. The label has a blue colored print-on area 0.75" (19.1 mm) high for Category 6 FTP, Category 6a (10 Gig) UTP, Category 6e (10 Gig) FTP, | M | 1000 | 10000 | 5000 | 111.82
07498378622 | S100X225VDC | P1 Vyl Self-Lam Cass,1"x2.25"x.75",CL/GR | The portable printer self-laminating labels are clear vinyl with a green print-on area. They measure 1" (25.4mm) wide and 2.25" (57.15mm) long with a .75" (19.1mm) print-on area height and have a 8–4 AWG wire range. The fast-loading P1™ label cassette inc | PC | 1 | 10 | 1 | 73.23
07498368065 | S100X225VDTY | TTSlfLam,1"Wx2.25"Lx.75"H,3"Core,GR,5000 | The thermal transfer self-laminating adhesive label is made of vinyl and is supplied on a roll with 4 labels per row. The label has a green colored print-on area 0.75" (19.1 mm) high for Category 6 FTP, Category 6a (10 Gig) UTP, Category 6e (10 Gig) FTP, | M | 1000 | 5000 | 5000 | 111.82
07498368068 | S100X225VGTY | TTSlfLam,1"Wx2.25"Lx.75"H,3"Core,VL,5000 | The thermal transfer self-laminating adhesive label is made of vinyl and is supplied on a roll with 4 labels per row. The label has a purple colored print-on area 0.75" (19.1 mm) high for Category 6 FTP, Category 6a (10 Gig) UTP, Category 6e (10 Gig) FTP, | M | 1000 | 10000 | 5000 | 117.13
07498378623 | S100X225VHC | P1 Vyl Self-Lam Cass,1"x2.25"x.75",CL/RD | The portable printer self-laminating labels are clear vinyl with a red print-on area. They measure 1" (25.4mm) wide and 2.25" (57.15mm) long with a .75" (19.1mm) print-on area height and have a 8–4 AWG wire range. The fast-loading P1™ label cassette inclu | PC | 1 | 10 | 1 | 73.23
07498368069 | S100X225VHTY | TTSlfLam,1"Wx2.25"Lx.75"H,3"Core,RD,5000 | The thermal transfer self-laminating adhesive label is made of vinyl and is supplied on a roll with 4 labels per row. The label has a red colored print-on area 0.75" (19.1 mm) high for Category 6 FTP, Category 6a (10 Gig) UTP, Category 6e (10 Gig) FTP, 8 | M | 1000 | 5000 | 5000 | 111.82
07498378624 | S100X225VIC | P1 Vyl Self-Lam Cass,1"x2.25"x.75",CL/YL | The portable printer self-laminating labels are clear vinyl with a yellow print-on area. They measure 1" (25.4mm) wide and 2.25" (57.15mm) long with a .75" (19.1mm) print-on area height and have a 8–4 AWG wire range. The fast-loading P1™ label cassette in | PC | 1 | 10 | 1 | 73.23
07498368070 | S100X225VITY | TTSlfLam,1"Wx2.25"Lx.75"H,3"Core,YL,5000 | The thermal transfer self-laminating adhesive label is made of vinyl and is supplied on a roll with 4 labels per row. The label has a yellow colored print-on area 0.75" (19.1 mm) high for Category 6 FTP, Category 6a (10 Gig) UTP, Category 6e (10 Gig) FTP, | M | 1000 | 5000 | 5000 | 111.82
07498350080 | S100X225YAJ | LsrIkJt,SlfLam,1"Wx2.25"Lx.75"H,WH,1000 | The S100X225YAJ Laser/inkjet Polyester Self-Laminating Label includes a white print-on area and clear overlaminate to protect the legend for easy identification. It is sized specifically for wire and cable applications. Upgrade your cable coding system w | M | 1000 | 1000 | 1000 | 199.65
07498358155 | S100X225YBJ | LsrIkJt,SlfLam,1"Wx2.25"Lx.75"H,BU,1000 | The laser/ink jet self-laminating adhesive label is made of polyester and is supplied on 8.5 x 11" (203.2 x 292.1 mm) sheets with 8 labels per row and 32 labels per sheet. The label has a blue colored print-on area 0.75" (19.1 mm) high for Category 6 FTP | M | 1000 | 1000 | 1000 | 227.99
07498350324 | S100X225YDJ | LsrIkJt,SlfLam,1"Wx2.25"Lx.75"H,GR,1000 | The laser/ink jet self-laminating adhesive label is made of polyester and is supplied on 8.5 x 11" (203.2 x 292.1 mm) sheets with 8 labels per row and 32 labels per sheet. The label has a green colored print-on area 0.75" (19.1 mm) high for Category 6 FT | M | 1000 | 1000 | 1000 | 239.38
07498308811 | S100X225YFJ | LsrIkJt,SlfLam,1"Wx2.25"Lx.75"H,OR,1000 | The laser/ink jet self-laminating adhesive label is made of polyester and is supplied on 8.5 x 11" sheets with 8 labels per row and 32 labels per sheet. The label has a orange colored print-on area 0.75" (19.1 mm) high for Category 6 FTP, Category 6a (10 | M | 1000 | 1000 | 1000 | 239.38
07498350379 | S100X225YHJ | LsrIkJt,SlfLam,1"Wx2.25"Lx.75"H,RD,1000 | The laser/ink jet self-laminating adhesive label is made of polyester and is supplied on 8.5 x 11" (203.2 x 292.1 mm) sheets with 8 labels per row and 32 labels per sheet. The label has a red colored print-on area 0.75" (19.1 mm) high for Category 6 FTP, | M | 1000 | 1000 | 1000 | 239.38
07498350380 | S100X225YIJ | LsrIkJt,SlfLam,1"Wx2.25"Lx.75"H,YL,1000 | The laser/ink jet self-laminating adhesive label is made of polyester is supplied on 8.5 x 11" (203.2 x 292.1 mm) sheets with 8 labels per row and 32 labels per sheet. The label has a yellow colored print-on area 0.75" (19.1 mm) high for Category 6 FTP, | M | 1000 | 1000 | 1000 | 239.38
61305631533 | S100X244TAD-A | Dot Matrix, Self-Lam Label, Polyvinylide | The S100X244TAD-A Dot Matrix Tedlar Self-Laminating Label is made of self-extinguishing polyvinylfluoride and includes a white print-on area and clear overlaminate to protect the legend for easy identification. It is sized specifically for wire and cable | M | 1000 | 1000 | 1000 | 262.14
07498309031 | S100X250VA1Y | TT,SlfLamLbl,1.0"Wx2.5"Lx1.0"H,WH,PK1500 | The thermal transfer self-laminating adhesive label is made of vinyl. The label has a white colored print-on area 1.0" (25.4 mm) high for 6 - 2 AWG wires and a clear overlaminate. It is 1.0" wide and 2.5" long (25.4 x 63.5 mm) with a 1.0" (25.4 mm) core. | M | 1000 | 3000 | 1500 | 122.33
07498309030 | S100X250VATY | TT,SlfLamLbl,1.0"Wx2.5"Lx1.0"H,WH,PK5000 | The S100X250VATY Thermal Transfer Self-Laminating Label includes a white print-on area and clear overlaminate to protect the legend for easy identification. It is sized specifically for wire and cable applications. Upgrade your cable coding system with i | M | 1000 | 10000 | 5000 | 100.62
61305631534 | S100X387TAD-A | Dot Matrix, Self-Lam Label, Polyvinylide |  | M | 1000 | 1000 | 1000 | 387.22
61305632014 | S100X400TAT-A | TT,Self-LamLbl,Tedlar,PK2500 | The thermal transfer self-laminating adhesive label is made of self-extinguishing polyvinylfluoride and is supplied on a roll with 4 labels per row. The label has a white colored print-on area 1.00" (25.4 mm) high for 2 - 1 AWG wires, and a clear overlami | M | 1000 | 2500 | 2500 | 339.43
07498343966 | S100X400VA1Y | TT,SelfLamLabel,1"Wx4"Lx1"H,WH,PK1000 | The S100X400VA1Y Thermal Transfer Self-Laminating Label includes a white print-on area and clear overlaminate to protect the legend for easy identification. It is sized specifically for wire and cable applications. Upgrade your cable coding system with i | M | 1000 | 2000 | 1000 | 224.46
07498335307 | S100X400VAC | P1Cass,Self-LamLbl,1"Wx4inL,1"WH,EA | The S100X400VAC Thermal Transfer Self-Laminating Label includes a white print-on area and clear overlaminate to protect the legend for easy identification. It is sized specifically for wire and cable applications. The cassette contains an integrated memor | PC | 1 | 10 | 1 | 46.91
07498343969 | S100X400VADY | DotMatrx,SlfLamLbl,1"Wx4"Lx1"H,PK1000 | The dot matrix self-laminating adhesive label is made of vinyl is supplied on fan-fold sheets with 8 labels per row. The label has a white colored print-on area 1.0" (25.4 mm) high for cables/wires and a clear overlaminate. It is 1.0" wide and 4.0" long | M | 1000 | 1000 | 1000 | 158.17
61305676138 | S100X400VAM | MP Cassette, Self-Laminating Label, Viny | The S100X400VAM Die-Cut Self-Laminating Label Cassette includes both label material and ribbon for easy changeover. Self-laminating adhesive labels for wire/cable identification include a white print-on area and a clear overlaminate. For use with the MP30 | PC | 1 | 1 | 1 | 44.05
07498343971 | S100X400VATY | TT,SelfLamLabel,1"Wx4"Lx1"H,WH,PK2500 | The S100X400VATY Thermal Transfer Vinyl Self-Laminating Label includes a white print-on area and clear overlaminate to protect the legend for easy identification. It is sized specifically for wire and cable applications. Upgrade your cable coding system | M | 1000 | 5000 | 2500 | 142.72
07498350592 | S100X400YAJ | LsrInkJt,SlfLamLbl,1.0"Wx4.0"L,WH,PK1000 | The S100X400YAJ Laser/Inkjet Self-Laminating Label includes a white print-on area and clear overlaminate to protect the legend for easy identification. It is sized specifically for wire and cable applications. Upgrade your cable coding system with improv | M | 1000 | 1000 | 1000 | 237.71
07498343972 | S100X650VA1Y | TT,SelfLam,1.0"Wx6.5"Lx.1.5"H,WH,PK250 | The thermal transfer self-laminating adhesive label is made of vinyl and is supplied on a roll with 4 labels per row. The label has a white colored print-on area 1.5" (38.1 mm) high for 1/0 - 250 MCM wires and a clear overlaminate. It is 1.0" wide and 6.5 | M | 1000 | 500 | 250 | 306.45
07498335308 | S100X650VAC | P1Cass,Self-LamLbl,1"Wx6.5"L,EA | The portable printer self-laminating labels are clear vinyl with a white print-on area. They measure 1" (25.4mm) wide and 6.5" (165.1mm) long with a 1.5" (38.1mm) print-on area height and have a 1/0 AWG-250 MCM wire range. The fast-loading P1™ label casse | PC | 1 | 10 | 1 | 59.79
07498343975 | S100X650VADY | DotMatrx,SlfLam1"Wx6.5"Lx1.5"H,PK1000 | The dot matrix self-laminating adhesive label is made of vinyl is supplied on fan-fold sheets with 7 labels per row. The label has a white colored print-on area 1.5" (38.1 mm) high for cables or wires and a clear overlaminate. It is 1.0" wide and 6.5" lon | M | 1000 | 1000 | 1000 | 511.12
61305676139 | S100X650VAM | MP Cassette, Self-Laminating Label, Viny | The S100X650VAM Die-Cut Self-Laminating Label Cassette includes both label material and ribbon for easy changeover. Self-laminating adhesive labels for wire/cable identification include a white print-on area and a clear overlaminate. For use with the MP30 | PC | 1 | 1 | 1 | 48.65
07498343977 | S100X650VATY | TT,SelfLam,1.0"Wx6.5"Lx1.5"H,WH,PK1000 | The S100X650VATY Thermal Transfer Self-Laminating Label includes a white print-on area and clear overlaminate to protect the legend for easy identification. It is sized specifically for wire and cable applications. Upgrade your cable coding system with i | M | 1000 | 2000 | 1000 | 271.44
07498350593 | S100X650YAJ | LsrInkJt,SlfLam,1"Wx6.5"L,1.5"H,WHPK1000 | The S100X650YAJ Laser/Inkjet Self-Laminating Label includes a white print-on area and clear overlaminate to protect the legend for easy identification. It is sized specifically for wire and cable applications. Upgrade your cable coding system with improv | M | 1000 | 1000 | 1000 | 404.86
61305625795 | S12-40-C | StrongHold,CblTie,11.81,Int,Nat,PK100 | The S12-40-C StrongHold Cable Ties offers contractors an economical cable tie option for commercial construction and general-purpose applications. Intermediate, 11.81” (300mm) length, made of Nylon 6.6, AH-2 Plenum rated, are natural in color and come in | C | 100 | 1000 | 100 | 4.66
61305625796 | S12-40-C0 | StrongHold,CblTie,11.81,Int,WRBL,PK100 | The S12-40-C0 StrongHold Cable Ties offers contractors an economical cable tie option for commercial construction and general-purpose applications. Intermediate, 11.81” (300mm) length and are AH-2 Plenum rated. For outdoor use, made of Weather Resistant N | C | 100 | 1000 | 100 | 5.76
61305634718 | S12-40-M | StrongHold Cable Tie, 11.81L (300mm), .1 | The S12-40-M StrongHold Cable Ties offers contractors an economical cable tie option for commercial construction and general-purpose applications. Intermediate, 11.81” (300mm) length, made of Nylon 6.6, AH-2 Plenum rated, are natural in color and come in | M | 1000 | 5000 | 1000 | 49.4
61305634719 | S12-40-M0 | StrongHold Cable Tie, 11.81L (300mm), .1 | The S12-40-M0 StrongHold Cable Ties offer contractors an economical cable tie option for commercial construction and general-purpose applications. Intermediate, 11.81” (300mm) length and are AH-2 Plenum rated. For outdoor use, made of Weather Resistant Ny | M | 1000 | 5000 | 1000 | 61.82
61305625813 | S12-50-C | StrongHold,CblTie,11.81,Std,Nat,PK100 | The S12-50-C StrongHold™ Cable Ties offers contractors an economical cable tie option for commercial construction and general-purpose applications. Standard, 11.81” (300mm) length, made of Nylon 6.6, AH-2 Plenum rated, are natural in color and come in pac | C | 100 | 1000 | 100 | 6.5
61305625814 | S12-50-C0 | StrongHold,CblTie,11.81,Std,WRBL,PK100 | The S12-50-C0 StrongHold Cable Ties offers contractors an economical cable tie option for commercial construction and general-purpose applications. Standard, 11.81” (300mm) length and are AH-2 Plenum rated. For outdoor use, made of Weather Resistant Nylon | C | 100 | 1000 | 100 | 8.03
61305665626 | S12-50-C2 | StrongHold Cable Tie, 11.81L (300mm), .1 | The S12-50-C2 StrongHold Cable Ties offer contractors an economical cable tie option for commercial construction and general-purpose applications. Standard, 11.81” (300mm) length, made of Nylon 6.6, AH-2 Plenum rated, are red in color and come in packages | C | 100 | 1000 | 100 | 9.54
61305625811 | S12-50-M | StrongHold,CblTie,11.81,Std,Nat,PK1000 | The S12-50-M StrongHold Cable Ties offers contractors an economical cable tie option for commercial construction and general-purpose applications. Standard, 11.81” (300mm) length, made of Nylon 6.6, AH-2 Plenum rated, are natural in color and come in pack | M | 1000 | 5000 | 1000 | 60.79
61305625812 | S12-50-M0 | StrongHold,CblTie,11.81,Std,WRBL,PK1000 | The S12-50-M0 StrongHold Cable Ties offers contractors an economical cable tie option for commercial construction and general-purpose applications. Standard, 11.81” (300mm) length and are AH-2 Plenum rated. For outdoor use, made of Weather Resistant Nylon | M | 1000 | 5000 | 1000 | 75.07
07498356633 | S125X150VA1-IBM | ThermTrans, Self-Lam Label, Vinyl, 1.25" |  | RL | 1 | 4 | 1 | 97.7
61305625818 | S14-120-L | StrongHold,CblTie,14.49,LH,Nat,PK50 | The S14-120-L StrongHold Cable Ties offer contrators an economical cable tie option for commercial construction and general-purpose applications. Standard, 14.49" (368mm) length, made of Nylon 6.6, AH-2 Plenum rate, are natural in color and come in packag | C | 100 | 500 | 50 | 10.65
61305625823 | S14-120-L0 | StrongHold,CblTie,14.49,LH,WRBL,PK50 | The S14-120-L0 StrongHold Cable Ties offers contractors an economical cable tie option for commercial construction and general-purpose applications. Light-heavy, 14.49” (368mm) length and are AH-2 Plenum rated. For outdoor use, made of Weather Resistant N | C | 100 | 500 | 50 | 11.57
61305625824 | S14-120-TL | StrongHold,CblTie,14.49,LH,Nat,PK250 | The S14-120-TL StrongHold Cable Ties offer contrators an economical cable tie option for commercial construction and general-purpose applications. Light Heavy, 14.49" (368mm) length, made of Nylon 6.6, AH-2 Plenum rated, are black in color and come in pac | M | 1000 | 2500 | 250 | 106.66
61305634067 | S14-120-TL0 | StrongHoldCblTie,14.49L,.30W,PK250 | The S14-120-TL0 StrongHold Cable Ties offers contractors an economical cable tie option for commercial construction and general-purpose applications. Light-heavy, 14.49” (368mm) length and are AH-2 Plenum rated. For outdoor use, made of Weather Resistant | M | 1000 | 2500 | 250 | 160.32
61305625797 | S15-40-C | StrongHold,CblTie,14.57,Int,Nat,PK100 | The S15-40-C StrongHold Cable Ties offers contractors an economical cable tie option for commercial construction and general-purpose applications. Intermediate, 14.57” (370mm) length, made of Nylon 6.6, AH-2 Plenum rated, are natural in color and come in | C | 100 | 1000 | 100 | 6.38
61305625798 | S15-40-C0 | StrongHold,CblTie,14.57,Int,WRBL,PK100 | The S15-40-C0 StrongHold Cable Ties offers contractors an economical cable tie option for commercial construction and general-purpose applications. Intermediate, 14.57” (370mm) length and are AH-2 Plenum rated. For outdoor use, made of Weather Resistant N | C | 100 | 1000 | 100 | 7.62
61305625816 | S15-50-C | StrongHold,CblTie,14.57,Std,Nat,PK100 | The S15-50-C StrongHold Cable Ties offers contractors an economical cable tie option for commercial construction and general-purpose applications. Standard, 14.57” (370mm) length, made of Nylon 6.6, AH-2 Plenum rated, are natural in color and come in pack | C | 100 | 1000 | 100 | 7.31
61305625817 | S15-50-C0 | StrongHold,CblTie,14.57,Std,WRBL,PK100 | The S15-50-C0 StrongHold Cable Ties offers contractors an economical cable tie option for commercial construction and general-purpose applications. Standard, 14.57” (370mm) length and are AH-2 Plenum rated. For outdoor use, made of Weather Resistant Nylon | C | 100 | 1000 | 100 | 9.05
61305665627 | S15-50-C2 | StrongHold Cable Tie, 14.57L (370mm), .1 | The S15-50-C2 StrongHold Cable Ties offer contrators an economical cable tie option for commercial construction and general-purpose applications. Standard, 14.57" (370mm) length, made of Nylon 6.6, AH-2 Plenum rated, are red in color and come in packages | C | 100 | 1000 | 100 | 10.89
61305634066 | S15-50-M | StrongHoldCblTie,14.57L,.19W,PK1000 | The S15-50-M StrongHold Cable Ties offers contractors an economical cable tie option for commercial construction and general-purpose applications. Standard, 14.57” (370mm) length, made of Nylon 6.6, AH-2 Plenum rated, are natural in color and come in pack | M | 1000 | 5000 | 1000 | 62.73
61305625815 | S15-50-M0 | StrongHold,CblTie,14.57,Std,WRBL,PK1000 | The S15-50-M0 StrongHold Cable Ties offers contractors an economical cable tie option for commercial construction and general-purpose applications. Standard, 14.57” (370mm) length and are AH-2 Plenum rated. For outdoor use, made of Weather Resistant Nylon | M | 1000 | 5000 | 1000 | 83.88
07498368391 | S150X150VATY | TT,SelfLam,1.5"Wx1.5"Lx.05"H,WH,PK5000 | The S150X150VATY Thermal Transfer Self-Laminating Label includes a white print-on area and clear overlaminate to protect the legend for easy identification. It is sized specifically for wire and cable applications. Upgrade your cable coding system with i | M | 1000 | 10000 | 5000 | 90.16
07498368392 | S150X225VATY | TT,SelfLam,1.5"Wx2.25"Lx.75"H,WH,PK2500 | The S150X225VATY Thermal Transfer Self-Laminating Label includes a white print-on area and clear overlaminate to protect the legend for easy identification. It is sized specifically for wire and cable applications. Upgrade your cable coding system with i | M | 1000 | 5000 | 5000 | 178.72
07498368393 | S150X400VATY | TT,VYL,SlfLam,1.5"Wx4.0"Lx1"H,WH,PK2500 | The S150X400VATY Thermal Transfer Self-Laminating Label includes a white print-on area and clear overlaminate to protect the legend for easy identification. It is sized specifically for wire and cable applications. Upgrade your cable coding system with i | M | 1000 | 2500 | 2500 | 318.69
07498309827 | S150X400YAJ | LsrInkJet,SelfLamLbl,1.5"Wx4"L,WH,PK1000 | The S150X400YAJ Laser/Inkjet Self-Laminating Label includes a white print-on area and clear overlaminate to protect the legend for easy identification. It is sized specifically for wire and cable applications. Upgrade your cable coding system with improv | M | 1000 | 1000 | 1000 | 285.17
61305625891 | S17-50-C | StrongHold,CblTie,16.93,Std,Nat,PK100 | StrongHold™ Cable Tie, 16.93L (430mm), Standard, Nylon, Natural, Package 100 | C | 100 | 1000 | 100 | 9.87
61305625892 | S17-50-C0 | StrongHold,CblTie,16.93,Std,WRBL,PK100 | StrongHold™ Cable Tie, 16.93L (430mm), Standard, Nylon, Weather Resistant, Black, Package 100 | C | 100 | 1000 | 100 | 11.72
61305625893 | S17-50-M | StrongHold,CblTie,25.53,LH,Nat,PK1000 | The S17-50-M StrongHold Cable Ties offers contractors an economical cable tie option for commercial construction and general-purpose applications. Standard, 16.93” (430mm) length, made of Nylon 6.6, AH-2 Plenum rated, are natural in color and come in pack | M | 1000 | 5000 | 1000 | 92.33
61305625894 | S17-50-M0 | StrongHold,CblTie,16.93,Std,WRBL,PK1000 | The S17-50-M0 StrongHold Cable Ties offer contrators an economical cable tie option for commercial construction and general-purpose applications. Standard, 16.90" (430mm) length, made of Weather Resistant Nylon 6.6, AH-2 Plenum rated, are black in color a | M | 1000 | 5000 | 1000 | 109.85
61305625907 | S18-120-L | StrongHold,CblTie,17.71,LH,Nat,PK50 | The S18-120-L StrongHold Cable Ties offer contrators an economical cable tie option for commercial construction and general-purpose applications. Light Heavy, 17.71" (450mm) length, made of Nylon 6.6, AH-2 Plenum rated, are natural in color and come in pa | C | 100 | 500 | 50 | 15.18
61305625908 | S18-120-L0 | StrongHold,CblTie,17.71,LH,WRBL,PK50 | The S18-120-L0 StrongHold Cable Ties offer contrators an economical cable tie option for commercial construction and general-purpose applications. Light Heavy, 17.71" (450mm) length, made of Weather Resistant Nylon 6.6, AH-2 Plenum rated, are black in col | C | 100 | 500 | 50 | 18.07
61305625840 | S18-175-L | StrongHold Cable Tie, 17.71"L (450mm), . | The S18-175-L StrongHold Cable Ties offer contrators an economical cable tie option for commercial construction and general-purpose applications. Heavy, 17.71" (450mm) length, made of Nylon 6.6, AH-2 Plenum rated, are natural in color and come in packages | C | 100 | 500 | 50 | 17.12
61305625841 | S18-175-L0 | StrongHold Cable Tie, 17.71"L (450mm), . | The S18-175-L0 StrongHold Cable Ties offer contrators an economical cable tie option for commercial construction and general-purpose applications. Heavy, 17.71" (450mm) length, made of Weather Resistant Nylon 6.6, AH-2 Plenum rated, are black in color and | C | 100 | 500 | 50 | 21.09
07498334865 | S1F-C | SnapClip MTG BKT , 1"W Flush Duct,100pcs | Panduct® snap-clip mounting bracket for use with types G,F,FS and D wiring duct, #8-32 x 1/4 (provided) screw required, 1.00" duct width, spring steel, metallic, 100 pc. package quantity. | C | 100 | 100 | 100 | 217.1
07498360028 | S2-10R-T | TubRingTerm,NonIns,1,2AWG,#10StudPK200 | Tubular Ring Terminal, 2 and 1 AWG, #10 stud size, non-insulated, bulk package. | M | 1000 | 200 | 200 | 1928.08
07498360032 | S2-12R-T | TubRingTerm,NonIns,1,2AWG,1/2StudPK200 | Tubular Ring Terminal, 2 and 1 AWG, 1/2 stud size, non-insulated, bulk package. | M | 1000 | 200 | 200 | 1982.69
07498360029 | S2-14R-T | TubRingTerm,NonIns,1,2AWG,1/4StudPK200 | Tubular Ring Terminal, 2 and 1 AWG, 1/4 stud size, non-insulated, bulk package. | M | 1000 | 200 | 200 | 1725.09
07498360031 | S2-38R-T | TubRingTerm,NonIns,1,2AWG,3/8StudPK200 | Tubular Ring Terminal, 2 and 1 AWG, 3/8 stud size, non-insulated, bulk package. | M | 1000 | 200 | 200 | 1725.09
07498360030 | S2-56R-T | TubRingTerm,NonIns,1,2AWG,5/16StudPK200 | Tubular Ring Terminal, 2 and 1 AWG, 5/16 stud size, non-insulated, bulk package. | M | 1000 | 200 | 200 | 1725.09
07498360041 | S2/0-12R-C | TubRingTerm,NonIns,2/0AWG,1/2StudPK100 | Tubular Ring Terminal, 2/0 AWG, 1/2 stud size, non-insulated, bulk package. | M | 1000 | 100 | 100 | 2907.22
07498360037 | S2/0-14R-C | TubRingTerm,NonIns,2/0AWG,1/4StudPK100 | Tubular Ring Terminal, 2/0 AWG, 1/4 stud size, non-insulated, bulk package. | M | 1000 | 100 | 100 | 2777.74
07498360039 | S2/0-38R-C | TubRingTerm,NonIns,2/0AWG,3/8StudPK100 | Tubular Ring Terminal, 2/0 AWG, 3/8 stud size, non-insulated, bulk package. | M | 1000 | 100 | 100 | 2545.95
07498360038 | S2/0-56R-C | TubRingTerm,NonIns,2/0AWG,5/16StudPK100 | Tubular Ring Terminal, 2/0 AWG, 5/16 stud size, non-insulated, bulk package. | M | 1000 | 100 | 100 | 2645.48
07498359890 | S2/0-76R-X | TubRingTerm,NonIns,2/0AWG,7/16StudPK10 | Tubular Ring Terminal, 2/0 AWG, 7/16 stud size, non-insulated, standard package. | C | 100 | 20 | 10 | 550.88
07498368394 | S200X150VATY | TT,SelfLamLbl,2"Wx1.5"L,0.5"H,WH,PK5000 | The S200X150VATY Thermal Transfer Self-Laminating Label includes a white print-on area and clear overlaminate to protect the legend for easy identification. It is sized specifically for wire and cable applications. Upgrade your cable coding system with i | M | 1000 | 5000 | 5000 | 160.52
07498308852 | S200X150YAJ | LsrInkJet,SelfLamLbl,2"Wx1.5"L,WH,PK1000 | The S200X150YAJ Laser/Inkjet Self-Laminating Label includes a white print-on area and clear overlaminate to protect the legend for easy identification. It is sized specifically for wire and cable applications. Upgrade your cable coding system with improv | M | 1000 | 1000 | 1000 | 258.08
07498343978 | S200X225VA1Y | TT,SelfLamLbl,2"Wx2.25"L,.75"H,WH,PK500 | The S200X225VA1Y Thermal Transfer Self-Laminating Label includes a white print-on area and clear overlaminate to protect the legend for easy identification. It is sized specifically for wire and cable applications. Upgrade your cable coding system with i | M | 1000 | 1000 | 500 | 280.14
07498343981 | S200X225VADY | DotMtrx,VYL,SlfLamLbl,2"Wx4"L,WH,PK5000 | The dot matrix self-laminating adhesive label is made of vinyl is supplied on fan-fold sheets with 4 labels per row. The label has a white colored print-on area 0.75" (19.1 mm) high for cables or wires and a clear overlaminate. It is 2.0" wide and 2.25" | M | 1000 | 5000 | 5000 | 177.6
07498343983 | S200X225VATY | TT,SelfLamLbl,2"Wx2.25"L,.75"H,WH,PK1000 | The S200X225VATY Thermal Transfer Self-Laminating Label includes a white print-on area and clear overlaminate to protect the legend for easy identification. It is sized specifically for wire and cable applications. Upgrade your cable coding system with i | M | 1000 | 2000 | 1000 | 198.51
07498350594 | S200X225YAJ | LsrInkJt,SelfLamLbl,2"Wx2.25"L,WH,PK1000 | The S200X225YAJ Laser/Inkjet Self-Laminating Label includes a white print-on area and clear overlaminate to protect the legend for easy identification. It is sized specifically for wire and cable applications. Upgrade your cable coding system with improv | M | 1000 | 1000 | 1000 | 271.69
07498309034 | S200X250VATY | TT,Vinyl Self-Lam,2"x2.5"x1",WH,3"core | The S200X250VATY Thermal Transfer Self-Laminating Label includes a white print-on area and clear overlaminate to protect the legend for easy identification. It is sized specifically for wire and cable applications. Upgrade your cable coding system with i | M | 1000 | 2000 | 1000 | 201.3
61305631168 | S200X400TAT-A | TT,Self-LamLbl,Tedlar,PK500 | The thermal transfer self-laminating adhesive label is made of self-extinguishing polyvinylfluoride and is supplied on a roll with 2 labels per row. The label has a white colored print-on area 1.00" (25.4 mm) high for 2 - 1 AWG wires, and a clear overlami | M | 1000 | 500 | 500 | 896.39
07498343984 | S200X400VA1Y | TT,Self-LaminLbl,2"Wx4"L,1"H,WH,PK500 | The S200X400VA1Y Thermal Transfer Self-Laminating Label includes a white print-on area and clear overlaminate to protect the legend for easy identification. It is sized specifically for wire and cable applications. Upgrade your cable coding system with i | M | 1000 | 1000 | 500 | 450.08
07498343988 | S200X400VADY | DotMatrix,Self-LamLbl,2"Wx4"L,WH,PK1000 | The dot matrix self-laminating adhesive label is made of vinyl is supplied on fan-fold sheets with 4 labels per row. The label has a white colored print-on area 1.0" (25.4 mm) high for cables or wires and a clear overlaminate. It is 2.0" wide and 4.0" lon | M | 1000 | 1000 | 1000 | 588.99
07498343989 | S200X400VATY | TT,Self-LaminLbl,2"Wx4"L,1"H,WH,PK1000 | The S200X400VATY Thermal Transfer Self-Laminating Label includes a white print-on area and clear overlaminate to protect the legend for easy identification. It is sized specifically for wire and cable applications. Upgrade your cable coding system with i | M | 1000 | 2000 | 1000 | 334.62
07498350595 | S200X400YAJ | LsrInkJet,Self-LamLbl,2"Wx4"L,WH,PK1000 | The S200X400YAJ Laser/Inkjet Self-Laminating Label includes a white print-on area and clear overlaminate to protect the legend for easy identification. It is sized specifically for wire and cable applications. Upgrade your cable coding system with improv | M | 1000 | 1000 | 1000 | 300.15
07498343990 | S200X650VA1Y | TT,Self-LaminLbl,2"Wx6.5"L,1.5"WH,PK250 | The S200X650VA1Y Thermal Transfer Self-Laminating Label includes a white print-on area and clear overlaminate to protect the legend for easy identification. It is sized specifically for wire and cable applications. Upgrade your cable coding system with i | M | 1000 | 500 | 250 | 486.84
07498343992 | S200X650VADY | DotMatrix,Self-LamLbl,2"Wx6.5"L,WHPK1000 | The dot matrix self-laminating adhesive label is made of vinyl is supplied on fan-fols sheets with 3 labels per row. The label has a white colored print-on area 1.5" (38.1 mm) high for cables or wires and a clear overlaminate. It is 2.0" wide and 6.5" lo | M | 1000 | 1000 | 1000 | 558
07498343993 | S200X650VATY | TT,Self-LaminLbl,2"Wx6.5"L,1.5"WH,PK1000 | The S200X650VATY Thermal Transfer Self-Laminating Label includes a white print-on area and clear overlaminate to protect the legend for easy identification. It is sized specifically for wire and cable applications. Upgrade your cable coding system with i | M | 1000 | 2000 | 1000 | 471.54
07498350596 | S200X650YAJ | Laser,Self-LamLabel,2"Wx6.5"L,PK500 | The S200X650YAJ Laser/Inkjet Self-Laminating Label includes a white print-on area and clear overlaminate to protect the legend for easy identification. It is sized specifically for wire and cable applications. Upgrade your cable coding system with improv | M | 1000 | 500 | 500 | 715.44
61305625901 | S21-120-C | StrongHold,CblTie,20.98,LH,Nat,PK100 | The S21-120-C StrongHold Cable Ties offers contractors an economical cable tie option for commercial construction and general-purpose applications. Light-Heavy, 20.96” (533mm) length, made of Nylon 6.6, AH-2 Plenum rated, are natural in color and come in | C | 100 | 1000 | 100 | 14.76
61305625902 | S21-120-C0 | StrongHold,CblTie,20.98,LH,WRBL,PK100 | The S21-120-C0 StrongHold Cable Ties offers contractors an economical cable tie option for commercial construction and general-purpose applications. Light Heavy, 20.98” (533mm) length and are AH-2 Plenum rated. For outdoor use, made of Weather Resistant N | C | 100 | 1000 | 100 | 18.22
61305625899 | S21-120-L | StrongHold,CblTie,20.98,LH,Nat,PK50 | StrongHold™ Cable Tie, 20.98L (533mm), Light-Heavy, Nylon, Natural,Package 50 | C | 100 | 500 | 50 | 16.15
61305625900 | S21-120-L0 | StrongHold,CblTie,20.98,LH,WRBL,PK50 | The S21-120-L0 StrongHold Cable Ties offer contrators an economical cable tie option for commercial construction and general-purpose applications. Light Heavy, 20.98" (533mm) length, made of Weather Resistant Nylon 6.6, AH-2 Plenum rated, are black in col | C | 100 | 500 | 50 | 20.04
61305625905 | S21-175-C | StrongHold,CblTie,20.71,H,Nat,PK100 | StrongHold™ Cable Tie, 20.71L (526mm), Heavy, Nylon, Natural, Package 100 | C | 100 | 1000 | 100 | 18.22
61305625906 | S21-175-C0 | StrongHold,CblTie,20.71,H,WRBL,PK100 | StrongHold™ Cable Tie, 20.71L (526mm), Heavy, Nylon, Weather Resistant, Black, Package 100 | C | 100 | 1000 | 100 | 22.8
61305625903 | S21-175-L | StrongHold,CblTie,20.71,H,Nat,PK50 | The S21-175-L StrongHold Cable Ties offer contrators an economical cable tie option for commercial construction and general-purpose applications. Heavy, 20.86" (530mm) length, made of Nylon 6.6, AH-2 Plenum rated, are natural in color and come in packages | C | 100 | 500 | 50 | 19.97
61305625904 | S21-175-L0 | StrongHold,CblTie,20.71,H,WRBL,PK50 | The S21-175-L0 StrongHold Cable Ties offer contrators an economical cable tie option for commercial construction and general-purpose applications. Heavy, 20.86" (530mm) length, made of Weather Resistant Nylon 6.6, AH-2 Plenum rated, are black in color and | C | 100 | 500 | 50 | 25.1
61305625895 | S21-50-C | StrongHold,CblTie,20.87,Std,Nat,PK100 | StrongHold™ Cable Tie, 20.87L (530mm), Standard, Nylon, Natural, Package 100 | C | 100 | 1000 | 100 | 11.97
61305625896 | S21-50-C0 | StrongHold,CblTie,20.87,Std,WRBL,PK100 | StrongHold™ Cable Tie, 20.87L (530mm), Standard, Nylon, Weather Resistant, Black, Package 100 | C | 100 | 1000 | 100 | 14.41
61305625897 | S21-50-M | StrongHold,CblTie,20.87,Std,Nat,PK1000 | StrongHold™ Cable Tie, 20.87L (530mm), Standard, Nylon, Natural, Package 1000 | M | 1000 | 5000 | 1000 | 113.18
61305625898 | S21-50-M0 | StrongHold,CblTie,20.87,Std,WRBL,PK1000 | StrongHold™ Cable Tie, 20.87L (530mm), Standard, Nylon, Weather Resistant, Black, Package 1000 | M | 1000 | 5000 | 1000 | 136.66
61305625842 | S24-120-L | StrongHold,CblTie,23.62,LH,Nat,PK50 | The S24-120-L StrongHold Cable Ties offer contrators an economical cable tie option for commercial construction and general-purpose applications. Light Heavy, 23.62" (600mm) length, made of Nylon 6.6, AH-2 Plenum rated, are natural in color and come in pa | C | 100 | 500 | 50 | 21.68
61305625843 | S24-120-L0 | StrongHold,CblTie,23.62,LH,WRBL,PK50 | The S24-120-L0 StrongHold Cable Ties offer contrators an economical cable tie option for commercial construction and general-purpose applications. Light Heavy, 23.62" (600mm) length, made of Weather Resistant Nylon 6.6, AH-2 Plenum rated, are black in col | C | 100 | 500 | 50 | 26.75
61305625844 | S24-120-Q | StrongHold,CblTie,23.62,LH,Nat,PK25 | StrongHold™ Cable Tie, 23.62L (600mm), Light-Heavy, Nylon, Natural, Package 25 | C | 100 | 500 | 25 | 22.76
61305625845 | S24-120-Q0 | StrongHold,CblTie,23.62,LH,WRBL,PK25 | StrongHold™ Cable Tie, 23.62L (600mm), Light-Heavy, Nylon, Weather Resistant, Black, Package 25 | C | 100 | 500 | 25 | 28.09
61305625829 | S24-175-L | StrongHold,CblTie,24.02,H,Nat,PK50 | The S24-175-L StrongHold Cable Ties offer contrators an economical cable tie option for commercial construction and general-purpose applications. Heavy, 24.02" (610mm) length, made of Nylon 6.6, AH-2 Plenum rated, are natural in color and come in packages | C | 100 | 500 | 50 | 20.62
61305625830 | S24-175-L0 | StrongHold,CblTie,24.02,H,WRBL,PK50 | The S24-175-L0 StrongHold Cable Ties offer contrators an economical cable tie option for commercial construction and general-purpose applications. Heavy, 24.02" (610mm) length, made of Weather Resistant Nylon 6.6, AH-2 Plenum rated, are black in color and | C | 100 | 500 | 50 | 24.27
07498360077 | S250-12R-C | TubRingTerm,NonIns,250Kcmil1/2StudPK100 | Tubular Ring Terminal, 250 kcmil, 1/2 stud size, non-insulated, bulk package. | M | 1000 | 100 | 100 | 4757.15
07498360061 | S250-38R-C | TubRingTerm,NonIns250Kcmil,3/8StudPK100 | Tubular Ring Terminal, 250 kcmil, 3/8 stud size, non-insulated, bulk package. | M | 1000 | 100 | 100 | 4530.61
07498334866 | S2F-C | SnapClip MTG BKT , 2"W Flush Duct,100pcs | Panduct® snap-clip mounting bracket for use with types G,F,FS and D wiring duct, #8-32 x 1/4 (provided) screw required, 2.00" duct width, spring steel, metallic, 100 pc. package quantity. | C | 100 | 100 | 100 | 275.32
07498360047 | S3/0-12R-C | TubRingTerm,NonIns,3/0AWG,1/2StudPK100 | Tubular Ring Terminal, 3/0 AWG, 1/2 stud size, non-insulated, bulk package. | M | 1000 | 100 | 100 | 3422.63
07498360042 | S3/0-14R-C | TubRingTerm,NonIns,3/0AWG,1/4StudPK100 | Tubular Ring Terminal, 3/0 AWG, 1/4 stud size, non-insulated, bulk package. | M | 1000 | 100 | 100 | 3556.33
07498360045 | S3/0-38R-C | TubRingTerm,NonIns,3/0AWG,3/8StudPK100 | Tubular Ring Terminal, 3/0 AWG, 3/8 stud size, non-insulated, bulk package. | M | 1000 | 100 | 100 | 3259.64
07498360043 | S3/0-56R-C | TubRingTerm,NonIns,3/0AWG,5/16StudPK100 | Tubular Ring Terminal, 3/0 AWG, 5/16 stud size, non-insulated, bulk package. | M | 1000 | 100 | 100 | 3557.73
61305625825 | S30-120-L | StrongHold,CblTie,29.53,LH,Nat,PK50 | StrongHold™ Cable Tie, 29.53L (750mm), Light-Heavy, Nylon, Natural,Package 50 | C | 100 | 500 | 50 | 23.2
61305625826 | S30-120-L0 | StrongHold,CblTie,29.53,LH,WRBL,PK50 | StrongHold™ Cable Tie, 29.53L (750mm), Light-Heavy, Nylon, Weather Resistant, Black,Package 50 | C | 100 | 500 | 50 | 28.64
61305625867 | S30-120-X | StrongHold,CblTie,29.53,LH,Nat,PK10 | StrongHold™ Cable Tie, 29.53L (750mm), Light-Heavy, Nylon, Natural, Package 10 | C | 100 | 10 | 10 | 37.58
61305625872 | S30-120-X0 | StrongHold Cable Tie, 29.53L (750mm), .3 | StrongHold Cable Tie, 29.53L (750mm), Lt-Heavy, Nylon, Weather Resistant Black, Package 10 | C | 100 | 100 | 10 | 46.41
61305625827 | S31-175-L | StrongHold,CblTie,30.53,H,Nat,PK50 | The S31-175-L StrongHold Cable Ties offer contrators an economical cable tie option for commercial construction and general-purpose applications. Heavy, 30.55" (776mm) length, made of Nylon 6.6, AH-2 Plenum rated, are natural in color and come in packages | C | 100 | 500 | 50 | 30.16
61305625828 | S31-175-L0 | StrongHold,CblTie,30.53,H,WRBL,PK50 | The S31-175-L0 StrongHold Cable Ties offer contrators an economical cable tie option for commercial construction and general-purpose applications. Heavy, 30.55" (776mm) length, made of Weather Resistant Nylon 6.6, AH-2 Plenum rated, are black in color and | C | 100 | 500 | 50 | 37.24
61305625874 | S32-175-L | StrongHold,CblTie,32.09,H,Nat,PK50 | The S32-175-L StrongHold Cable Ties offer contrators an economical cable tie option for commercial construction and general-purpose applications. Heavy, 32.12" (816mm) length, made of Nylon 6.6, AH-2 Plenum rated, are natural in color and come in packages | C | 100 | 500 | 50 | 29.76
61305625875 | S32-175-L0 | StrongHold,CblTie,32.09,H,WRBL,PK50 | The S32-175-L0 StrongHold Cable Ties offer contrators an economical cable tie option for commercial construction and general-purpose applications. Heavy, 32.12" (816mm) length, made of Weather Resistant Nylon 6.6, AH-2 Plenum rated, are black in color and | C | 100 | 500 | 50 | 34.22
61305625876 | S36-175-L | StrongHold,CblTie,35.91,H,Nat,PK50 | The S36-175-L StrongHold Cable Ties offer contrators an economical cable tie option for commercial construction and general-purpose applications. Heavy, 35.91" (912mm) length, made of Nylon 6.6, AH-2 Plenum rated, are natural in color and come in packages | C | 100 | 500 | 50 | 32.58
61305625877 | S36-175-L0 | StrongHold,CblTie,35.91,H,WRBL,PK50 | The S36-175-L0 StrongHold Cable Ties offer contrators an economical cable tie option for commercial construction and general-purpose applications. Heavy, 35.91" (912mm) length, made of Weather Resistant Nylon 6.6, AH-2 Plenum rated, are black in color and | C | 100 | 500 | 50 | 37.47
07498334867 | S3F-C | SnapClip MTG BKT , 3"W Flush Duct,100pcs | Panduct® snap-clip mounting bracket for use with types G,F,FS and D wiring duct, #8-32 x 1/4 (provided) screw required, 3.00" duct width, spring steel, metallic, 100 pc. package quantity. | C | 100 | 100 | 100 | 281.36
07498359874 | S4-10R-E | TubRingTerm,NonIns,4AWG,#10Stud,PK20 | Tubular Ring Terminal, 4 AWG, #10 stud size, non-insulated, standard package. | C | 100 | 60 | 20 | 194.64
07498360025 | S4-14R-T | TubRingTerm,NonIns,4AWG,1/4Stud,PK200 | Tubular Ring Terminal, 4 AWG, 1/4 stud size, non-insulated, bulk package. | M | 1000 | 200 | 200 | 1105.09
61305625788 | S4-18-C | StrongHold,CblTie,3.94,Min,Nat,PK100 | The S4-18-C StrongHold Cable Ties offers contractors an economical cable tie option for commercial construction and general-purpose applications. Miniature, 3.94” (100mm) length, made of Nylon 6.6, AH-2 Plenum rated, are natural in color and come in packa | C | 100 | 1000 | 100 | 2.37
61305625789 | S4-18-C0 | StrongHold,CblTie,3.94,Min,WRBL,PK100 | The S4-18-C0 StrongHold Cable Ties offers contractors an economical cable tie option for commercial construction and general-purpose applications. Miniature, 3.94” (100mm) length and are AH-2 Plenum rated. For outdoor use, made of Weather Resistant Nylon | C | 100 | 1000 | 100 | 2.92
61305625786 | S4-18-M | StrongHold,CblTie,3.94,Min,Nat,PK1000 | The S4-18-M StrongHold Cable Ties offers contractors an economical cable tie option for commercial construction and general-purpose applications. Standard, 3.94” (100mm) length, made of Nylon 6.6, AH-2 Plenum rated, are natural in color and come in packag | M | 1000 | 10000 | 1000 | 11.66
61305625787 | S4-18-M0 | StrongHold,CblTie,3.94,Min,WRBL,PK1000 | The S4-18-M0 StrongHold Cable Ties offer contrators an economical cable tie option for commercial construction and general-purpose applications. Miniature, 3.94" (100mm) length, made of Weather Resistant Nylon 6.6, AH-2 Plenum rated, are black in color an | M | 1000 | 10000 | 1000 | 14.4
07498360027 | S4-38R-T | TubRingTerm,NonIns,4AWG,3/8Stud,PK200 | Tubular Ring Terminal, 4 AWG, 3/8 stud size, non-insulated, bulk package. | M | 1000 | 200 | 200 | 1108.21
07498360026 | S4-56R-T | TubRingTerm,NonIns,4AWG,5/16StudPK200 | Tubular Ring Terminal, 4 AWG, 5/16 stud size, non-insulated, bulk package. | M | 1000 | 200 | 200 | 1108.21
07498360059 | S4/0-12R-C | TubRingTerm,NonIns,4/0AWG,1/2StudPK100 | Tubular Ring Terminal, 4/0 AWG, 1/2 stud size, non-insulated, bulk package. | M | 1000 | 100 | 100 | 4172.43
07498360048 | S4/0-38R-C | TubRingTerm,NonIns,4/0AWG,3/8StudPK100 | Tubular Ring Terminal, 4/0 AWG, 3/8 stud size, non-insulated, bulk package. | M | 1000 | 100 | 100 | 4172.43
07498370372 | S4/0-56R-C | TubRingTerm,NonIns,4/0AWG,5/16StudPK100 | Tubular Ring Terminal, 4/0 AWG, 5/16 stud size, non-insulated, bulk package. | M | 1000 | 100 | 100 | 4381.04
07498359898 | S4/0-76R-5 | TubRingTerm,NonIns,4/0AWG,7/16StudPK5 | Tubular Ring Terminal, 4/0 AWG, 7/16 stud size, non-insulated, standard package. | C | 100 | 25 | 5 | 719.34
61305625878 | S40-175-L | StrongHold,CblTie,40.16,H,Nat,PK50 | StrongHold™ Cable Tie, 40.16L (1020mm), Heavy, Nylon, Natural,Package 50 | C | 100 | 500 | 50 | 41.23
61305625879 | S40-175-L0 | StrongHold,CblTie,40.16,H,WRBL,PK50 | StrongHold™ Cable Tie, 40.16L (1020mm), Heavy, Nylon, Weather Resistant, Black,Package 50 | C | 100 | 500 | 50 | 47.41
61305625918 | S40-175-X | StrongHold,CblTie,40.16,H,Nat,PK10 | StrongHold™ Cable Tie, 40.16L (1020mm), Heavy, Nylon, Natural, Package 10 | C | 100 | 10 | 10 | 45.26
61305625919 | S40-175-X0 | StrongHold,CblTie,40.16,H,WRBL,PK10 | StrongHold™ Cable Tie, 40.16L (1020mm), Heavy, Nylon, Weather Resistant, Black, Package 10 | C | 100 | 10 | 10 | 52.02
61305625920 | S48-175-L | StrongHold,CblTie,48.03,H,Nat,PK50 | StrongHold™ Cable Tie, 48.03L (1220mm), Heavy, Nylon, Natural,Package 50 | C | 100 | 500 | 50 | 52.02
61305625921 | S48-175-L0 | StrongHold,CblTie,48.03,H,WRBL,PK50 | StrongHold™ Cable Tie, 48.03L (1220mm), Heavy, Nylon, Weather Resistant, Black,Package 50 | C | 100 | 500 | 50 | 59.85
61305625922 | S48-175-L8 | StrongHold,CblTie,48.03,H,Gray,PK50 | StrongHold™ Cable Tie, 48.03L (1220mm), Heavy, Nylon, Gray,Package 50 | C | 100 | 500 | 50 | 59.85
07498334868 | S4F-C | SnapClip MTG BKT , 4"W Flush Duct,100pcs | Panduct® snap-clip mounting bracket for use with types G,F,FS and D wiring duct, #8-32 x 1/4 (provided) screw required, 4.00" duct width, spring steel, metallic, 100 pc. package quantity. | C | 100 | 100 | 100 | 297.94
61305625883 | S5-50-C | StrongHold,CblTie,4.70,Std,Nat,PK100 | StrongHold™ Cable Tie, 4.7L (120mm), Standard, Nylon, Natural, Package 100 | C | 100 | 1000 | 100 | 3.22
61305625884 | S5-50-C0 | StrongHold,CblTie,4.70,Std,WRBL,PK100 | StrongHold™ Cable Tie, 4.7L (120mm), Standard, Nylon, Weather Resistant, Black, Package 100 | C | 100 | 1000 | 100 | 3.99
61305625885 | S5-50-M | StrongHold,CblTie,4.70,Std,Nat,PK1000 | StrongHold™ Cable Tie, 4.7L (120mm), Standard, Nylon, Natural, Package 1000 | M | 1000 | 10000 | 1000 | 24.28
61305625886 | S5-50-M0 | StrongHold,CblTie,4.70,Std,WRBL,PK1000 | StrongHold™ Cable Tie, 4.7L (120mm), Standard, Nylon, Weather Resistant, Black, Package 1000 | M | 1000 | 10000 | 1000 | 30.01
07498360019 | S6-10R-T | TubRingTerm,NonIns,6AWG,#10Stud,PK200 | Tubular Ring Terminal, 6 AWG, #10 stud size, non-insulated, bulk package. | M | 1000 | 200 | 200 | 762.12
07498360020 | S6-14R-T | TubRingTerm,NonIns,6AWG,1/4Stud,PK200 | Tubular Ring Terminal, 6 AWG, 1/4 stud size, non-insulated, bulk package. | M | 1000 | 200 | 200 | 740.59
61305625838 | S6-18-C | StrongHold,CblTie,6.30,Min,Nat,PK100 | The S6-18-C StrongHold Cable Ties offers contractors an economical cable tie option for commercial construction and general-purpose applications. Miniature, 6.3” (160mm) length, made of Nylon 6.6, AH-2 Plenum rated, are natural in color and come in packag | C | 100 | 1000 | 100 | 3.07
61305625839 | S6-18-C0 | StrongHold Cable Tie, 6.3L (160mm), .10W | The S6-18-C0 StrongHold Cable Ties offers contractors an economical cable tie option for commercial construction and general-purpose applications. Miniature, 6.3” (160mm) length and are AH-2 Plenum rated. For outdoor use, made of Weather Resistant Nylon 6 | C | 100 | 1000 | 100 | 3.76
61305625836 | S6-18-M | StrongHold,CblTie,6.30,Min,Nat,PK1000 | StrongHold™ Cable Tie, 6.3L (160mm), Miniature, Nylon, Natural, Package 1000 | M | 1000 | 10000 | 1000 | 18.04
61305625837 | S6-18-M0 | StrongHold,CblTie,6.30,Min,WRBL,PK1000 | StrongHold™ Cable Tie, 6.3L (160mm), Miniature, Nylon, Weather Resistant, Black, Package 1000 | M | 1000 | 10000 | 1000 | 22.28
07498360023 | S6-38R-T | TubRingTerm,NonIns,6AWG,3/8Stud,PK200 | Tubular Ring Terminal, 6 AWG, 3/8 stud size, non-insulated, bulk package. | M | 1000 | 200 | 200 | 740.59
61305625791 | S6-40-C | StrongHold,CblTie,5.51,Int,Nat,PK100 | The S6-40-C StrongHold Cable Ties offers contractors an economical cable tie option for commercial construction and general-purpose applications. Intermediate, 5.51” (140mm) length, made of Nylon 6.6, AH-2 Plenum rated, are natural in color and come in pa | C | 100 | 1000 | 100 | 2.66
61305625792 | S6-40-C0 | StrongHold,CblTie,5.51,Int,WRBL,PK100 | The S6-40-C0 StrongHold Cable Ties offers contractors an economical cable tie option for commercial construction and general-purpose applications. Intermediate, 5.51” (140mm) length and are AH-2 Plenum rated. For outdoor use, made of Weather Resistant Nyl | C | 100 | 1000 | 100 | 3.26
61305634062 | S6-40-M | StrongHoldCblTie,5.51L,.14W,PK1000 | The S6-40-M StrongHold Cable Ties offers contractors an economical cable tie option for commercial construction and general-purpose applications. Intermediate, 5.51” (140mm) length, made of Nylon 6.6, AH-2 Plenum rated, are natural in color and come in pa | M | 1000 | 10000 | 1000 | 18.84
61305634063 | S6-40-M0 | StrongHoldCblTie,5.51L,.14W,PK1000 | The S6-40-M0 StrongHold Cable Ties offers contractors an economical cable tie option for commercial construction and general-purpose applications. Intermediate, 5.51” (140mm) length and are AH-2 Plenum rated. For outdoor use, made of Weather Resistant Nyl | M | 1000 | 10000 | 1000 | 23.11
61305625887 | S6-50-C | StrongHold,CblTie,6.30,Std,Nat,PK100 | StrongHold™ Cable Tie, 6.3L (160mm), Standard, Nylon, Natural, Package 100 | C | 100 | 1000 | 100 | 3.27
61305625888 | S6-50-C0 | StrongHold,CblTie,6.30,Std,WRBL,PK100 | StrongHold™ Cable Tie, 6.3L (160mm), Standard, Nylon, Weather Resistant, Black, Package 100 | C | 100 | 1000 | 100 | 4.04
61305625889 | S6-50-M | StrongHold,CblTie,6.30,Std,Nat,PK1000 | The S6-50-M StrongHold Cable Ties offers contractors an economical cable tie option for commercial construction and general-purpose applications. Standard, 6.3” (160mm) length, made of Nylon 6.6, AH-2 Plenum rated, are natural in color and come in package | M | 1000 | 10000 | 1000 | 24.5
61305625890 | S6-50-M0 | StrongHold,CblTie,6.30,Std,WRBL,PK1000 | The S6-50-M0 StrongHold Cable Ties offers contractors an economical cable tie option for commercial construction and general-purpose applications. Standard, 6.3” (160mm) length and are AH-2 Plenum rated. For outdoor use, made of Weather Resistant Nylon 6. | M | 1000 | 10000 | 1000 | 30.23
07498360022 | S6-56R-T | TubRingTerm,NonIns,6AWG,5/16StudPK200 | Tubular Ring Terminal, 6 AWG, 5/16 stud size, non-insulated, bulk package. | M | 1000 | 200 | 200 | 769.74
61305625801 | S7-50-C | StrongHold,CblTie,7.40,Std,Nat,PK100 | The S7-50-C StrongHold Cable Ties offers contractors an economical cable tie option for commercial construction and general-purpose applications. Standard, 7.4” (188mm) length, made of Nylon 6.6, AH-2 Plenum rated, are natural in color and come in package | C | 100 | 1000 | 100 | 3.17
61305625802 | S7-50-C0 | StrongHold,CblTie,7.40,Std,WRBL,PK100 | The S7-50-C0 StrongHold Cable Ties offers contractors an economical cable tie option for commercial construction and general-purpose applications. Standard, 7.4” (188mm) length and are AH-2 Plenum rated. For outdoor use, made of Weather Resistant Nylon 6. | C | 100 | 1000 | 100 | 3.92
61305665625 | S7-50-C2 | StrongHold Cable Tie, 7.4L (188mm), .19W | The S7-50-C2 StrongHold Cable Ties offer contrators an economical cable tie option for commercial construction and general-purpose applications. Standard, 7.40" (188mm) length, made of Nylon 6.6, AH-2 Plenum rated, are red in color and come in packages of | C | 100 | 1000 | 100 | 4.61
61305625799 | S7-50-M | StrongHold,CblTie,7.40,Std,Nat,PK1000 | The S7-50-M StrongHold Cable Ties offers contractors an economical cable tie option for commercial construction and general-purpose applications. Standard, 7.4” (188mm) length, made of Nylon 6.6, AH-2 Plenum rated, are natural in color and come in package | M | 1000 | 10000 | 1000 | 22.88
61305625800 | S7-50-M0 | StrongHold,CblTie,7.40,Std,WRBL,PK1000 | The S7-50-M0 StrongHold Cable Ties offers contractors an economical cable tie option for commercial construction and general-purpose applications. Standard, 7.4” (188mm) length and are AH-2 Plenum rated. For outdoor use, made of Weather Resistant Nylon 6. | M | 1000 | 10000 | 1000 | 28.26
07498360000 | S8-10R-T | TubRingTerm,NonIns,8AWG,#10Stud,PK200 | Tubular Ring Terminal, 8 AWG, #10 stud size, non-insulated, bulk package. | M | 1000 | 200 | 200 | 603.94
07498360002 | S8-14R-T | TubRingTerm,NonIns,8AWG,1/4Stud,PK200 | Tubular Ring Terminal, 8 AWG, 1/4 stud size, non-insulated, bulk package. | M | 1000 | 200 | 200 | 603.94
61305625790 | S8-18-C | StrongHold,CblTie,7.87,Min,Nat,PK100 | The S8-18-C StrongHold Cable Ties offers contractors an economical cable tie option for commercial construction and general-purpose applications. Miniature, 7.87” (200mm) length, made of Nylon 6.6, AH-2 Plenum rated, are natural in color and come in packa | C | 100 | 1000 | 100 | 3.07
61305625909 | S8-18-C0 | StrongHold,CblTie,7.87,Min,WRBL,PK100 | The S15-50-C0 StrongHold Cable Ties offers contractors an economical cable tie option for commercial construction and general-purpose applications. Miniature, 7.87” (200mm) length and are AH-2 Plenum rated. For outdoor use, made of Weather Resistant Nylon | C | 100 | 1000 | 100 | 3.77
61305634060 | S8-18-M | StrongHoldCblTie,6.3L,.10W,PK1000 | StrongHold Cable Tie, 7.87L (200mm), Min, Nylon, Natural, Package 1000 | M | 1000 | 5000 | 1000 | 17.75
61305634061 | S8-18-M0 | StrongHoldCblTie,6.3L,.10W,PK1000 | StrongHold Cable Tie, 7.87L (200mm), Min, Weather Resistant, Black, Package 1000 | M | 1000 | 5000 | 1000 | 23.85
07498360004 | S8-38R-T | TubRingTerm,NonIns,8AWG,3/8Stud,PK200 | Tubular Ring Terminal, 8 AWG, 3/8 stud size, non-insulated, bulk package. | M | 1000 | 200 | 200 | 703.72
61305625793 | S8-40-C | StrongHold,CblTie,7.87,Int,Nat,PK100 | The S8-40-C StrongHold Cable Ties offers contractors an economical cable tie option for commercial construction and general-purpose applications. Intermediate, 7.87” (200mm) length, made of Nylon 6.6, AH-2 Plenum rated, are natural in color and come in pa | C | 100 | 1000 | 100 | 3.99
61305625794 | S8-40-C0 | StrongHold,CblTie,7.87,Int,WRBL,PK100 | The S8-40-C0 StrongHold Cable Ties offers contractors an economical cable tie option for commercial construction and general-purpose applications. Intermediate, 7.87” (200mm) length and are AH-2 Plenum rated. For outdoor use, made of Weather Resistant Nyl | C | 100 | 1000 | 100 | 4.93
61305634064 | S8-40-M | StrongHold Cable Tie, 7.87L (200mm), .14 | The S8-40-M StrongHold Cable Ties offers contractors an economical cable tie option for commercial construction and general-purpose applications. Intermediate, 7.87” (200mm) length, made of Nylon 6.6, AH-2 Plenum rated, are natural in color and come in pa | M | 1000 | 5000 | 1000 | 26.14
61305634065 | S8-40-M0 | StrongHold Cable Tie, 7.87L (200mm), .14 | The S8-40-M0 StrongHold Cable Ties offers contractors an economical cable tie option for commercial construction and general-purpose applications. Intermediate, 7.87” (200mm) length and are AH-2 Plenum rated. For outdoor use, made of Weather Resistant Nyl | M | 1000 | 5000 | 1000 | 30.88
61305625881 | S8-50-C | StrongHold,CblTie,8.46,Std,Nat,PK100 | StrongHold™ Cable Tie, 8.46L (215mm), Standard, Nylon, Natural, Package 100 | C | 100 | 1000 | 100 | 5.36
61305625882 | S8-50-C0 | StrongHold,CblTie,8.46,Std,WRBL,PK100 | StrongHold™ Cable Tie, 8.46L (215mm), Standard, Nylon, Weather Resistant, Black, Package 100 | C | 100 | 1000 | 100 | 6.4
61305625923 | S8-50-M | StrongHold,CblTie,8.46,Std,Nat,PK1000 | The S8-50-M StrongHold Cable Ties offers contractors an economical cable tie option for commercial construction and general-purpose applications. Standard, 8.46” (215mm) length, made of Nylon 6.6, AH-2 Plenum rated, are natural in color and come in packag | M | 1000 | 5000 | 1000 | 50.27
61305625924 | S8-50-M0 | StrongHold,CblTie,8.46,Std,WRBL,PK1000 | The S8-50-M0 StrongHold Cable Ties offers contractors an economical cable tie option for commercial construction and general-purpose applications. Standard, 8.46” (215mm) length and are AH-2 Plenum rated. For outdoor use, made of Weather Resistant Nylon 6 | M | 1000 | 5000 | 1000 | 59.84
07498360003 | S8-56R-T | TubRingTerm,NonIns,8AWG,5/16StudPK200 | Tubular Ring Terminal, 8 AWG, 5/16 stud size, non-insulated, bulk package. | M | 1000 | 200 | 200 | 670.22
07498391225 | SA1/0-X | AlSplice,TinPlated,1/0AWGPKG10 | Aluminum splice, type SA, tin plated, 1/0 AWG. | C | 100 | 10 | 1 | 2516.52
07498391215 | SA2-X | AlSplice,TinPlated,#2AWGPKG10 | Aluminum splice, type SA, tin plated, #2 AWG. | C | 100 | 20 | 1 | 1474.93
07498391230 | SA2/0-5 | AlSplice,TinPlated,2/0AWGPKG5 | Aluminum splice, type SA, tin plated, 2/0 AWG. | C | 100 | 10 | 1 | 2679.73
07498391245 | SA250-5 | AlSplice,TinPlated,250kcmilPKG5 | Aluminum splice, type SA, tin plated, 250 kcmil. | C | 100 | 10 | 1 | 3439.98
07498391235 | SA3/0-5 | AlSplice,TinPlated,3/0AWGPKG5 | Aluminum splice, type SA, tin plated, 3/0 AWG. | C | 100 | 10 | 1 | 3091.02
07498391255 | SA350-2 | AlSplice,TinPlated,350kcmilPKG2 | Aluminum splice, type SA, tin plated, 350 kcmil. | C | 100 | 6 | 1 | 3823.03
07498306991 | SA4-XR | Al,CompSplice,TinPlated,#4AWG,PK10 | Aluminum Compression Splice, Tin Plated, #4 AWG | C | 100 | 40 | 1 | 951.48
07498391240 | SA4/0-5 | AlSplice,TinPlated,4/0AWGPKG5 | Aluminum splice, type SA, tin plated, 4/0 AWG. | C | 100 | 10 | 1 | 3174.37
07498391260 | SA400-2 | AlSplice,TinPlated,400kcmilPKG2 | Aluminum splice, type SA, tin plated, 400 kcmil. | C | 100 | 4 | 1 | 5026.95
07498391265 | SA500-2 | AlSplice,TinPlated,500kcmilPKG2 | Aluminum splice, type SA, tin plated, 500 kcmil. | C | 100 | 4 | 1 | 6231.74
07498391205 | SA6-X | AlSplice,TinPlated,#6AWGPKG10 | Aluminum splice, type SA, tin plated, #6 AWG. | C | 100 | 20 | 1 | 906.68
07498391270 | SA600-2 | AlSplice,TinPlated,600kcmilPKG2 | Aluminum splice, type SA, tin plated, 600 kcmil. | C | 100 | 2 | 1 | 8979.36
07498391275 | SA750-1 | AlSplice,TinPlated,750kcmilPKG1 | Aluminum splice, type SA, tin plated, 750 kcmil. | C | 100 | 3 | 1 | 9221.69
07498361035 | SACS50-T100 | StckbleTelcoCbleSpcer,WRBL,PK200 | Panduit SACS50-T100 Stackable Aerial Cable Spacers are designed to snap into another to increase spacer heights by ½” increments. Can be used in parallel or perpendicular applications. Are 2.08” x 1.16” x 0.51” (52.8 x 29.5 x 13.0 mm) in size and for use | M | 1000 | 2000 | 200 | 524.36
07498390302 | SBA4-C | SplitBolt,Al,#4STR-#10SOLAWG,PKG100 | Split bolt, aluminum dual rated, type SBA, #4 STR - #10 SOL AWG. | C | 100 | 100 | 1 | 1229.8
07498362725 | SBC1/0-L | SplitBolt,Cu,#4STR-1/0STRAWGPKG50 | The SBC1/0-L Mechanical Lug Split Bolt Copper is made from high strength copper alloy to provide premium electrical and mechanical performance for wide wire range-taking capability that helps minimize inventory requirements. The internal pressure bar prov | C | 100 | 50 | 1 | 1593.9
07498362723 | SBC2-C | SplitBolt,Cu,#6STR-#2STRAWGPKG100 | The SBC2-C Mechanical Lug Split Bolt Copper is made from high strength copper alloy to provide premium electrical and mechanical performance for wide wire range-taking capability that helps minimize inventory requirements. The internal pressure bar provid | C | 100 | 100 | 1 | 1112.79
07498362726 | SBC2/0-Q | SplitBolt,Cu,#2STR-2/0STRAWGPKG25 | The SBC2/0-Q Mechanical Lug Split Bolt Copper is made from high strength copper alloy to provide premium electrical and mechanical performance for wide wire range-taking capability that helps minimize inventory requirements. The internal pressure bar prov | C | 100 | 25 | 1 | 2579.6
07498390410 | SBC250-Q | SplitBolt,Cu,#1STR-250kcmilPKG25 | The SBC250-Q Mechanical Lug Split Bolt Copper is made from high strength copper alloy to provide premium electrical and mechanical performance for wide wire range-taking capability that helps minimize inventory requirements. The internal pressure bar prov | C | 100 | 25 | 1 | 4116.43
07498362724 | SBC2L-C | SpltBlt,Cu,#14STR,#2STRA,L-Body,PK100 | Split bolt, copper, type SBC, long body, #14 STR - #2 STR AWG. | C | 100 | 100 | 1 | 1143.12
07498362722 | SBC3-C | SplitBolt,Cu,#8STR-#4STRAWGPKG100 | The SBC3-C Mechanical Lug Split Bolt Copper is made from high strength copper alloy to provide premium electrical and mechanical performance for wide wire range-taking capability that helps minimize inventory requirements. The internal pressure bar provid | C | 100 | 100 | 1 | 1107.21
07498362727 | SBC3/0-Q | SplitBolt,Cu,#1STR-3/0STRAWGPKG25 | Split bolt, copper, type SBC, #1 STR - 3/0 STR AWG. | C | 100 | 25 | 1 | 3514.4
07498390411 | SBC350-1 | SplitBolt,Cu,2/0STR-350kcmilPKG1 | Split bolt, copper, type SBC, 2/0 STR - 350 kcmil. | C | 100 | 5 | 1 | 7599.69
07498362720 | SBC4S-C | SplitBolt,Cu,#8STR-#6STRAWGPKG100 | The SBC4S-C Mechanical Lug Split Bolt Copper is made from high strength copper alloy to provide premium electrical and mechanical performance for wide wire range-taking capability that helps minimize inventory requirements. The internal pressure bar provi | C | 100 | 100 | 1 | 774.26
07498362721 | SBC4SL-C | SpltBlt,Cu,#8STR,#6STRA,L-Body,4SL,PK100 | Split bolt, copper, type SBC, long body, #8 - #6 STR AWG. | C | 100 | 100 | 1 | 778.7
07498390412 | SBC500-1 | SplitBolt,Cu,300-500kcmilPKG1 | Split bolt, copper, type SBC, 300 - 500 kcmil. | C | 100 | 3 | 1 | 9860.31
07498390403 | SBC6S-C | SplitBolt,Cu,#8STR-#6SOLAWGPKG100 | The SBC6S-C Mechanical Lug Split Bolt Copper is made from high strength copper alloy to provide premium electrical and mechanical performance for wide wire range-taking capability that helps minimize inventory requirements. The internal pressure bar provi | C | 100 | 100 | 1 | 636.59
07498362719 | SBC6SL-C | SpltBlt,Cu,#8STR,#6STRA,L-Body,6SL,PK100 | Split bolt, copper, type SBC, long body, #8 STR - #6 STR AWG. | C | 100 | 100 | 1 | 670.04
07498390413 | SBC750-1 | SplitBolt,Cu,#8SOL-750kcmilPKG1 | Split bolt, copper, type SBC, #8 SOL - 750 kcmil. | C | 100 | 1 | 1 | 17450.06
07498390402 | SBC8-C | SplitBolt,Cu,#10STR-#8STRAWGPKG100 | The SBC8-C Mechanical Lug Split Bolt Copper is made from high strength copper alloy to provide premium electrical and mechanical performance for wide wire range-taking capability that helps minimize inventory requirements. The internal pressure bar provid | C | 100 | 100 | 1 | 585.13
07498370771 | SBCT1/0-L | SpltBlt,Cu,TinPltd,#4STR,1/0STRA,PK50 | Split bolt, copper, tin plated, type SBCT, dual rated, #4 STR - 1/0 AWG. | C | 100 | 50 | 1 | 1950.71
07498370770 | SBCT2-C | Split Bolt,#6 STR - #2 STR AWG,PK100 | Split bolt, copper, tin plated, type SBCT, dual rated, #6 STR - #2 STR AWG. | C | 100 | 100 | 1 | 1540.39
07498370772 | SBCT2/0-Q | Split Bolt, #2 STR - 2/0 STR AWG,PK25 | The SBCT2/0-Q Mechanical Lug Split Bolt Copper is made from high strength copper alloy to provide premium electrical and mechanical performance for wide wire range-taking capability that helps minimize inventory requirements. The internal pressure bar pro | C | 100 | 25 | 1 | 4192.48
07498370774 | SBCT250-Q | Split Bolt, #1 STR - 250 kcmil,PK25 | Split bolt, copper, tin plated, type SBCT, #1 STR - 250 kcmil. | C | 100 | 25 | 1 | 5350.95
07498370769 | SBCT3-C | SpltBlt,Cu,TinPltd,#8STR,#4STRA,PK100 | Split bolt, copper, tin plated, type SBCT, dual rated, #8 STR - #4 STR AWG. | C | 100 | 100 | 1 | 1536.93
61305625834 | SC15-120-S25-L | StrongHold,ClampTie,14.96L,1/4S,NAT,Q50 | The SC15-120-S25-L StrongHold Clamp Cable Ties offers contractors an economical clamp cable tie option for commercial construction and general-purpose applications. The cable tie design allows you to secure cable bundles to another surface, for use with # | C | 100 | 500 | 50 | 15.06
61305625835 | SC15-120-S25-L0 | StrongHold,ClampTie,14.96L,1/4S,BL,Q50 | The SC15-120-S25-L0 StrongHold Clamp Cable Ties offers contractors an economical clamp cable tie option for commercial construction and general-purpose applications. The cable tie design allows you to secure cable bundles to another surface, for use with | C | 100 | 500 | 50 | 20.99
61305625832 | SC8-50-S10-C | StrongHold,ClampTie,7.87L,#10,NAT,Q100 | The SC8-50-S10-C StrongHold Clamp Cable Ties offers contractors an economical clamp cable tie option for commercial construction and general-purpose applications. The cable tie design allows you to secure cable bundles to another surface, for use with #10 | C | 100 | 1000 | 100 | 5.09
61305625833 | SC8-50-S10-C0 | StrongHold,ClampTie,7.87L,#10,BL,Q100 | The SC8-50-S10-C0 StrongHold Clamp Cable Ties offers contractors an economical clamp cable tie option for commercial construction and general-purpose applications. The cable tie design allows you to secure cable bundles to another surface, for use with #1 | C | 100 | 1000 | 100 | 6.1
07498390446 | SCL1-E | CuButtSplice,Long,#1AWGPKG20 | Copper butt splice, long barrel, #1 AWG wire. | C | 100 | 20 | 1 | 1379.04
07498390425 | SCL1/0-X | CuButtSplice,Long,1/0AWGPKG10 | Copper butt splice, long barrel, 1/0 AWG wire. | C | 100 | 20 | 1 | 1513.72
07498390490 | SCL1000-3 | CuButtSplice,Long,1000KcmilPKG3 | Copper butt splice, long barrel, 1000 kcmil cable. | C | 100 | 3 | 1 | 9298.26
07498390441 | SCL2-Q | CuButtSplice,Long,#2AWGPKG25 | Copper butt splice, long barrel, #2 AWG wire. | C | 100 | 25 | 1 | 1160.93
07498390430 | SCL2/0-X | CuButtSplice,Long,2/0AWGPKG10 | Copper butt splice, long barrel, 2/0 AWG wire. | C | 100 | 20 | 1 | 1622.51
07498390445 | SCL250-X | CuButtSplice,Long,250KcmilPKG10 | Copper butt splice, long barrel, 250 kcmil cable. | C | 100 | 10 | 1 | 2377.06
07498390435 | SCL3/0-X | CuButtSplice,Long,3/0AWGPKG10 | Copper butt splice, long barrel, 3/0 AWG wire. | C | 100 | 20 | 1 | 1872.94
07498390450 | SCL300-X | CuButtSplice,Long,300KcmilPKG10 | Copper butt splice, long barrel, 300 kcmil cable. | C | 100 | 10 | 1 | 2653.25
07498390455 | SCL350-X | CuButtSplice,Long,350KcmilPKG10 | Copper butt splice, long barrel, 350 kcmil cable. | C | 100 | 10 | 1 | 2674.2
07498390436 | SCL4-L | Butt Splice,#4–#3 AWG STR,2 AWG SOL,PK | Copper butt splice, long barrel, #4 – #3 AWG STR, #2 AWG SOL wire. | C | 100 | 50 | 1 | 956.08
07498390440 | SCL4/0-X | CuButtSplice,Long,4/0AWGPKG10 | Copper butt splice, long barrel, 4/0 AWG wire. | C | 100 | 20 | 1 | 1981.22
07498390460 | SCL400-6 | CuButtSplice,Long,400KcmilPKG6 | Copper butt splice, long barrel, 400 kcmil cable. | C | 100 | 6 | 1 | 3494.99
07498390465 | SCL500-6 | CuButtSplice,Long,500KcmilPKG6 | Copper butt splice, long barrel, 500 kcmil cable. | C | 100 | 6 | 1 | 3628.29
07498390431 | SCL6-L | CuButtSplice,Long,#6AWGPKG50 | The SCL6-L Copper Compression Lug Lug, standard barrel, has color-coded barrels marked with Panduit and specified competitor die index numbers for proper crimp die selection. An inspection window aids to visually assure full conductor insertion, and the t | C | 100 | 50 | 1 | 788.67
07498390470 | SCL600-6 | CuButtSplice,Long,600KcmilPKG6 | Copper butt splice, long barrel, 600 kcmil cable. | C | 100 | 6 | 1 | 5893.48
07498390475 | SCL750-6 | CuButtSplice,Long,750KcmilPKG6 | Copper butt splice, long barrel, 750 kcmil cable. | C | 100 | 6 | 1 | 6862.15
07498390426 | SCL8-L | CuButtSplice,Long,#8AWGPKG50 | Copper butt splice, long barrel, #8 AWG wire. | C | 100 | 50 | 1 | 417.48
07498376991 | SCMS120-Q | Metric Butt Splice,CU,120mm²,PK25 | Copper metric butt splice, standard barrel, 120mm² wire. | C | 100 | 25 | 1 | 1783.81
07498376995 | SCMS300-5 | CUCompMetricButtSplice,300mm²Wire,5-Pac | Copper metric butt splice, standard barrel, 300mm² wire. | C | 100 | 10 | 1 | 6796.57
07498376989 | SCMS70-L | CUCompMetricButtSplice,70mm²Wire,50-Pac | Copper metric butt splice, standard barrel, 70mm² wire. | C | 100 | 50 | 1 | 691.13
07498376990 | SCMS95-Q | Metric Butt Splice,CU,95mm²,PK25 | Copper metric butt splice, standard barrel, 95mm² wire. | C | 100 | 25 | 1 | 1059.93
07498390320 | SCS1-E | CuButtSplice,#1AWGPKG20 | Copper butt splice, standard barrel, #1 AWG wire. | C | 100 | 40 | 1 | 1179.35
07498390325 | SCS1/0-X | CuButtSplice,1/0AWGPKG10 | Copper butt splice, standard barrel, 1/0 AWG wire. | C | 100 | 20 | 1 | 1276.25
07498390390 | SCS1000-3 | CuButtSplice,1000kcmilPKG3 | Copper butt splice, standard barrel, 1000 kcmil cable. | C | 100 | 6 | 1 | 8400.83
07498390315 | SCS2-Q | CuButtSplice,#2AWGPKG25 | The SCS2-Q Copper Compression Lug Lug, standard barrel, has color-coded barrels marked with Panduit and specified competitor die index numbers for proper crimp die selection. An inspection window aids to visually assure full conductor insertion, and the t | C | 100 | 50 | 1 | 986.54
07498390330 | SCS2/0-X | CuButtSplice,2/0AWGPKG10 | Copper butt splice, standard barrel, 2/0 AWG wire. | C | 100 | 20 | 1 | 1367.01
07498390345 | SCS250-X | CuButtSplice,250kcmilPKG10 | Copper butt splice, standard barrel, 250 kcmil cable. | C | 100 | 20 | 1 | 2045.35
07498390335 | SCS3/0-X | CuButtSplice,3/0AWGPKG10 | The SCS3/0-X Copper Compression Lug Lug, standard barrel, has color-coded barrels marked with Panduit and specified competitor die index numbers for proper crimp die selection. An inspection window aids to visually assure full conductor insertion, and the | C | 100 | 40 | 1 | 1579.3
07498390350 | SCS300-X | CuButtSplice,300kcmilPKG10 | Copper butt splice, standard barrel, 300 kcmil cable. | C | 100 | 10 | 1 | 2410.68
07498390355 | SCS350-X | CuButtSplice,350kcmilPKG10 | Copper butt splice, standard barrel, 350 kcmil cable. | C | 100 | 10 | 1 | 2491.69
07498390310 | SCS4-L | CuButtSplice,C2782PKG50 | Copper butt splice, standard barrel, #4 – #3 AWG STR, #2 AWG SOL wire. | C | 100 | 50 | 1 | 811.15
07498390340 | SCS4/0-X | CuButtSplice,4/0AWGPKG10 | Copper butt splice, standard barrel, 4/0 AWG wire. | C | 100 | 20 | 1 | 1718.31
07498390360 | SCS400-6 | CuButtSplice,400kcmilPKG6 | Copper butt splice, standard barrel, 400 kcmil cable. | C | 100 | 12 | 1 | 2743.48
07498390365 | SCS500-6 | CuButtSplice,500kcmilPKG6 | Copper butt splice, standard barrel, 500 kcmil cable. | C | 100 | 12 | 1 | 3300.45
07498390305 | SCS6-L | CuButtSplice,#6AWGPKG50 | The SCS6-L Copper Compression Lug, standard barrel, has color-coded barrels marked with Panduit and specified competitor die index numbers for proper crimp die selection. An inspection window aids to visually assure full conductor insertion, and the tin-p | C | 100 | 50 | 1 | 684.02
07498390370 | SCS600-6 | CuButtSplice,600kcmilPKG6 | Copper butt splice, standard barrel, 600 kcmil cable. | C | 100 | 6 | 1 | 5507.91
07498390375 | SCS750-6 | CuButtSplice,750kcmilPKG6 | Copper butt splice, standard barrel, 750 kcmil cable. | C | 100 | 6 | 1 | 6098.44
07498390300 | SCS8-L | CuButtSplice,#8AWGPKG50 | Copper butt splice, standard barrel, #8 AWG wire. | C | 100 | 50 | 1 | 375.67
07498355701 | SCSF1/0-X | CuButtSplice,1/0AWGCablePKG10 | Copper butt splice, flared barrel, 1/0 AWG flex and locomotive cable. | C | 100 | 10 | 1 | 2088.64
07498359980 | SCSF2-E | CuButtSplice,#2AWGCablePKG20 | Copper butt splice, flared barrel, #2 AWG flex and locomotive cable. | C | 100 | 20 | 1 | 1992.48
07498355707 | SCSF350-6 | CuButtSplice,350kcmilCablePKG6 | Copper butt splice, flared barrel, 350 kcmil flex and 373.7 kcmil locomotive cable. | C | 100 | 6 | 1 | 4630.89
07498355698 | SCSF4-L | CuButtSplice,#4AWGCablePKG50 | Copper butt splice, flared barrel, #4 AWG flex and locomotive cable. | C | 100 | 50 | 1 | 1485.41
07498355704 | SCSF4/0-X | CuButtSplice,4/0AWGCablePKG10 | Copper butt splice, flared barrel, 4/0 AWG flex and locomotive cable. | C | 100 | 10 | 1 | 2975.46
07498355679 | SCSF6-L | CuButtSplice,#6AWGCablePKG50 | Copper butt splice, flared barrel, #6 AWG flex and locomotive cable. | C | 100 | 50 | 1 | 1221.54
61305625372 | SCSX2/0-X | CuButtSplicew/InspWin,#2/0AWG,PK10 | Copper Compression Butt Splice with Inspection Window, #2/0 AWG Flex Cable | C | 100 | 1 | 1 | 1361.07
07498329116 | SD2EMI | Noise Shield, 2pcs, 2"x3', 1pc | Panduct® panelmax™ noise shield, EMI noise shield kit for 2" height panduit wiring duct, (2) 3 foot sections, bonding clips, and anti-oxidizing paste, steel, black. | KT | 1 | 5 | 1 | 102.1
07498374502 | SD2H6 | Slotted Divider Wall, PVC, 2"Hx6',LG,6ft | The SD2H6 Panduct Slotted PVC Divider Wall is constructed out of a general-purpose lead-free material for indoor applications. It has a UL 94 flame class of V-0 with a UL recognized continuous-use temperature up to 122°F (50°C). Lead-free PVC. Compatible | FT | 1 | 6 | 6 | 3.29
07498302324 | SD2HWH6 | Slotted Divider Wall, PVC, 2"Hx6',WH,6ft | Panduct® slotted divider wall, 2.00" nominal duct height, 6' length, PVC, white. | FT | 1 | 6 | 6 | 3.47
07498329117 | SD3EMI | Noise Shield, 2pcs, 3"x3', 1pc | The SD3EMI Panduct PanelMax Noise Shield Kit reduces EMI/RFI noise between wiring for up to 20dB reduction in noise, or 90% NVR (equivalent to 6" of air spacing). Installs easily within Panduit wiring duct or when mounted separately. Segmented design for | KT | 1 | 5 | 1 | 115.4
07498374503 | SD3H6 | Slotted Divider Wall, PVC, 3"Hx6',LG,6ft | The SD3H6 Panduct Slotted PVC Divider Wall is constructed out of a general-purpose lead-free material for indoor applications. It has a UL 94 flame class of V-0 with a UL recognized continuous-use temperature up to 122°F (50°C). Lead-free PVC. Compatible | FT | 1 | 6 | 6 | 4.84
07498302325 | SD3HWH6 | Slotted Divider Wall, PVC, 3"Hx6',WH,6ft | Panduct® slotted divider wall, 3.00" nominal duct height, 6' length, PVC, white. | FT | 1 | 6 | 6 | 4.84
07498329119 | SD4EMI | Noise Shield, 2pcs, 4"x3', 1pc | The SD4EMI Panduct PanelMax Noise Shield Kit reduces EMI/RFI noise between wiring for up to 20dB reduction in noise, or 90% NVR (equivalent to 6" of air spacing). Installs easily within Panduit wiring duct or when mounted separately. Segmented design for | KT | 1 | 5 | 1 | 130.39
07498374504 | SD4H6 | Slotted Divider Wall, PVC, 4"Hx6',LG,6ft | The SD4H6 Panduct Slotted PVC Divider Wall is constructed out of a general-purpose lead-free material for indoor applications. It has a UL 94 flame class of V-0 with a UL recognized continuous-use temperature up to 122°F (50°C). Lead-free PVC. Compatible | FT | 1 | 6 | 6 | 5.53
07498302326 | SD4HWH6 | Slotted Divider Wall, PVC, 4"Hx6',WH,6ft | Panduct® slotted divider wall, 4.00" nominal duct height, 6' length, PVC, white. | FT | 1 | 6 | 6 | 5.53
07498352146 | SDCLIP | Noise Shield Replacement Clips, 1pc | Noise shield replacement clip for use with SD*EMI. | KT | 1 | 10 | 5 | 11.99
07498396073 | SE100PS-CR0 | PW Braid Sleeve, 1" x 100', BLK PET, 1rl | The SE100PS-CR0 Pan-Wrap Braided Sleeving allows for installation after wire or cable is routed and terminated. Ideal for applications where re-entry is required and provides continuous abrasion resistance for wires, cables, and tubing. The lightweight, d | RL | 1 | 1 | 1 | 446.51
07498396079 | SE100PSFR-CR0 | PW Braid Sleeve, 1"x100',BLK FR PET,1rl | Pan-Wrap™ Braided Expandable Sleeving, 1" diameter, black with white tracer, flame retardant, polyethylene terephthalate, 100 ft. per reel. | RL | 1 | 1 | 1 | 644.67
07498320247 | SE125P-LR0 | Braided Sleeve,1.25"X50',BLK PET,1rl | The SE125P-LR0 Braided Sleeving provides continuous abrasion resistance for wires, cables, and tubing. The lightweight, durable protection is highly flexible, and the open weave will not trap heat or humidity. Complaint with U.S. and European passenger ra | RL | 1 | 1 | 1 | 124.73
07498337014 | SE125P-LR8 | Braided Sleeve,1.25"X50',GRY PET,1rl | Braided Expandable Sleeving, 1.25" diameter (31.8mm), provides continuous abrasion resistance for wires, cables and tubing. The highly flexible open weave will not trap heat or humidity, gray, Polyethylene Terephthalate, 50 ft. per reel. | RL | 1 | 1 | 1 | 130.98
07498370652 | SE125P-TR0 | Braided Sleeve,1.25"X200',BLK PET,1rl | The SE125P-TR0 Braided Sleeving provides continuous abrasion resistance for wires, cables, and tubing. The lightweight, durable protection is highly flexible, and the open weave will not trap heat or humidity. Complaint with U.S. and European passenger ra | RL | 1 | 1 | 1 | 383.8
07498340797 | SE125P-TR10 | Braided Sleeve,1.25"X200',WHT PET,1rl | Braided Expandable Sleeving, 1.25" diameter (31.8mm), provides continuous abrasion resistance for wires, cables and tubing. The highly flexible open weave will not trap heat or humidity, white, Polyethylene Terephthalate, 200 ft. per reel. | RL | 1 | 1 | 1 | 402.97
07498321995 | SE125P-TR8 | Braided Sleeve,1.25"X200',GRY PET,1rl | The SE125P-TR8 Braided Sleeving provides continuous abrasion resistance for wires, cables, and tubing. The lightweight, durable protection is highly flexible, and the open weave will not trap heat or humidity. Complaint with U.S. and European passenger ra | RL | 1 | 1 | 1 | 383.8
07498320267 | SE125PFR-LR0 | Braided Sleeve,1.25"X50',BLK FR PET,1rl | Braided Expandable Sleeving, 1.25" diameter (31.8mm), provides continuous abrasion resistance for wires, cables and tubing. The highly flexible open weave will not trap heat or humidity, black, Flame Retardant, Polyethylene Terephthalate, 50 ft. per reel. | RL | 1 | 1 | 1 | 180.76
07498370653 | SE125PFR-TR0 | Braided Sleeve,1.25"X200',BLK FR PET,1rl | The SE125PFR-TR0 Braided Sleeving provides continuous abrasion resistance for wires, cables, and tubing. The lightweight, durable protection is highly flexible. The open weave will not trap heat or humidity. Complaint with U.S. and European passenger rail | RL | 1 | 1 | 1 | 529.64
07498322002 | SE125PFR-TR8 | Braided Sleeve,1.25"X200',GRY PET,FR,1rl | Braided Expandable Sleeving, 1.25" diameter (31.8mm), provides continuous abrasion resistance for wires, cables and tubing. The highly flexible open weave will not trap heat or humidity, gray, Flame Retardant, Polyethylene Terephthalate, 200 ft. per reel. | RL | 1 | 1 | 1 | 556.13
61305679554 | SE125PS-LQR0 | Pan-Wrap Braided Expandable Sleeving, 1. | Braided Expandable Sleeving, 1.25" Diameter (31.8mm), provides continuous Abrasion Resistance for Wires, Cables and Tubing. The highly flexible open weave will not trap heat or humidity, Black, Polyethylene Terephthalate, 75 ft. per Reel. | RL | 1 | 1 | 1 | 390.7
07498381693 | SE125PSC-LR0 | Braid Sleeve,Fray Res,1.25"X50',BLK,EA | Fray resistant braided expandable sleeving, 1.25" (31.8mm) nominal I.D., polyethylene terephthalate, black. | RL | 1 | 1 | 1 | 174.31
61305679644 | SE125PSFR-LQR0 | Pan-Wrap Braided Expandable Sleeving, 1. | Braided Expandable Sleeving, 1.25" diameter (31.8mm), provides continuous Abrasion Resistance for Wires, Cables and Tubing. The highly flexible open Weave will not trap heat or humidity, black with white tracer, Flame retardant Polyethylene Terephthalate, | RL | 1 | 1 | 1 | 535.82
07498370650 | SE12P-MR0 | Braided Sleeve,.125"X1000',BLK PET,1rl | Braided Expandable Sleeving, 0.13" diameter (3.2mm), provides continuous abrasion resistance for wires, cables and tubing. The highly flexible open weave will not trap heat or humidity, black, Polyethylene Terephthalate, 1000 ft. per reel. | RL | 1 | 1 | 1 | 526.55
07498320236 | SE12P-TR0 | Braided Sleeve,.125"X200',BLK,1rl | The SE12P-TR0 Braided Sleeving provides continuous abrasion resistance for wires, cables, and tubing. The lightweight, durable protection is highly flexible, and the open weave will not trap heat or humidity. Complaint with U.S. and European passenger rai | RL | 1 | 1 | 1 | 130.38
07498370651 | SE12PFR-MR0 | Braided Sleeve,FR,.125"X1000',BLK,1rl | The SE12PFR-MR0 Braided Sleeving provides continuous abrasion resistance for wires, cables, and tubing. The lightweight, durable protection is highly flexible. The open weave will not trap heat or humidity. Complaint with U.S. and European passenger rail | RL | 1 | 1 | 1 | 692.16
07498320249 | SE12PFR-TR0 | Braided Sleeve,FR,0.12"X200',BLK,1rl | The SE12PFR-TR0 Braided Sleeving provides continuous abrasion resistance for wires, cables, and tubing. The lightweight, durable protection is highly flexible. The open weave will not trap heat or humidity. Complaint with U.S. and European passenger rail | RL | 1 | 1 | 1 | 179.96
07498337016 | SE12PFR-TR8 | Braided Sleeve,FR,0.12"X200',GRY,1rl | Braided Expandable Sleeving, .13" diameter (3.2mm), provides continuous abrasion resistance for wires, cables and tubing. The highly flexible open weave will not trap heat or humidity, gray, Flame Retardant, Polyethylene Terephthalate, 200 ft. per reel. | RL | 1 | 1 | 1 | 179.96
07498396068 | SE12PS-4CR0 | PW Braid Sleeve, .125"x400', BLK PET,1rl | Pan-Wrap™ Braided Expandable Sleeving, .125" diameter, black, polyethylene terephthalate, 400 ft. per reel. | RL | 1 | 1 | 1 | 492.28
07498381604 | SE12PSC-TR0 | Braid Sleeve,Fray Res,.125"X200',BLK,1rl | Fray resistant braided expandable sleeving, .12" (3.2mm) nominal I.D., polyethylene terephthalate, black. | RL | 1 | 1 | 1 | 355.34
07498396075 | SE12PSFR-4CR0 | PW Braided Sleeve,FR,.125"X400',BLK,1rl | Pan-Wrap™ Braided Expandable Sleeving, .125" diameter, black with white tracer, flame retardant, polyethylene terephthalate, 400 ft. per reel. | RL | 1 | 1 | 1 | 679.81
07498320248 | SE150P-LR0 | Braided Sleeve,1.50"X50',BLK,1rl | Braided Expandable Sleeving, , 1.50" diameter (38.1mm), provides continuous abrasion resistance for wires, cables and tubing. The highly flexible open weave will not trap heat or humidity, black, Polyethylene Terephthalate, standard package, 50 ft. per re | RL | 1 | 1 | 1 | 165.08
07498337015 | SE150P-LR8 | Braided Sleeve,1.50"X50',GRY,1rl | Braided Expandable Sleeving, , 1.50" diameter (38.1mm), provides continuous abrasion resistance for wires, cables and tubing. The highly flexible open weave will not trap heat or humidity, gray , Polyethylene Terephthalate, 50 ft. per reel. | RL | 1 | 1 | 1 | 173.33
07498370654 | SE150P-TR0 | Braided Sleeve,1.50inX200ft,GRY,1rl | The SE150P-TR0 Braided Sleeving provides continuous abrasion resistance for wires, cables, and tubing. The lightweight, durable protection is highly flexible, and the open weave will not trap heat or humidity. Complaint with U.S. and European passenger ra | RL | 1 | 1 | 1 | 507.93
07498320268 | SE150PFR-LR0 | Braided Sleeve,FR,1.50"X50',BLK,1rl | Braided Expandable Sleeving, 1.50" diameter (38.1mm), provides continuous abrasion resistance for wires, cables and tubing. The highly flexible open weave will not trap heat or humidity, black, Flame Retardant, Polyethylene Terephthalate, 50 ft. per reel. | RL | 1 | 1 | 1 | 239.19
07498370655 | SE150PFR-TR0 | Braided Sleeve,FR,1.50"X200',BLK,1rl | The SE150PFR-TR0 Braided Sleeving provides continuous abrasion resistance for wires, cables, and tubing. The lightweight, durable protection is highly flexible. The open weave will not trap heat or humidity. Complaint with U.S. and European passenger rail | RL | 1 | 1 | 1 | 700.98
07498340800 | SE150PFR-TR10 | Braided Sleeve,FR,1.50"X200',WHT,1rl | Braided Expandable Sleeving, 1.50" diameter (38.1mm), provides continuous abrasion resistance for wires, cables and tubing. The highly flexible open weave will not trap heat or humidity, white, Flame Retardant, Polyethylene Terephthalate, 200 ft. per reel | RL | 1 | 1 | 1 | 700.98
07498322003 | SE150PFR-TR8 | Braided Sleeve,FR,1.50"X200',GRY,1rl | Braided Expandable Sleeving, 1.50" diameter (38.1mm), provides continuous abrasion resistance for wires, cables and tubing. The highly flexible open weave will not trap heat or humidity, gray, Flame Retardant, Polyethylene Terephthalate, 200 ft. per reel. | RL | 1 | 1 | 1 | 736.04
07498396074 | SE150PS-LQR0 | PW Braid Sleeve, 1.50"x75', BLK PET,1rl | Pan-Wrap™ Braided Expandable Sleeving, 1.50" diameter, black, polyethylene terephthalate, 75 ft. per reel. | RL | 1 | 1 | 1 | 446.51
07498381694 | SE150PSC-LR0 | Braid Sleeve,Fray Res,1.50"X50',BLK,1rl | Fray resistant braided expandable sleeving, 1.50" (38.1mm) nominal I.D., polyethylene terephthalate, black. | RL | 1 | 1 | 1 | 215.35
07498396080 | SE150PSFR-LQR0 | PW Braid Sleeve,FR, 1.50"x50', BLK, 1rl | Pan-Wrap™ Braided Expandable Sleeving, 1.50" diameter, black with white tracer, flame retardant, polyethylene terephthalate, 75 ft. per reel. | RL | 1 | 1 | 1 | 644.67
07498347751 | SE175P-TR0 | Braided Sleeve, 1.75"X200',BLK,1rl | The SE175P-TR0 Braided Sleeving provides continuous abrasion resistance for wires, cables, and tubing. The lightweight, durable protection is highly flexible, and the open weave will not trap heat or humidity. Complaint with U.S. and European passenger ra | RL | 1 | 1 | 1 | 633.61
07498347752 | SE175PFR-TR0 | Braided Sleeve,FR,1.75"X200',BLK,1rl | Braided Expandable Sleeving, 1.75" diameter (44.5mm), provides continuous abrasion resistance for wires, cables and tubing. The highly flexible open weave will not trap heat or humidity, black, Flame Retardant, Polyethylene Terephthalate, 200 ft. per reel | RL | 1 | 1 | 1 | 803.67
07498311814 | SE200P-TR0 | Braided Sleeve,2"X200',BLK,1rl | Braided Expandable Sleeving, 2" diameter, provides continuous abrasion resistance for wires, cables and tubing. The highly flexible open weave will not trap heat or humidity, black, Polyethylene Terephthalate, 200 ft. per reel. | RL | 1 | 1 | 1 | 792.05
61305666971 | SE200PS-LR0 | Pan-Wrap Braided Sleeving, 2.00" Dia., 5 | Braided Expandable Sleeving, 2.00" Diameter (50.8mm), provides Continuous Abrasion Resistance for Wires, Cables and Tubing. The highly flexible open weave will not trap heat or humidity, Black, Polyethylene Terephthalate, 50 ft. per Reel. | RL | 1 | 1 | 1 | 446.51
61305666974 | SE200PSFR-LR0 | Pan-Wrap Braided Sleeving, 2.00" Dia., 5 | Braided Expandable Sleeving, 2.00" Diameter (50.8mm), provides continuous Abrasion Resistance for Wires, Cables and Tubing. The highly flexible open weave will not trap heat or humidity, black with white tracer, Flame Retardant Polyethylene Terephthalate, | RL | 1 | 1 | 1 | 613.96
07498311815 | SE250P-TR0 | Braided Sleeve,FR, 2.50"X200',BLK,1rl | Braided Expandable Sleeving, 2.50" diameter (63.5mm), provides continuous abrasion resistance for wires, cables and tubing. The highly flexible open weave will not trap heat or humidity, black, Polyethylene Terephthalate, 200 ft. per reel. | RL | 1 | 1 | 1 | 990.01
07498370656 | SE25P-MR0 | Braided Sleeve, .25"X1000',BLK,1rl | The SE25P-MR0 Braided Sleeving provides continuous abrasion resistance for wires, cables, and tubing. The lightweight, durable protection is highly flexible, and the open weave will not trap heat or humidity. Complaint with U.S. and European passenger rai | RL | 1 | 1 | 1 | 673.63
07498340788 | SE25P-MR10 | Braided Sleeve, .25"X1000',WHT,1rl | The SE25P-MR10 Braided Sleeving provides continuous abrasion resistance for wires, cables, and tubing. The lightweight, durable protection is highly flexible, and the open weave will not trap heat or humidity. Complaint with U.S. and European passenger ra | RL | 1 | 1 | 1 | 673.63
07498321991 | SE25P-MR8 | Braided Sleeve, .25"X1000',GRY,1rl | The SE25P-MR8 Braided Sleeving provides continuous abrasion resistance for wires, cables, and tubing. The lightweight, durable protection is highly flexible, and the open weave will not trap heat or humidity. Complaint with U.S. and European passenger rai | RL | 1 | 1 | 1 | 707.31
07498320237 | SE25P-TR0 | Braided Sleeve, .25"X200',BLK,1rl | The SE25P-TR0 Braided Sleeving provides continuous abrasion resistance for wires, cables, and tubing. The lightweight, durable protection is highly flexible, and the open weave will not trap heat or humidity. Complaint with U.S. and European passenger rai | RL | 1 | 1 | 1 | 175.1
07498370657 | SE25PFR-MR0 | Braided Sleeve, FR, .25"X1000',BLK,1rl | The SE25PFR-MR0 Braided Sleeving provides continuous abrasion resistance for wires, cables, and tubing. The lightweight, durable protection is highly flexible. The open weave will not trap heat or humidity. Complaint with U.S. and European passenger rail | RL | 1 | 1 | 1 | 929.54
07498340789 | SE25PFR-MR10 | Braided Sleeve, FR, .25"X1000',WHT,1rl | Braided Expandable Sleeving, 0.25" diameter (6.4mm), provides continuous abrasion resistance for wires, cables and tubing. The highly flexible open weave will not trap heat or humidity, white, Flame Retardant, Polyethylene Terephthalate, 1000 ft. per reel | RL | 1 | 1 | 1 | 976.01
07498320257 | SE25PFR-TR0 | Braided Sleeve, FR, .25"X200',BLK,1rl | The SE25PFR-TR0 Braided Sleeving provides continuous abrasion resistance for wires, cables, and tubing. The lightweight, durable protection is highly flexible. The open weave will not trap heat or humidity. Complaint with U.S. and European passenger rail | RL | 1 | 1 | 1 | 241.65
07498337017 | SE25PFR-TR8 | Braided Sleeve, FR, .25"X200',GRY,1rl | The SE25PFR-TR8 Braided Sleeving provides continuous abrasion resistance for wires, cables, and tubing. The lightweight, durable protection is highly flexible. The open weave will not trap heat or humidity. Complaint with U.S. and European passenger rail | RL | 1 | 1 | 1 | 241.65
07498396071 | SE25PS-TR0 | PW Braid Sleeve, .25" x 200', Black, 1rl | Pan-Wrap™ Braided Expandable Sleeving, 0.25" diameter, black, polyethylene terephthalate, 200 ft. per reel. | RL | 1 | 1 | 1 | 314.41
07498381646 | SE25PSC-TR0 | Braid Sleeve,Fray Res,.25"X200',BLK,1rl | Fray resistant braided expandable sleeving, .25" (6.4mm) nominal I.D., polyethylene terephthalate, black. | RL | 1 | 1 | 1 | 359.27
07498396076 | SE25PSFR-TR0 | PW Braid Sleeve,FR, .25"x200', BLK, 1rl | Pan-Wrap™ Braided Expandable Sleeving, 0.25" diameter, black with white tracer, flame retardant, polyethylene terephthalate, 200 ft. per reel. | RL | 1 | 1 | 1 | 457.11
07498321988 | SE38P-MR0 | Braided Sleeve, .38"X1000',BLK,1rl | The SE38P-MR0 Braided Sleeving provides continuous abrasion resistance for wires, cables, and tubing. The lightweight, durable protection is highly flexible, and the open weave will not trap heat or humidity. Complaint with U.S. and European passenger rai | RL | 1 | 1 | 1 | 945.52
07498321992 | SE38P-MR8 | Braided Sleeve, .38"X1000',GRY,1rl | Braided Expandable Sleeving, 0.38" diameter (9.5mm), provides continuous abrasion resistance for wires, cables and tubing. The highly flexible open weave will not trap heat or humidity, gray, Polyethylene Terephthalate, 1000 ft. per reel. | RL | 1 | 1 | 1 | 992.78
07498322208 | SE38P-TR0 | Braided Sleeve, .38"X200',BLK,1rl | The SE38P-TR0 Braided Sleeving provides continuous abrasion resistance for wires, cables, and tubing. The lightweight, durable protection is highly flexible, and the open weave will not trap heat or humidity. Complaint with U.S. and European passenger rai | RL | 1 | 1 | 1 | 245.77
07498337011 | SE38P-TR8 | Braided Sleeve, .38"X200',GRY,1rl | Braided Expandable Sleeving, 0.38" diameter (9.5mm), provides continuous abrasion resistance for wires, cables and tubing. The highly flexible open weave will not trap heat or humidity, gray, Polyethylene Terephthalate, 200 ft. per reel. | RL | 1 | 1 | 1 | 258.05
07498321989 | SE38PFR-MR0 | Braided Sleeve, FR, .38"X1000',BLK,1rl | The SE38PFR-MR0 Braided Sleeving provides continuous abrasion resistance for wires, cables, and tubing. The lightweight, durable protection is highly flexible. The open weave will not trap heat or humidity. Complaint with U.S. and European passenger rail | RL | 1 | 1 | 1 | 1254.85
07498340791 | SE38PFR-MR10 | Braided Sleeve, FR, .38"X1000',WHT,1rl | Braided Expandable Sleeving, 0.38" diameter (9.5mm), provides continuous abrasion resistance for wires, cables and tubing. The highly flexible open weave will not trap heat or humidity, white, Flame Retardant, Polyethylene Terephthalate, 1000 ft. per reel | RL | 1 | 1 | 1 | 1317.61
07498322209 | SE38PFR-TR0 | Braided Sleeve, FR, .38"X200',BLK,1rl | The SE38PFR-TR0 Braided Sleeving provides continuous abrasion resistance for wires, cables, and tubing. The lightweight, durable protection is highly flexible. The open weave will not trap heat or humidity. Complaint with U.S. and European passenger rail | RL | 1 | 1 | 1 | 326.22
07498337018 | SE38PFR-TR8 | Braided Sleeve, FR, .38"X200',GRY,1rl | Braided Expandable Sleeving, 0.38" diameter (9.5mm), provides continuous abrasion resistance for wires, cables and tubing. The highly flexible open weave will not trap heat or humidity, gray, Flame Retardant, Polyethylene Terephthalate, 200 ft. per reel. | RL | 1 | 1 | 1 | 342.55
61305679652 | SE38PS-CLR0 | Pan-Wrap Braided Expandable Sleeving, .3 | Braided Expandable Sleeving, .375" diameter (9.53mm), provides continuous Abrasion Resistance for Wires, Cables and Tubing. The highly flexible open Weave will not trap heat or humidity, Black, Polyethylene Terephthalate, 150 ft. per Reel. | RL | 1 | 1 | 1 | 357.21
07498381647 | SE38PSC-TR0 | Braid Sleeve,Fray Res,.38"X200',BLK,1rl | The SE38PSC-TR0 Fray Resistant Braided Sleeving can be cut with a pair of scissors and provides continuous abrasion resistance for wires, cables, and tubing. The lightweight, durable protection is flexible and the open weave will not trap heat or humidity | RL | 1 | 1 | 1 | 416.05
61305679651 | SE38PSFR-CLR0 | Pan-Wrap Braided Expandable Sleeving, .3 | Braided Expandable Sleeving, .375" diameter (9.53mm), provides continuous Abrasion Resistance for Wires, Cables and Tubing. The highly flexible open Weave will not trap heat or humidity, Black, Flame Retardant Polyethylene Terephthalate, 150 ft. per Reel. | RL | 1 | 1 | 1 | 491.16
07498320238 | SE50P-CR0 | Braided Sleeve, .50"X100',BLK,EA | The SE50P-CR0 Braided Sleeving provides continuous abrasion resistance for wires, cables, and tubing. The lightweight, durable protection is highly flexible, and the open weave will not trap heat or humidity. Complaint with U.S. and European passenger rai | RL | 1 | 1 | 1 | 165.11
07498337012 | SE50P-CR8 | Braided Sleeve, .50"X100',WHT,EA | Braided Expandable Sleeving, 0.50" diameter (12.7mm), provides continuous abrasion resistance for wires, cables and tubing. The highly flexible open weave will not trap heat or humidity, gray, Polyethylene Terephthalate, 100 ft. per reel. | RL | 1 | 1 | 1 | 173.36
07498370658 | SE50P-DR0 | Braided Sleeve, .50"X500',BLK,EA | The SE50P-DR0 Braided Sleeving provides continuous abrasion resistance for wires, cables, and tubing. The lightweight, durable protection is highly flexible, and the open weave will not trap heat or humidity. Complaint with U.S. and European passenger rai | RL | 1 | 1 | 1 | 635.38
07498340792 | SE50P-DR10 | Braided Sleeve, .50"X500',WHT,EA | Braided Expandable Sleeving, 0.50" diameter (12.7mm), provides continuous abrasion resistance for wires, cables and tubing. The highly flexible open weave will not trap heat or humidity, white, Polyethylene Terephthalate, 500 ft. per reel. | RL | 1 | 1 | 1 | 667.17
07498320258 | SE50PFR-CR0 | Braided Sleeve, FR, .50"X100',BLK,1rl | The SE50PFR-CR0 Braided Sleeving provides continuous abrasion resistance for wires, cables, and tubing. The lightweight, durable protection is highly flexible. The open weave will not trap heat or humidity. Complaint with U.S. and European passenger rail | RL | 1 | 1 | 1 | 227.94
07498337019 | SE50PFR-CR8 | Braided Sleeve, FR, .50"X100',GRY,1rl | Braided Expandable Sleeving, 0.50" diameter (12.7mm), provides continuous abrasion resistance for wires, cables and tubing. The highly flexible open weave will not trap heat or humidity, gray, Flame Retardant, Polyethylene Terephthalate, 100 ft. per reel. | RL | 1 | 1 | 1 | 227.94
07498370659 | SE50PFR-DR0 | Braided Sleeve, FR, .50"X500',BLK,1rl | The SE50PFR-DR0 Braided Sleeving provides continuous abrasion resistance for wires, cables, and tubing. The lightweight, durable protection is highly flexible. The open weave will not trap heat or humidity. Complaint with U.S. and European passenger rail | RL | 1 | 1 | 1 | 876.82
07498340793 | SE50PFR-DR10 | Braided Sleeve, FR, .50"X500',WHT,1rl | Braided Expandable Sleeving, 0.50" diameter (12.7mm), provides continuous abrasion resistance for wires, cables and tubing. The highly flexible open weave will not trap heat or humidity, white, Flame Retardant, Polyethylene Terephthalate, 500 ft. per reel | RL | 1 | 1 | 1 | 920.65
07498396069 | SE50PS-CLR0 | PW Braid Sleeve, .50"x150', BLK, 1rl | The SE50PS-CLR0 Pan-Wrap Braided Sleeving allows for installation after wire or cable is routed and terminated. Ideal for applications where re-entry is required and provides continuous abrasion resistance for wires, cables, and tubing. The lightweight, d | RL | 1 | 1 | 1 | 446.51
07498381648 | SE50PSC-CR0 | Braid Sleeve,Fray Res,.50"X100',BLK,1rl | The SE50PSC-CR0 Fray Resistant Braided Sleeving can be cut with a pair of scissors and provides continuous abrasion resistance for wires, cables, and tubing. The lightweight, durable protection is flexible and the open weave will not trap heat or humidity | RL | 1 | 1 | 1 | 256.38
07498396077 | SE50PSFR-CLR0 | PW Braid Sleeve,FR, .50"x150', BLK, 1rl | Pan-Wrap™ Braided Expandable Sleeving, 0.50" diameter, black with white tracer, flame retardant, polyethylene terephthalate, 150 ft. per reel. | RL | 1 | 1 | 1 | 613.96
07498320239 | SE75P-CR0 | Braided Sleeve, .75"X100',BLK,EA | The SE75P-CR0 Braided Sleeving provides continuous abrasion resistance for wires, cables, and tubing. The lightweight, durable protection is highly flexible, and the open weave will not trap heat or humidity. Complaint with U.S. and European passenger rai | RL | 1 | 1 | 1 | 207.36
07498337013 | SE75P-CR8 | Braided Sleeve, .75"X100',WHT,EA | Braided Expandable Sleeving, 0.75" diameter (19.1mm), provides continuous abrasion resistance for wires, cables and tubing. The highly flexible open weave will not trap heat or humidity, gray, Polyethylene Terephthalate, 100 ft. per reel. | RL | 1 | 1 | 1 | 217.72
07498370660 | SE75P-DR0 | Braided Sleeve, .75"X500',BLK,EA | The SE75P-DR0 Braided Sleeving provides continuous abrasion resistance for wires, cables, and tubing. The lightweight, durable protection is highly flexible, and the open weave will not trap heat or humidity. Complaint with U.S. and European passenger rai | RL | 1 | 1 | 1 | 797.54
07498340794 | SE75P-DR10 | Braided Sleeve, .75"X500',WHT,EA | Braided Expandable Sleeving, 0.75" diameter (19.1mm), provides continuous abrasion resistance for wires, cables and tubing. The highly flexible open weave will not trap heat or humidity, white, Polyethylene Terephthalate, 500 ft. per reel. | RL | 1 | 1 | 1 | 837.42
07498321994 | SE75P-DR8 | Braided Sleeve, .75"X500',GRY,EA | Braided Expandable Sleeving, 0.75" diameter (19.1mm), provides continuous abrasion resistance for wires, cables and tubing. The highly flexible open weave will not trap heat or humidity, gray, Polyethylene Terephthalate, 500 ft. per reel. | RL | 1 | 1 | 1 | 837.42
07498320259 | SE75PFR-CR0 | Braided Sleeve, FR, .75"X100',BLK,1rl | The SE75PFR-CR0 Braided Sleeving provides continuous abrasion resistance for wires, cables, and tubing. The lightweight, durable protection is highly flexible. The open weave will not trap heat or humidity. Complaint with U.S. and European passenger rail | RL | 1 | 1 | 1 | 286.17
07498337020 | SE75PFR-CR8 | Braided Sleeve, FR, .75"X100',GRY,1rl | Braided Expandable Sleeving, 0.75" diameter (19.1mm), provides continuous abrasion resistance for wires, cables and tubing. The highly flexible open weave will not trap heat or humidity, gray, Flame Retardant, Polyethylene Terephthalate, 100 ft. per reel. | RL | 1 | 1 | 1 | 300.47
07498370661 | SE75PFR-DR0 | Braided Sleeve, FR, .75"X500',BLK,1rl | The SE75PFR-DR0 Braided Sleeving provides continuous abrasion resistance for wires, cables, and tubing. The lightweight, durable protection is highly flexible. The open weave will not trap heat or humidity. Complaint with U.S. and European passenger rail | RL | 1 | 1 | 1 | 1100.46
07498340795 | SE75PFR-DR10 | Braided Sleeve, FR, .75"X500',WHT,1rl | Braided Expandable Sleeving, 0.75" diameter (19.1mm), provides continuous abrasion resistance for wires, cables and tubing. The highly flexible open weave will not trap heat or humidity, white, Flame Retardant, Polyethylene Terephthalate, 500 ft. per reel | RL | 1 | 1 | 1 | 1155.49
07498396072 | SE75PS-CR0 | PW Braid Sleeve, .75"x100', BLK, 1rl | The SE75PS-CR0 Pan-Wrap Braided Sleeving allows for installation after wire or cable is routed and terminated. Ideal for applications where re-entry is required and provides continuous abrasion resistance for wires, cables, and tubing. The lightweight, du | RL | 1 | 1 | 1 | 373.95
07498381649 | SE75PSC-CR0 | Braid Sleeve,Fray Res,.75"X100',BLK,1rl | The SE75PSC-CR0 Fray Resistant Braided Sleeving can be cut with a pair of scissors and provides continuous abrasion resistance for wires, cables, and tubing. The lightweight, durable protection is flexible and the open weave will not trap heat or humidity | RL | 1 | 1 | 1 | 297.39
07498396078 | SE75PSFR-CR0 | PW Braid Sleeve,FR, .75"x150', BLK, 1rl | Pan-Wrap™ Braided Expandable Sleeving, 0.75" diameter, black with white tracer, flame retardant, polyethylene terephthalate, 100 ft. per reel. | RL | 1 | 1 | 1 | 541.11
07498368646 | SEZ-TAGWH | TAG,BLANK,INK JET P-O-D,WH,PK25 | Ink jet card stock tag, one-sided, 3" x 5", PCT card stock, 'Blank', white, 4 tags/sh, 25 sht package quantity. | PK | 1 | 1 | 1 | 226.45
07498378423 | SG100M-C | SPRGripTie,NYL,MINI,4.2,TS80,NAT,PK100 | Super-Grip® Cable Ties are designed with high strength and flexibility to tightly grip bundles and resist lateral movement despite the rough conditions of MRO and construction environments. Plus, with Nylon 6.6 material, it's ideal for general indoor envi | C | 100 | 1000 | 100 | 16.15
07498378427 | SG100M-C0 | SPRGripTie,WR NYL,MINI,4,TS80,BLK,PK100 | Super-Grip® Cable Ties are designed with high strength and flexibility to tightly grip bundles and resist lateral movement despite the rough conditions of MRO and construction environments. Plus, with weather-resistant Nylon 6.6 material, it's ideal for i | C | 100 | 1000 | 100 | 21.24
07498378410 | SG100M-M0 | SPRGripTie,WR NYL,MINI,4,TS80,BLK,P1000 | Super-Grip® Cable Ties are designed with high strength and flexibility to tightly grip bundles and resist lateral movement despite the rough conditions of MRO and construction environments. Plus, with weather-resistant Nylon 6.6 material, it's ideal for i | M | 1000 | 10000 | 1000 | 71.43
07498378428 | SG150I-C | SPRGripTie,NYL,INT,6.2,TS178,NAT,PK100 | Super-Grip® Cable Ties are designed with high strength and flexibility to tightly grip bundles and resist lateral movement despite the rough conditions of MRO and construction environments. Plus, with Nylon 6.6 material, it's ideal for general indoor envi | C | 100 | 1000 | 100 | 18.74
07498378431 | SG150I-C0 | SPRGripTie,WR NYL,INT,6,TS178,BLK,PK100 | Super-Grip® Cable Ties are designed with high strength and flexibility to tightly grip bundles and resist lateral movement despite the rough conditions of MRO and construction environments. Plus, with weather-resistant Nylon 6.6 material, it's ideal for i | C | 100 | 1000 | 100 | 23
07498378412 | SG150I-M0 | SPRGripTie,WR NYL,INT,6,TS178,BLK,P1000 | Super-Grip® Cable Ties are designed with high strength and flexibility to tightly grip bundles and resist lateral movement despite the rough conditions of MRO and construction environments. Plus, with weather-resistant Nylon 6.6 material, it's ideal for i | M | 1000 | 5000 | 1000 | 99.88
07498337910 | SG200S-C | SPRGripTie,NYL,STD,8.3,TS222,NAT,PK100 | Super-Grip® Cable Ties are designed with high strength and flexibility to tightly grip bundles and resist lateral movement despite the rough conditions of MRO and construction environments. Plus, with Nylon 6.6 material, it's ideal for general indoor envi | C | 100 | 1000 | 100 | 23.63
07498337914 | SG200S-C0 | SPRGripTie,WR NYL,STD,6,TS222,BLK,PK100 | Super-Grip® Cable Ties are designed with high strength and flexibility to tightly grip bundles and resist lateral movement despite the rough conditions of MRO and construction environments. Plus, with weather-resistant Nylon 6.6 material, it's ideal for i | C | 100 | 1000 | 100 | 25.27
07498344002 | SG200S-M0 | SPRGripTie,WR NYL,STD,8,TS222,BLK,P1000 | Super-Grip® Cable Ties are designed with high strength and flexibility to tightly grip bundles and resist lateral movement despite the rough conditions of MRO and construction environments. Plus, with weather-resistant Nylon 6.6 material, it's ideal for i | M | 1000 | 5000 | 1000 | 110.62
07498337915 | SG250S-C0 | SPRGripTie,WR NYL,STD,10,TS334,BLK,P100 | Super-Grip® Cable Ties are designed with high strength and flexibility to tightly grip bundles and resist lateral movement despite the rough conditions of MRO and construction environments. Plus, with weather-resistant Nylon 6.6 material, it's ideal for i | C | 100 | 1000 | 100 | 48.93
07498337912 | SG300S-C | SPRGripTie,NYL,STD,12.4,TS334,NAT,PK100 | Super-Grip® Cable Ties are designed with high strength and flexibility to tightly grip bundles and resist lateral movement despite the rough conditions of MRO and construction environments. Plus, with Nylon 6.6 material, it's ideal for general indoor envi | C | 100 | 1000 | 100 | 45.96
07498337916 | SG300S-C0 | SPRGripTie,WR NYL,STD,12,TS334,BLK,P100 | Super-Grip® Cable Ties are designed with high strength and flexibility to tightly grip bundles and resist lateral movement despite the rough conditions of MRO and construction environments. Plus, with weather-resistant Nylon 6.6 material, it's ideal for i | C | 100 | 1000 | 100 | 49.28
07498344007 | SG300S-M0 | SPRGripTie,WR NYL,STD,12,TS334,BLK,1000 | Super-Grip® Cable Ties are designed with high strength and flexibility to tightly grip bundles and resist lateral movement despite the rough conditions of MRO and construction environments. Plus, with weather-resistant Nylon 6.6 material, it's ideal for i | M | 1000 | 2000 | 1000 | 312.56
07498344008 | SG300S-M30 | SPRGripTie,HS NYL,STD,12,TS334,BLK,1000 | Super-Grip® Cable Ties are designed with high strength and flexibility to tightly grip bundles and resist lateral movement despite the rough conditions of MRO and construction environments. Plus, with heat stabilized Nylon 6.6 material, it's ideal for tem | M | 1000 | 2000 | 1000 | 313.71
07498337913 | SG350LH-L | SPRGripTie,NYL,LT-H,15.3,TS534,NAT,PK50 | Super-Grip® Cable Ties are designed with high strength and flexibility to tightly grip bundles and resist lateral movement despite the rough conditions of MRO and construction environments. Plus, with Nylon 6.6 material, it's ideal for general indoor envi | C | 100 | 500 | 50 | 79.31
07498337917 | SG350LH-L0 | SPRGripTie,WR NYL,LT-H,15,TS534,BLK,P50 | Super-Grip® Cable Ties are designed with high strength and flexibility to tightly grip bundles and resist lateral movement despite the rough conditions of MRO and construction environments. Plus, with weather-resistant Nylon 6.6 material, it's ideal for i | C | 100 | 500 | 50 | 86.21
07498378437 | SG370S-C0 | SPRGripTie,WR NYL,STD,15,TS334,BLK,P100 | Super-Grip® Cable Ties are designed with high strength and flexibility to tightly grip bundles and resist lateral movement despite the rough conditions of MRO and construction environments. Plus, with weather-resistant Nylon 6.6 material, it's ideal for i | C | 100 | 1000 | 100 | 58.17
07498378417 | SG370S-M0 | SPRGripTie,WR NYL,STD,15,TS334,BLK,1000 | Super-Grip® Cable Ties are designed with high strength and flexibility to tightly grip bundles and resist lateral movement despite the rough conditions of MRO and construction environments. Plus, with weather-resistant Nylon 6.6 material, it's ideal for i | M | 1000 | 1000 | 1000 | 332.15
07498378421 | SG450H-C0 | SPRGripTie,WR NYL,H,18.6,TS778,BLK,P100 | Super-Grip® Cable Ties are designed with high strength and flexibility to tightly grip bundles and resist lateral movement despite the rough conditions of MRO and construction environments. Plus, with weather-resistant Nylon 6.6 material, it's ideal for i | M | 1000 | 500 | 100 | 961.47
07498378441 | SG450H-L | SPRGripTie,NYL,H,18.6,TS778,NAT,PK50 | Super-Grip® Cable Ties are designed with high strength and flexibility to tightly grip bundles and resist lateral movement despite the rough conditions of MRO and construction environments. Plus, with Nylon 6.6 material, it's ideal for general indoor envi | C | 100 | 500 | 50 | 100.45
07498378442 | SG450H-L0 | SPRGripTie,WR NYL,H,18.6,TS778,BLK,PK50 | Panduit SG450H-L0 Super-Grip® Cable Ties are designed for the strength requirements of the MRO and Construction markets. They are flexible and able to conform to bundles while gripping wires tightly and resisting lateral movement once installed. Heavy cro | C | 100 | 500 | 50 | 109.79
07498371356 | SGABM20-A-C | AdhMnt,RubberAdh.,.75x.75in,Nat,PK100 | The Panduit SGABM20-A-C super grip rubber adhesive backed cable tie mounts are made of Nylon 6.6 and are for use with miniature and intermediate Super-Grip cross-section cable ties. Designed for indoor use, especially in areas where space is limited. They | C | 100 | 500 | 100 | 86.66
07498371357 | SGABM20-AT-C0 | AdhMnt,AcrylicAdh,.75x.75in,Nat,PK100 | The SGABM20-AT-C0 super grip acrylic-based adhesive backed cable tie mounts are made of weather resistant Nylon 6.6 and are for use with miniature and intermediate Super-Grip cross-section cable ties. Designed for outdoor use, especially in high-temperatu | C | 100 | 500 | 100 | 101.24
07498319570 | SGABM20-AV-C300 | AdhMnt,VHBAdh,.75x.75in,HS,WRBL,PK100 | The Panduit SGABM20-AV-C300 super grip acrylic-based adhesive backed cable tie mount is applied with very high-bond adhesive. They are made of heat stabilized and weather resistant Nylon 6.6 and are for use with miniature and intermediate cross-section ca | C | 100 | 500 | 100 | 141.73
07498352680 | SGABM25-A-C | AdhMnt,RubberAdh.,1x1in,Nat,PK100 | The Panduit SGABM25-A-C super grip rubber adhesive backed cable tie mounts are made of Nylon 6.6 and are for use with miniature and intermediate cross-section Super-Grip cable ties. Designed for indoor use, especially in areas where space is limited. They | C | 100 | 500 | 100 | 114.45
07498352856 | SGABM25-AT-C0 | AdhMnt,AcrylicAdh.,1x1in,WRBL,PK100 | The SGABM25-AT-C0 super grip acrylic-based adhesive backed cable tie mounts are made of weather resistant Nylon 6.6 and are for use with miniature and intermediate Super-Grip cross-section cable ties. Designed for outdoor use, especially in high-temperat | C | 100 | 500 | 100 | 131.43
07498319571 | SGABM25-AV-C300 | AdhMnt,VHBAdh.,1x1in,HS,WRBL,PK100 | The Panduit SGABM25-AV-C300 super grip acrylic-based adhesive backed cable tie mount is applied with very high-bond adhesive. They are made of heat stabilized and weather resistant Nylon 6.6 and are for use with miniature, intermediate, and standard cross | C | 100 | 500 | 100 | 184.02
07498352872 | SGABM25-S6-C | 4-WayMnt,#6Screw,1x1in,Nat,PK100 | The 4-way mount in white is applied with user-supplied adhesive or a #6 (M3) screw and measures 1" x 1" (25.4 mm x 25.4 mm). It is made of nylon 6.6, which increases mechanical strength, heat and wear resistance, and stiffness. It is designed for indoor e | C | 100 | 1000 | 100 | 97.19
07498371396 | SGABM25-S6-C0 | 4-WayMnt,#6Screw,1x1in,WRBL,PK100 | The 4-way mount in black is applied with user-supplied adhesive or a #6 (M3) screw and measures 1" x 1" (25.4 mm x 25.4 mm). It is made of weather-resistant nylon 6.6, which increases mechanical strength, heat and wear resistance, and stiffness. It is des | C | 100 | 1000 | 100 | 97.19
07498371387 | SGABM30-A-C | AdhMnt,RubberAdh,1.12x1.12in,WRBL,PK100 | The Panduit SGABM30-A-C super grip rubber adhesive backed cable tie mounts are made of Nylon 6.6 and are for use with miniature and intermediate Super-Grip cross-section cable ties. Designed for indoor use, especially in areas where space is limited. They | C | 100 | 500 | 100 | 116.67
07498371388 | SGABM30-AT-C0 | AdhMnt,AcrylicAdh,1.12x1.12in,WRBL,PK100 | The adhesive mount in black is mounted with acrylic adhesive tape and measures 1.12" x 1.12" (28.5 mm x 28.5 mm). It is made of weather-resistant nylon 6.6, which increases mechanical strength, heat and wear resistance, and stiffness. It is designed for o | C | 100 | 500 | 100 | 142.08
07498319572 | SGABM30-AV-C300 | AdhMnt,1.12x1.12in,HS,WRBL,PK100 | The Panduit SGABM30-AV-C300 super grip acrylic-based adhesive backed cable tie mount is applied with very high-bond adhesive. They are made of heat stabilized and weather resistant Nylon 6.6 and are for use with miniature, intermediate, and standard cross | C | 100 | 500 | 100 | 189.44
07498371398 | SGABM40-A-L | AdhesMnt,RubberAdh.,1.5x1.5in,Nat,PK50 | The adhesive mount in white is mounted with rubber adhesive tape and measures 1.5" x 1.5" (38.1 mm x 38.1 mm). It is made of nylon 6.6, which increases mechanical strength, heat and wear resistance, and stiffness. It is designed for indoor environments an | C | 100 | 500 | 50 | 182.71
07498371400 | SGABM50-A-L | AdhesMnt,RubberAdh,2x2in,Nat,PK50 | The adhesive mount in white is mounted with rubber adhesive tape and measures 2" x 2" (50.8mm x 50.8mm). It is made of nylon 6.6, which increases mechanical strength, heat and wear resistance, and stiffness. It is designed for indoor environments and come | C | 100 | 500 | 50 | 219.39
07498371402 | SGMPMS19-C0 | MasonaryPshMnt,.19in Hole,STD,BL,PK100 | The masonry push barb cable tie mount in black requires a 0.19" (4.8 mm) hole. It is made of impact-modified weather-resistant nylon 6.6, which increases mechanical strength, heat and wear resistance, and stiffness. It is designed for outdoor environments | C | 100 | 500 | 100 | 65.48
07498371404 | SGMPMS25-C0 | MasonaryPshMnt,.25in Hole,STD,BL,PK100 | The masonry push barb cable tie mount in black requires a 0.25" (6.4 mm) hole. It is made of impact-modified weather-resistant nylon 6.6, which increases mechanical strength, heat and wear resistance, and stiffness. It is designed for outdoor environments | C | 100 | 500 | 100 | 78.81
07498352874 | SGTA1S8-C | TieAnchorMnt,#8Screw,Nyl,Nat,PK100 | The Panduit SGTA1S8-C Super Grip Cable Tie Anchor Mounts have 4-way cable tie entry, are low profile and versatile screw-installed mounts that are ideal for areas where space is limited. Designed for use in indoor environments and with miniature, intermed | C | 100 | 500 | 100 | 38.56
07498371407 | SGTA1S8-C0 | TieAnchorMnt,#8Screw,Nyl,BL,PK100 | The cable tie anchor mount is black and is applied with a #8 (M4) screw. It is 0.80" (20.3 mm) long and made of weather-resistant nylon 6.6, which increases mechanical strength, heat and wear resistance, and stiffness. It is used with cable ties Super-Gri | C | 100 | 500 | 100 | 40.43
07498371417 | SGTM1S6-C | TieMnt,.51inW,#6Screw,Nyl,Nat,PK100 | The cable tie mount is natural color and is applied with a #6 (M3) screw. It is 0.51" (13.0 mm) long and made of nylon 6.6, which increases mechanical strength, heat and wear resistance, and stiffness. It is used with Super-Grip® miniature adhesive backed | C | 100 | 500 | 100 | 27.42
07498371418 | SGTM1S6-C0 | TieMnt,.51inW,#6Screw,WRNyl,BL,PK100 | The cable tie mount is black and is applied with a #6 (M3) screw. It is 0.51" (13.0 mm) long and made of weather-resistant nylon 6.6, which increases mechanical strength, heat and wear resistance, and stiffness. It is used with Super-Grip® miniature adhes | C | 100 | 500 | 100 | 33.27
07498352873 | SGTM2S8-C | TieMnt,.63inW,#8Screw,Nyl,Nat,PK100 | The cable tie mount is natural color and is applied with a #8 (M4) screw. It is 0.66" (16.7mm) long and made of nylon 6.6, which increases mechanical strength, heat and wear resistance, and stiffness. It is used with cable ties Super-Grip® miniature, Supe | C | 100 | 500 | 100 | 39.95
07498371416 | SGTM2S8-C0 | TieMnt,.63inW,#8Screw,WRNyl,BL,PK100 | The cable tie mount is black and is applied with a #8 (M4) screw. It is 0.66" (16.7 mm) long and made of weather-resistant nylon 6.6, which increases mechanical strength, heat and wear resistance, and stiffness. It is used with cable ties Super-Grip® mini | C | 100 | 500 | 100 | 48.98
07498371419 | SGTM3S10-C | TieMnt,.88inW,#10Screw,Nyl,Nat,PK100 | The cable tie mount is natural color and is applied with a #10 (M5) screw. It is 0.91" (23.1 mm) long and made of nylon 6.6, which increases mechanical strength, heat and wear resistance, and stiffness. It is used with cable ties Super-Grip® miniature, Su | C | 100 | 500 | 100 | 62.56
07498371420 | SGTM3S10-C0 | TieMnt,.88inW,#10Screw,WRNyl,BL,PK100 | The Panduit SGTM3S10-C0 Super Grip Screw Applied Cable Tie Mounts have a unique cradle design that provides maximum stability and a low profile design that keeps bundles close to the mounting surface. Designed for use in outdoor environments and with mini | C | 100 | 500 | 100 | 76.05
61305676675 | SH781 | Anti-rattle support, For cable and condu | StrongHold™ SH781 Anti-Rattle Bracket can be used to reduce noise and stop rattling from BX cable, armored cable (EMT, MC/AC), and rigid conduit. The bracket supports various types of cable up to 1” diameter and attaches to metal stud walls. The self-tapp | PC | 1 | 100 | 100 | .55
07498361109 | SHH1-S8-X | HrnssBrdSpringHldrforPBSC1,1.85",PK10 | Harness spring holder for PBSC1, 1.85" (47.0mm) hole spacing. | PC | 1 | 50 | 10 | 10.62
07498361110 | SHH3-S8-X | HrnssBrdSpringHldrforPBSC6,6.8",PK10 | Harness spring holder for PBSC3, 6.8" (172.7mm) hole spacing. | PC | 1 | 50 | 10 | 17.84
07498376034 | SLCT-OR | CableMarkerHolder,OR,EA | The self-laminating cable marker holder in orange measures 3.00"W x 1.31"H. It is made of self-laminating vinyl and comes 25 tags to a package, sold individually. | PK | 1 | 4 | 1 | 91.95
07498376033 | SLCT-WH | CableMarkerHolder,WH,EA | The SLCT-WH Self-Laminating Cable Marker Holder Label is a durable tag designed to mark a wide range of cables and cable bundles. It can be used with printer generated labels or hand-written. A clear overlaminate protects the legend. The Marker Holder can | PK | 1 | 4 | 1 | 79.59
07498376035 | SLCT-YL | CableMarkerHolder,YL,EA | The self-laminating cable marker holder in yellow measures 3.00"W x 1.31"H. It is made of self-laminating vinyl and comes 25 tags to a package, sold individually. | PK | 1 | 4 | 1 | 87.57
61305679329 | SMCT | Solar Multi-Connector Assembly Tool | The SMCT solar multi-connector assembly tool is designed for solar multi-connector housings and made of Nylon material, which is light weight for easy carriage and storage. The dual-function design and two-piece packaging allow for operator convenience. | PC | 1 | 2 | 2 | 31.3
61305677659 | SMP12A-3X | Adhesive Back Mount, 3/4" x 3/4" x 1/4", | StrongHold SMP12A-3X Adhesive Backed Cable Tie Mounts are a dependable method for securing wires and cables quickly and provide a lower installed cost. They are made of V-2 flame rated Nylon 6.6, which increases mechanical strength, heat and wear resistan | C | 100 | 300 | 300 | 12.81
61305677687 | SMP12A-3X0 | Adhesive Back Mount, 3/4" x 3/4" x 1/4", | StrongHold SMP12A-3X0 Adhesive Backed Cable Tie Mounts are a dependable method for securing wires and cables quickly and provide a lower installed cost. They are made of V-2 flame rated Nylon 6.6, which increases mechanical strength, heat and wear resista | C | 100 | 300 | 300 | 12.81
61305677660 | SMP12A-C | Adhesive Back Mount, 3/4" x 3/4" x 1/4", | StrongHold SMP12A-C Adhesive Backed Cable Tie Mounts are a dependable method for securing wires and cables quickly and provide a lower installed cost. They are made of V-2 flame rated Nylon 6.6, which increases mechanical strength, heat and wear resistanc | C | 100 | 1000 | 1000 | 14.63
61305677688 | SMP12A-C0 | Adhesive Back Mount, 3/4" x 3/4" x 1/4", | StrongHold SMP12A-C0 Adhesive Backed Cable Tie Mounts are a dependable method for securing wires and cables quickly and provide a lower installed cost. They are made of V-2 flame rated Nylon 6.6, which increases mechanical strength, heat and wear resistan | C | 100 | 1000 | 1000 | 14.63
61305677661 | SMP12A-M | Adhesive Back Mount, 3/4" x 3/4" x 1/4", | StrongHold SMP12A-C Adhesive Backed Cable Tie Mounts are a dependable method for securing wires and cables quickly and provide a lower installed cost. They are made of V-2 flame rated Nylon 6.6, which increases mechanical strength, heat and wear resistanc | C | 100 | 5000 | 5000 | 9.12
61305677689 | SMP12A-M0 | Adhesive Back Mount, 3/4" x 3/4" x 1/4", | StrongHold SMP12A-M0 Adhesive Backed Cable Tie Mounts are a dependable method for securing wires and cables quickly and provide a lower installed cost. They are made of V-2 flame rated Nylon 6.6, which increases mechanical strength, heat and wear resistan | C | 100 | 5000 | 5000 | 9.12
61305677680 | SMP16A-3X | Adhesive Back Mount, 1.0" x 1.0" x 1/4", | StrongHold SMP16A-3X Adhesive Backed Cable Tie Mounts are a dependable method for securing wires and cables quickly and provide a lower installed cost. They are made of V-2 flame rated Nylon 6.6, which increases mechanical strength, heat and wear resistan | C | 100 | 300 | 300 | 14.6
61305677690 | SMP16A-3X0 | Adhesive Back Mount, 1.0" x 1.0" x 1/4", | StrongHold SMP16A-3X0 Adhesive Backed Cable Tie Mounts are a dependable method for securing wires and cables quickly and provide a lower installed cost. They are made of V-2 flame rated Nylon 6.6, which increases mechanical strength, heat and wear resista | C | 100 | 300 | 300 | 14.6
61305677682 | SMP16A-C | Adhesive Back Mount, 1.0" x 1.0" x 1/4", | StrongHold SMP16A-C Adhesive Backed Cable Tie Mounts are a dependable method for securing wires and cables quickly and provide a lower installed cost. They are made of V-2 flame rated Nylon 6.6, which increases mechanical strength, heat and wear resistanc | C | 100 | 1000 | 1000 | 12.86
61305677691 | SMP16A-C0 | Adhesive Back Mount, 1.0" x 1.0" x 1/4", | StrongHold SMP16A-C0 Adhesive Backed Cable Tie Mounts are a dependable method for securing wires and cables quickly and provide a lower installed cost. They are made of V-2 flame rated Nylon 6.6, which increases mechanical strength, heat and wear resistan | C | 100 | 1000 | 1000 | 12.86
61305677683 | SMP16A-M | Adhesive Back Mount, 1.0" x 1.0" x 1/4", | StrongHold SMP16A-M Adhesive Backed Cable Tie Mounts are a dependable method for securing wires and cables quickly and provide a lower installed cost. They are made of V-2 flame rated Nylon 6.6, which increases mechanical strength, heat and wear resistanc | C | 100 | 5000 | 5000 | 10.94
61305677692 | SMP16A-M0 | Adhesive Back Mount, 1.0" x 1.0" x 1/4", | StrongHold SMP16A-M0 Adhesive Backed Cable Tie Mounts are a dependable method for securing wires and cables quickly and provide a lower installed cost. They are made of V-2 flame rated Nylon 6.6, which increases mechanical strength, heat and wear resistan | C | 100 | 5000 | 5000 | 10.94
61305677684 | SMP18A-3X | Adhesive Back Mount, 1-1/8" x 1-1/8" x 5 | StrongHold SMP18A-3X Adhesive Backed Cable Tie Mounts are a dependable method for securing wires and cables quickly and provide a lower installed cost. They are made of V-2 flame rated Nylon 6.6, which increases mechanical strength, heat and wear resistan | C | 100 | 300 | 300 | 16.42
61305677693 | SMP18A-3X0 | Adhesive Back Mount, 1-1/8" x 1-1/8" x 5 | StrongHold SMP18A-3X0 Adhesive Backed Cable Tie Mounts are a dependable method for securing wires and cables quickly and provide a lower installed cost. They are made of V-2 flame rated Nylon 6.6, which increases mechanical strength, heat and wear resista | C | 100 | 300 | 300 | 16.42
61305677685 | SMP18A-C | Adhesive Back Mount, 1-1/8" x 1-1/8" x 5 | StrongHold SMP18A-C Adhesive Backed Cable Tie Mounts are a dependable method for securing wires and cables quickly and provide a lower installed cost. They are made of V-2 flame rated Nylon 6.6, which increases mechanical strength, heat and wear resistanc | C | 100 | 1000 | 1000 | 14.76
61305677694 | SMP18A-C0 | Adhesive Back Mount, 1-1/8" x 1-1/8" x 5 | StrongHold SMP18A-C0 Adhesive Backed Cable Tie Mounts are a dependable method for securing wires and cables quickly and provide a lower installed cost. They are made of V-2 flame rated Nylon 6.6, which increases mechanical strength, heat and wear resistan | C | 100 | 1000 | 1000 | 14.76
61305677686 | SMP18A-M | Adhesive Back Mount, 1-1/8" x 1-1/8" x 5 | StrongHold SMP18A-M Adhesive Backed Cable Tie Mounts are a dependable method for securing wires and cables quickly and provide a lower installed cost. They are made of V-2 flame rated Nylon 6.6, which increases mechanical strength, heat and wear resistanc | C | 100 | 5000 | 5000 | 12.76
61305677695 | SMP18A-M0 | Adhesive Back Mount, 1-1/8" x 1-1/8" x 5 | StrongHold SMP18A-M0 Adhesive Backed Cable Tie Mounts are a dependable method for securing wires and cables quickly and provide a lower installed cost. They are made of V-2 flame rated Nylon 6.6, which increases mechanical strength, heat and wear resistan | C | 100 | 5000 | 5000 | 12.76
07498358049 | SMS-A-C | CableTieMnt,Snap-In,Adh,WH,PK100 | The snap-in cable tie mount in white is applied with rubber adhesive tape. It is made of ABS for indoor environments. It comes in packages of 100. | C | 100 | 500 | 100 | 214.86
07498358008 | SMS-A-C14 | CableTieMnt,Snap-In,Adh,GRY,PK100 | The snap-in cable tie mount in gray is applied with rubber adhesive tape. It is made of ABS for indoor environments. It comes in packages of 100. | C | 100 | 500 | 100 | 231.85
07498358007 | SMS-A-C15 | CableTieMnt,Snap-In,Adh,IV,PK100 | The snap-in cable tie mount in ivory is applied with rubber adhesive tape. It is made of ABS for indoor environments. It comes in packages of 100. | C | 100 | 500 | 100 | 227.45
07498357998 | SMS-A-D | CableTieMnt,Snap-In,Adh,WH,PK500 | The snap-in cable tie mount in white is applied with rubber adhesive tape. It is made of ABS for indoor environments. It comes in packages of 500. | M | 1000 | 500 | 500 | 1135.25
07498358957 | SMS-A-D14 | CableTieMnt,Snap-In,Adh,GRY,PK500 | The snap-in cable tie mount in gray is applied with rubber adhesive tape. It is made of ABS for indoor environments. It comes in packages of 500. | M | 1000 | 500 | 500 | 1093.2
07498358009 | SMS-A-D15 | CableTieMnt,Snap-In,Adh,IV,PK500 | Panduit SMS-A-D15 Snap-In Cable Mounts eliminate protruding tie heads and facilitate one hand tie threading. The integral retaining notch allows cable tie heads to be held in place below bundle. Applied with rubber adhesive tape and are designed for use i | M | 1000 | 500 | 500 | 1053.44
07498357999 | SMS-S6-D | CableTieMnt,Snap-In,#6Screw,WH,PK500 | The snap-in cable tie mount in ivory is applied with user-supplied adhesive or two #6 (M3) screws. It is made of ABS for indoor environments. It comes in packages of 500. | M | 1000 | 500 | 500 | 851.4
07498325239 | SNS.75-C | SnapClip MTG BKT , .75"W NE Duct,100pcs | Panduct® snap-clip mounting bracket - type NE wiring duct, #6-32 x 1/4 (user supplied) screw required, 0.75" duct width, spring steel, metallic, 100 pc. package quantity. | C | 100 | 100 | 100 | 127.67
07498325241 | SNS1-C | SnapClip MTG BKT , 1"W NE Duct,100pcs | Panduct® snap-clip mounting bracket - type NE wiring duct, #6-32 x 1/4 (user supplied) screw required, 1.00" duct width, spring steel, metallic, 100 pc. package quantity. | C | 100 | 500 | 100 | 133.18
07498325243 | SNS1.5-C | SnapClip MTG BKT , 1.5"W NE Duct,100pcs | Panduct® snap-clip mounting bracket - type NE wiring duct, #6-32 x 1/4 (user supplied) screw required, 1.50" duct width, spring steel, metallic, 100 pc. package quantity. | C | 100 | 100 | 100 | 149.21
07498325245 | SNS2-C | SnapClip MTG BKT , 2"W NE Duct,100pcs | Panduct® snap-clip mounting bracket - type NE wiring duct, #6-32 x 1/4 (user supplied) screw required, 2.00" duct width, spring steel, metallic, 100 pc. package quantity. | C | 100 | 500 | 100 | 177.09
07498343619 | SOC2ST17-M30 | SnapOnClipw/2Stud,PK1000 | Snap on Clip, Nylon 6.6, High Temperature, Black, Bulk Package | M | 1000 | 1000 | 1000 | 342.52
07498371638 | SP1-4L-C | Service Post Conn, #10 SOL-#4 STR,100PK | The SP1-4L-C Service Post Grounding Lug is designed for grounding one copper code conductor to steel structures, busbars, transformers. The true hex design for body and nut hex provides correct fit with socket, box, or open-end wrenches, resulting in prop | C | 100 | 100 | 1 | 2845.1
07498371665 | SP2-2-C | Service Post,10 SOL-2 STR,male, 100pk | The SP2-2-C Service Post Grounding Lug is designed for grounding two copper code conductors to steel structures, busbars, transformers. The true hex design for body and nut hex provides correct fit with socket, box, or open-end wrenches, resulting in prop | C | 100 | 100 | 1 | 4759.97
07498371670 | SP2-2/0-Q | Service Post,2 SOL-2/0 STR, male,25pk | The SP2-2/0-Q Service Post Grounding Lug is designed for grounding two copper code conductors to steel structures, busbars, transformers. The true hex design for body and nut hex provides correct fit with socket, box, or open-end wrenches, resulting in pr | C | 100 | 25 | 1 | 8836.77
07498371671 | SP2-2/0L-Q | Service Post,2 SOL-2/0 STR,long,25pk | The SP2-2/0L-Q Service Post Grounding Lug is designed for grounding two copper code conductors to steel structures, busbars, transformers. The true hex design for body and nut hex provides correct fit with socket, box, or open-end wrenches, resulting in p | C | 100 | 25 | 1 | 9278.79
07498371666 | SP2-2L-C | Service Post,10 SOL-2 STR,long,100pk | The SP2-2L-C Service Post Grounding Lug is designed for grounding two copper code conductors to steel structures, busbars, transformers. The true hex design for body and nut hex provides correct fit with socket, box, or open-end wrenches, resulting in pro | C | 100 | 100 | 1 | 5000.56
07498371672 | SP2-4/0-Q | Service Post,1 SOL-4/0 STR, male,25pk | The SP2-4/0-Q Service Post Grounding Lug is designed for grounding two copper code conductors to steel structures, busbars, transformers. The true hex design for body and nut hex provides correct fit with socket, box, or open-end wrenches, resulting in pr | C | 100 | 25 | 1 | 14051.88
07498371689 | SPF1-4/0-Q | Service Post,1/0 STR-4/0STR, fem.,25pk | Bronze, service post connector, female, one cable, type SPF1. 1/0 STR - 4/0 STR. | C | 100 | 25 | 25 | 12941.85
07498371696 | SPF2-4-C | Service Post,10 SOL-#4 STR, fem.,100pk | The SPF2-4-C Service Post Grounding Connector is designed for grounding two copper code conductors to steel structures, busbars, transformers. The true hex design for body and nut hex provides correct fit with socket, box, or open-end wrenches, resulting | C | 100 | 100 | 1 | 3118.34
07498360768 | SR-0-XY | Splcr/Rdcr,Al,DualRatd,#14,1/0A,#14,PK10 | Splicer/reducer, aluminum, dual rated, type SR, #14 - 1/0 AWG STR, #14 - #10 AWG SOL. | C | 100 | 20 | 1 | 1303.52
07498360771 | SR-2-XY | Splcr/Rdcr,Al,DualRatd,#14-#2A,#14,PK10 | Splicer/reducer, aluminum, dual rated, type SR, #14 - #2 AWG, #14 - #10 AWG SOL. | C | 100 | 40 | 1 | 949.8
07498360770 | SR-250-XY | Splicer/Reducer,Al,#6AWG-250kcmilPKG10Y | Splicer/reducer, aluminum, dual rated, type SR, #6 AWG - 250 kcmil. | C | 100 | 10 | 1 | 3161.31
07498360772 | SR-350-XY | Splicer/Reducer,Al,#6AWG-350kcmilPKG10Y | Splicer/reducer, aluminum, dual rated, type SR, #6 AWG - 350 kcmil. | C | 100 | 10 | 1 | 3585.17
07498360773 | SR-4/0-XY | Splicer/Reducer,Al,#6-4/0AWGPKG10Y | Splicer/reducer, aluminum, dual rated, type SR, #6 - 4/0 AWG. | C | 100 | 10 | 1 | 2460.61
07498386250 | SR2 | Two-Drawer Slide Rack,EA | 2-drawer slide rack to hold K-504 cable tie kit or K-1000 series terminal kit.Dimensions: 6.25 High x 15.25 Wide x 11.75 Deep (158.7mm x 387.4mm x 298.5mm). | PC | 1 | 1 | 1 | 272.03
61305625831 | SR8-50-C | StrongHold,RelCblTie,7.87,Std,Nat,PK100 | StrongHold™ Cable Tie, Releasable, 7.87L (200mm), Standard, Nylon, Natural, Package 100 | C | 100 | 1000 | 100 | 5.13
61305625910 | SR8-50-C0 | StrongHold,RelCblTie,7.87,Sd,WRBL,PK100 | StrongHold™ Cable Tie, Releasable, 7.87L (200mm), Standard, Weather Resistant, Black, Package 100 | C | 100 | 1000 | 100 | 6.08
07498350241 | SSB2S-M | DoubLoopTie,2PC,6.8L,Std,Nyl,Nat,PK1000 | Sta-Strap® Bow-Ty™ cable ties, standard cross section, 6.8 (172mm) length, nylon 6.6, natural, bulk package. | M | 1000 | 2000 | 1000 | 396.73
07498357043 | SSB2S-M0 | DoubLoopTie,2PC,6.8L,Std,WR,BL,PK1000 | Sta-Strap® Bow-Ty™ cable ties, standard cross section, 6.8 (172mm) length, weather resistant nylon 6.6, black. | M | 1000 | 2000 | 1000 | 479.61
07498352009 | SSC2S-S10-C | ClampTie,2-Pc,Std,7.4in,#10,Nat,PK100 | Sta-Strap® clamp tie, standard cross section, #10 (M5) screw, 7.4 (187mm) length, nylon 6.6, natural, standard package. | C | 100 | 1000 | 100 | 46.29
07498352011 | SSC2S-S10-M | ClampTie,2-Pc,Std,7.4in,#10,Nat,PK1000 | Panduit SSC2S-S10-M Sta-Strap® Clamp Ties are used to secure cable bundles to another surface such as a control panel, communication rack, wall or ceiling. This cable tie design allows for bundling before or after screwing clamp in place, for use with #10 | M | 1000 | 2000 | 1000 | 332.83
07498357082 | SSC2S-S10-M0 | ClampTie,2-Pc,Std,7.4in,#10,Blk,PK1000 | Sta-Strap® clamp tie, standard cross section, #10 (M5) screw, 7.4 (187mm) length, weather resistant nylon 6.6, black. | M | 1000 | 2000 | 1000 | 433.72
07498357089 | SSC2S-S10-M30 | ClampTie,2-Pc,Std,7.4in,#10,HS Bl,PK1000 | Sta-Strap® clamp tie, standard cross section, #10 (M5) screw, 7.4 (187mm) length, heat stabilized nylon 6.6, black. | M | 1000 | 2000 | 1000 | 399.43
07498352001 | SSC2S-S6-M | ClTie,2PC,7.4L,#6Sc,Std,Nyl,Nat,PK1000 | Sta-Strap® clamp tie, standard cross section, #6 (M3) screw, 7.4 (187mm) length, nylon 6.6, natural, bulk package. | M | 1000 | 2000 | 1000 | 332.83
07498357120 | SSC2S-S6-M0 | ClTie,2PC,7.4L,#6Sc,Std,WR,BL,PK1000 | Sta-Strap® clamp tie, standard cross section, #6 (M3) screw, 7.4 (187mm) length, weather resistant nylon 6.6, black. | M | 1000 | 2000 | 1000 | 455.41
07498352041 | SSC4H-S25-D | ClTie,2PC,15.6L,1/4Sc,LH,Nyl,Nat,PK500 | Sta-Strap® clamp tie, light-heavy cross section, 1/4 (M6) screw, 15.6 (395mm) length, nylon 6.6, natural, bulk package. | M | 1000 | 500 | 500 | 1156.53
07498357147 | SSC4H-S25-D0 | ClTie,2PC,15.6L,1/4Sc,LH,WR,BL,PK500 | Sta-Strap® clamp tie, light-heavy cross section, 1/4 (M6) screw, 15.6 (395mm) length, weather resistant nylon 6.6, black. | M | 1000 | 500 | 500 | 1396.62
07498352039 | SSC4H-S25-L | ClTie,2PC,15.6L,1/4Sc,LH,Nyl,Nat,PK50 | Sta-Strap® clamp tie, light-heavy cross section, 1/4 (M6) screw, 15.6 (395mm) length, nylon 6.6, natural, standard package. | C | 100 | 500 | 50 | 149.08
07498366517 | SSGK-1 | Kit,Surge Suppressor,#10 AWG,24"L, EA | #10 AWG (6mm²) jumper; 24 (.61m) length; factory terminated on both ends; one-hole lug on surge suppressor to two-hole lug on grounding strip/busbar side; provided with .16 oz. (5cc) of antioxidant and two each #12-24 x 1/2, M6 x 12mm, #10-32 x 1/2 and M5 | KT | 1 | 3 | 1 | 56.08
07498352499 | SSM2S-C | MarkerTie,Wrap,2-Pc,Std,6.7in,Nat,PK100 | Sta-Strap® marker tie, flag/wrap, releasable, standard cross section, 6.7 (170mm) length, nylon 6.6, natural, standard package. | C | 100 | 500 | 100 | 94.3
07498352501 | SSM2S-D | MarkerTie,Wrap,2-Pc,Std,6.7in,Nat,PK500 | Sta-Strap® marker tie, flag/wrap, releasable, standard cross section, 6.7 (170mm) length, nylon 6.6, natural, bulk package. | M | 1000 | 500 | 500 | 543.7
07498357271 | SSM2S-D0 | MrkrTie,2PC,6.7L,Std,WR,BL,PK500 | Sta-Strap® marker tie, flag/wrap, releasable, standard cross section, 6.7 (170mm) length, weather resistant nylon 6.6, black. | M | 1000 | 500 | 500 | 816.51
61305678663 | SSM2S6-3X | StrongHold 0.43" Wide #6 (M3) Screw Appl | StrongHold SSM2S6-3X screw applied cable tie have a unique design that provides maximum stability for cable bundles. Install with a #6 (M3) screw. Suitable for miniature, intermediate, and standard cross-section cable ties. Made of Nylon 6.6, which increa | C | 100 | 300 | 300 | 28.99
61305678664 | SSM2S6-3X0 | StrongHold 0.43" Wide #6 (M3) Screw Appl | StrongHold SSM2S6-3X0 screw applied cable tie have a unique design that provides maximum stability for cable bundles. Install with a #6 (M3) screw. Suitable for miniature, intermediate, and standard cross-section cable ties. Made of Weather Resistant Nylo | C | 100 | 300 | 300 | 48.3
61305678657 | SSM2S6-C | StrongHold 0.43" Wide #6 (M3) Screw Appl | StrongHold SSM2S6-C screw applied cable tie have a unique design that provides maximum stability for cable bundles. Install with a #6 (M3) screw. Suitable for miniature, intermediate, and standard cross-section cable ties. Made of Nylon 6.6, which increas | C | 100 | 500 | 500 | 22.44
61305678658 | SSM2S6-C0 | StrongHold 0.43" Wide #6 (M3) Screw Appl | StrongHold SSM2S6-C0 screw applied cable tie have a unique design that provides maximum stability for cable bundles. Install with a #6 (M3) screw. Suitable for miniature, intermediate, and standard cross-section cable ties. Made of Weather Resistant Nylon | C | 100 | 500 | 500 | 37.41
61305678650 | SSM2S6-M | StrongHold 0.43" Wide #6 (M3) Screw Appl | StrongHold SSM2S6-M screw applied cable tie have a unique design that provides maximum stability for cable bundles. Install with a #6 (M3) screw. Suitable for miniature, intermediate, and standard cross-section cable ties. Made of Nylon 6.6, which increas | C | 100 | 5000 | 5000 | 15.97
61305678651 | SSM2S6-M0 | StrongHold 0.43" Wide #6 (M3) Screw Appl | StrongHold SSM2S6-M0 screw applied cable tie have a unique design that provides maximum stability for cable bundles. Install with a #6 (M3) screw. Suitable for miniature, intermediate, and standard cross-section cable ties. Made of Weather Resistant Nylon | C | 100 | 5000 | 5000 | 24.48
61305678665 | SSM3S8-3X | StrongHold 0.61" Wide #8 (M4) Screw Appl | StrongHold SSM3S8-3X screw applied cable tie have a unique design that provides maximum stability for cable bundles. Install with a #8 (M4) screw. Suitable for miniature, intermediate, standard, and light-heavy cross-section cable ties. Made of Nylon 6.6, | C | 100 | 300 | 300 | 33.65
61305678666 | SSM3S8-3X0 | StrongHold 0.61" Wide #8 (M4) Screw Appl | StrongHold SSM3S8-3X0 screw applied cable tie have a unique design that provides maximum stability for cable bundles. Install with a #8 (M4) screw. Suitable for miniature, intermediate, standard, and light-heavy cross-section cable ties. Made of Weather R | C | 100 | 300 | 300 | 33.65
61305678659 | SSM3S8-C | StrongHold 0.61" Wide #8 (M4) Screw Appl | StrongHold SSM3S8-C screw applied cable tie have a unique design that provides maximum stability for cable bundles. Install with a #8 (M4) screw. Suitable for miniature, intermediate, standard, and light-heavy cross-section cable ties. Made of Nylon 6.6, | C | 100 | 500 | 500 | 22.43
61305678660 | SSM3S8-C0 | StrongHold 0.61" Wide #8 (M4) Screw Appl | StrongHold SSM3S8-C0 screw applied cable tie have a unique design that provides maximum stability for cable bundles. Install with a #8 (M4) screw. Suitable for miniature, intermediate, standard, and light-heavy cross-section cable ties. Made of Weather Re | C | 100 | 500 | 500 | 22.43
61305678655 | SSM3S8-M | StrongHold 0.61" Wide #8 (M4) Screw Appl | StrongHold SSM3S8-M screw applied cable tie have a unique design that provides maximum stability for cable bundles. Install with a #8 (M4) screw. Suitable for miniature, intermediate, standard, and light-heavy cross-section cable ties. Made of Nylon 6.6, | C | 100 | 5000 | 5000 | 18.24
61305678656 | SSM3S8-M0 | StrongHold 0.61" Wide #8 (M4) Screw Appl | StrongHold SSM3S8-M0 screw applied cable tie have a unique design that provides maximum stability for cable bundles. Install with a #8 (M4) screw. Suitable for miniature, intermediate, standard, and light-heavy cross-section cable ties. Made of Weather Re | C | 100 | 5000 | 5000 | 19.94
07498352521 | SSM4S-D | MrkrTie,14.9L,Std,Nyl,Nat,PK500 | Sta-Strap® marker tie, flag/wrap, releasable, standard cross section, 14.9 (378mm) length, nylon 6.6, natural. | M | 1000 | 500 | 500 | 2285.76
61305678667 | SSMLP-3X | StrongHold 0.50" Wide #8 (M4) Screw Appl | StrongHold SSMLP-3X low profile screw applied cable tie mounts are an ideal solution for applications where space is limited. Install with a #8 (M4) countersunk screw. Suitable for miniature, intermediate, and standard cross-section cable ties. Made of Ny | C | 100 | 300 | 300 | 36.54
61305678661 | SSMLP-C | StrongHold 0.50" Wide #8 (M4) Screw Appl | StrongHold SSMLP-C low profile screw applied cable tie mounts are an ideal solution for applications where space is limited. Install with a #8 (M4) countersunk screw. Suitable for miniature, intermediate, and standard cross-section cable ties. Made of Nyl | C | 100 | 500 | 500 | 24.35
61305678519 | SSMLP-M | StrongHold 0.50" Wide #8 (M4) Screw Appl | StrongHold SSMLP-M low profile screw applied cable tie mounts are an ideal solution for applications where space is limited. Install with a #8 (M4) countersunk screw. Suitable for miniature, intermediate, and standard cross-section cable ties. Made of Nyl | C | 100 | 5000 | 5000 | 16.33
61305678654 | SSMTA-C | StrongHold 0.38" Wide #8 (M4) Screw Appl | StrongHold SSMTA-C 4-way screw applied cable tie mounts allow cable tie entry from all four sides. With a low profile design, they are an ideal solution for small area applications. Install with a #8 (M4) screw. Suitable for miniature, intermediate, and s | C | 100 | 500 | 500 | 7.67
61305678203 | SSMTA-M | StrongHold 0.38" Wide #8 (M4) Screw Appl | StrongHold SSMTA-M 4-way screw applied cable tie mounts allow cable tie entry from all four sides. With a low profile design, they are an ideal solution for small area applications. Install with a #8 (M4) screw. Suitable for miniature, intermediate, and s | C | 100 | 5000 | 5000 | 5.95
07498320218 | SSPM2.5H-L300 | StaStrapTie,HSWR NYL,NoCP,LTH,10,BLK,50 | Sta-Strap® Cable Ties have a unique design that ties directly to a chassis or panel without separate fasteners or mounting devises. Plus, with heat stabilized weather-resistant Nylon material, it's ideal for high-vibration, high-UV environments up to 239 | C | 100 | 500 | 50 | 125.87
07498320227 | SSPM2.5H-TL300 | StaStrapTie,HSWRNYL,NoCP,LTH,10,BLK,250 | Sta-Strap® Cable Ties have a unique design that ties directly to a chassis or panel without separate fasteners or mounting devises. Plus, with heat stabilized weather-resistant Nylon material, it's ideal for high-vibration, high-UV environments up to 239 | M | 1000 | 500 | 250 | 902.85
07498322374 | SSPM2.5HP-TL300 | StaStrapTie,HSWR NYL,CP,LTH,10,BLK,P250 | Sta-Strap® Cable Ties have a unique design that ties directly to a chassis or panel without separate fasteners or mounting devises. Plus, with heat stabilized weather-resistant Nylon material, it's ideal for high-vibration, high-UV environments up to 239 | M | 1000 | 500 | 250 | 902.85
07498320219 | SSPM4H-L300 | StaStrapTie,HSWRNYL,NoCP,LTH,15,BLK,P50 | Sta-Strap® Cable Ties have a unique design that ties directly to a chassis or panel without separate fasteners or mounting devises. Plus, with heat stabilized weather-resistant Nylon material, it's ideal for high-vibration, high-UV environments up to 239 | C | 100 | 500 | 50 | 160.62
07498320228 | SSPM4H-TL300 | StaStrapTie,HSWRNYL,NoCP,LTH,15,BLK,250 | Sta-Strap® Cable Ties have a unique design that ties directly to a chassis or panel without separate fasteners or mounting devises. Plus, with heat stabilized weather-resistant Nylon material, it's ideal for high-vibration, high-UV environments up to 239 | M | 1000 | 500 | 250 | 1144.23
07498354910 | SSPM4HLP-TL300 | StaStrapTie,HSWR NYL,LCP,LTH,15,BLK,250 | Sta-Strap® Cable Ties have a unique design that ties directly to a chassis or panel without separate fasteners or mounting devises. Plus, with heat stabilized weather-resistant Nylon material, it's ideal for high-vibration, high UV environments up to 239 | M | 1000 | 500 | 250 | 1144.23
07498322376 | SSPM4HP-TL300 | StaStrapTie,HSWR NYL,CP,LTH,15,BLK,P250 | Sta-Strap® Cable Ties have a unique design that ties directly to a chassis or panel without separate fasteners or mounting devises. Plus, with heat stabilized weather-resistant Nylon material, it's ideal for high-vibration, high-UV environments up to 239 | M | 1000 | 500 | 250 | 1089.73
07498350042 | SST1.5I-C | CTie,2PC,5.3L,Intm,Nyl,Nat,PK100 | Sta-Strap® cable tie, releasable, intermediate cross section, 5.3 (137mm) length, nylon 6.6, natural, standard package. | C | 100 | 1000 | 100 | 22.36
07498350044 | SST1.5I-M | CTie,2PC,5.3L,Intm,Nyl,Nat,PK1000 | Sta-Strap® cable tie, releasable, intermediate cross section, 5.3 (137mm) length, nylon 6.6, natural, bulk package. | M | 1000 | 5000 | 1000 | 84.67
07498350045 | SST1.5I-M0 | CTie,2PC,5.3L,Intm,WR,BL,PK1000 | Sta-Strap® cable tie, releasable, intermediate cross section, 5.3 (137mm) length, weather resistant nylon 6.6, black. | M | 1000 | 5000 | 1000 | 112.54
07498350021 | SST1.5M-M | CableTie,2-Pc,Min,5.5in,Nat,PK1000 | Panduit SST1.5M-M Sta-Strap® cable ties offer an exclusive two-piece design providing the lowest threading force in the industry. Paired with their small head height, these ties allow more efficient use of space in compact areas and through-panel applicat | M | 1000 | 5000 | 1000 | 80.78
07498350034 | SST1.5M-M0 | CTie,2PC,5.5L,Mini,WR,BL,PK1000 | Sta-Strap® cable tie, releasable, miniature cross section, 5.5 (140mm) length, weather resistant nylon 6.6, black. | M | 1000 | 5000 | 1000 | 121.56
07498357400 | SST1.5M-M20 | CTie,2PC,5.5L,Mini,Nyl,BL,PK1000 | Sta-Strap® cable tie, releasable, miniature cross section, 5.5 (140mm) length, nylon 6.6, black. | M | 1000 | 5000 | 1000 | 94.19
07498350002 | SST1M-C | CTie,2PC,4L,Mini,Nyl,Nat,PK100 | Sta-Strap® cable tie, releasable, miniature cross section, 4.0 (102mm) length, nylon 6.6, natural, standard package. | C | 100 | 1000 | 100 | 18.54
07498350005 | SST1M-M | CableTie,2-Pc,Min,4in,Nat,PK1000 | Panduit SST1M-M Sta-Strap® cable ties offer an exclusive two-piece design providing the lowest threading force in the industry. Paired with their small head height, these ties allow more efficient use of space in compact areas and through-panel applicatio | M | 1000 | 5000 | 1000 | 54.76
07498350006 | SST1M-M0 | CTie,2PC,4L,Mini,WR,BL,PK1000 | Sta-Strap® cable tie, releasable, miniature cross section, 4.0 (102mm) length, weather resistant nylon 6.6, black, bulk package. | M | 1000 | 5000 | 1000 | 84.18
07498357511 | SST1M-M30 | CTie,2PC,4L,Mini,HS,BL,PK1000 | Sta-Strap® cable tie, releasable, miniature cross section, 4.0 (102mm) length, heat stabilized nylon 6.6, black. | M | 1000 | 5000 | 1000 | 68
07498350001 | SST1M-MP | CTiesinaBox,2PC,4L,M,Nyl,Nat,PK1000 | Sta-Strap® cable tie box, releasable, miniature cross section, 4.0 (102mm) length, nylon 6.6, natural. | M | 1000 | 5000 | 1000 | 100.37
07498350061 | SST2H-D | CTie,2PC,8L,LH,Nyl,Nat,PK500 | Sta-Strap® cable tie, releasable, light-heavy cross section, 8.0 (203mm) length, nylon 6.6, natural. | M | 1000 | 500 | 500 | 548.65
07498357540 | SST2H-D0 | CTie,2PC,8L,LH,WR,BL,PK500 | Sta-Strap® cable tie, releasable, light-heavy cross section, 8.0 (203mm) length, weather resistant nylon 6.6, black. | M | 1000 | 500 | 500 | 600.98
07498333613 | SST2HH-D30 | CTie,HHd,2PC,8L,LH,HS,BL,PK500 | Sta-Strap® cable tie, releasable, heavy head design, light-heavy cross section, 8.0 (203mm) length, heat stabilized nylon 6.6, black. | M | 1000 | 500 | 500 | 745.34
07498350081 | SST2I-M | CTie,2PC,8.1L,Intm,Nyl,Nat,PK1000 | Sta-Strap® cable tie, releasable, intermediate cross section, 8.1 (206mm) length, nylon 6.6, natural, bulk package. | M | 1000 | 5000 | 1000 | 107.68
07498357612 | SST2I-M0 | CTie,2PC,8.1L,Intm,WR,BL,PK1000 | Sta-Strap® cable tie, releasable, intermediate cross section, 8.1 (206mm) length, weather resistant nylon 6.6, black. | M | 1000 | 5000 | 1000 | 156.51
07498357617 | SST2I-M20 | CTie,2PC,8.1L,Intm,Nyl,BL,PK1000 | Sta-Strap® cable tie, releasable, intermediate cross section, 8.1 (206mm) length, nylon 6.6, black. | M | 1000 | 5000 | 1000 | 140.5
07498350102 | SST2S-C | CTie,2PC,6.7L,Std,Nyl,Nat,PK100 | Sta-Strap® cable tie, releasable, standard cross section, 6.7 (172mm) length, nylon 6.6, natural, standard package. | C | 100 | 1000 | 100 | 27.3
07498350103 | SST2S-C0 | CTie,2PC,6.7L,Std,WR,BL,PK100 | Sta-Strap® cable tie, releasable, standard cross section, 6.7 (172mm) length, weather resistant nylon 6.6, black, standard package. | C | 100 | 1000 | 100 | 31.85
07498350105 | SST2S-M | CableTie,2-Pc,Std,6.7in,Nat,PK1000 | Sta-Strap® cable tie, releasable, standard cross section, 6.7 (172mm) length, nylon 6.6, natural, bulk package. | M | 1000 | 5000 | 1000 | 113.59
07498350106 | SST2S-M0 | CTie,2PC,6.7L,Std,WR,BL,PK1000 | Sta-Strap® cable tie, releasable, standard cross section, 6.7 (172mm) length, weather resistant nylon 6.6, black, bulk package. | M | 1000 | 5000 | 1000 | 129.16
07498357669 | SST2S-M30 | CTie,2PC,6.7L,Std,HS,BL,PK1000 | Sta-Strap® cable tie, releasable, standard cross section, 6.7 (172mm) length, heat stabilized nylon 6.6, black. | M | 1000 | 5000 | 1000 | 143.04
07498350121 | SST3I-M | CTie,2PC,11L,Intm,Nyl,Nat,PK1000 | Sta-Strap® cable tie, releasable, intermediate cross section, 11.0 (279mm) length, nylon 6.6, natural, bulk package. | M | 1000 | 2000 | 1000 | 226.5
07498357713 | SST3I-M0 | CTie,2PC,11L,Intm,WR,BL,PK1000 | Sta-Strap® cable tie, releasable, intermediate cross section, 11.0 (279mm) length, weather resistant nylon 6.6, black, bulk package. | M | 1000 | 2000 | 1000 | 329.72
07498350137 | SST3S-C0 | CTie,2PC,11L,Std,WR,BL,PK100 | Sta-Strap® cable tie, releasable, standard cross section, 11.0 (279mm) length, weather resistant nylon 6.6, black, standard package. | C | 100 | 1000 | 100 | 65.25
07498350141 | SST3S-M | CTie,2PC,11L,Std,Nyl,Nat,PK1000 | Sta-Strap® cable tie, releasable, standard cross section, 11.0 (279mm) length, nylon 6.6, natural, bulk package. | M | 1000 | 2000 | 1000 | 295.37
07498357743 | SST3S-M0 | CableTie,2-Pc,Std,11in,WR Bl,PK1000 | Sta-Strap® cable tie, releasable, standard cross section, 11.0 (279mm) length, weather resistant nylon 6.6, black, bulk package. | M | 1000 | 2000 | 1000 | 349.51
07498357751 | SST3S-M30 | CTie,2PC,11L,Std,HS,BL,PK1000 | Sta-Strap® cable tie, releasable, standard cross section, 11.0 (279mm) length, heat stabilized nylon 6.6, black. | M | 1000 | 2000 | 1000 | 351
07498350201 | SST4H-D | CableTie,2-Pc,Lt-Hvy,14.8in,Nat,PK500 | Sta-Strap® cable tie, releasable, light-heavy cross section, 14.8 (376mm) length, nylon 6.6, natural, bulk package. | M | 1000 | 500 | 500 | 682.65
07498357784 | SST4H-D0 | CTie,2PC,14.8L,LH,WR,BL,PK500 | Panduit SST4H-D0 Sta-Strap® cable ties offer an exclusive two-piece design providing the lowest threading force in the industry. Paired with their small head height, these ties allow more efficient use of space in compact areas and through-panel applicati | M | 1000 | 500 | 500 | 785.82
07498357793 | SST4H-D30 | CTie,2PC,14.8L,LH,HS,BL,PK500 | Sta-Strap® cable tie, releasable, light-heavy cross section, 14.8 (376mm) length, heat stabilized nylon 6.6, black. | M | 1000 | 500 | 500 | 860.13
07498350203 | SST4H-L | CTie,2PC,14.8L,LH,Nyl,Nat,PK50 | Sta-Strap® cable tie, releasable, light-heavy cross section, 14.8 (376mm) length, nylon 6.6, natural, standard package. | C | 100 | 500 | 50 | 95.04
07498350204 | SST4H-L0 | CTie,2PC,14.8L,LH,WR,BL,PK50 | Sta-Strap® cable tie, releasable, light-heavy cross section, 14.8 (376mm) length, weather resistant nylon 6.6, black, standard package. | C | 100 | 500 | 50 | 103.21
07498350212 | SST4HH-D30 | CTie,HHd,2PC,14.8,LH,HS,BL,PK500 | Sta-Strap® cable tie, releasable, heavy head design, light-heavy cross section, 14.8 (376mm) length, heat stabilized nylon 6.6, black. | M | 1000 | 500 | 500 | 1010.5
07498350161 | SST4I-M | CTie,2PC,14.7L,Intm,Nyl,Nat,PK1000 | Sta-Strap® cable tie, releasable, intermediate cross section, 14.7 (375mm) length, nylon 6.6, natural, bulk package. | M | 1000 | 2000 | 1000 | 353.69
07498357850 | SST4I-M0 | CTie,2PC,14.7L,Intm,WR,BL,PK1000 | Sta-Strap® cable tie, releasable, intermediate cross section, 14.7 (375mm) length, weather resistant nylon 6.6, black. | M | 1000 | 2000 | 1000 | 493.84
07498350156 | SST4S-C | CTie,2PC,15L,Std,Nyl,Nat,PK100 | Sta-Strap® cable tie, releasable, standard cross section, 15.0 (381mm) length, nylon 6.6, natural, standard package. | C | 100 | 1000 | 100 | 64.93
07498350183 | SST4S-C0 | CTie,2PC,15L,Std,WR,BL,PK100 | Sta-Strap® cable tie, releasable, standard cross section, 15.0 (381mm) length, weather resistant nylon 6.6, black, standard package. | C | 100 | 1000 | 100 | 70.52
07498350181 | SST4S-M | CableTie,2-Pc,Std,15in,Nat,PK1000 | Sta-Strap® cable tie, releasable, standard cross section, 15.0 (381mm) length, nylon 6.6, natural, bulk package. | M | 1000 | 1000 | 1000 | 328.36
07498350182 | SST4S-M0 | CableTie,2-Pc,Std,15in,WR Bl,PK1000 | Sta-Strap® cable tie, releasable, standard cross section, 15.0 (381mm) length, weather resistant nylon 6.6, black, bulk package. | M | 1000 | 1000 | 1000 | 377.59
07498357888 | SST4S-M30 | CTie,2PC,15L,Std,HS,BL,PK1000 | Sta-Strap® cable tie, releasable, standard cross section, 15.0 (381mm) length, heat stabilized nylon 6.6, black. | M | 1000 | 1000 | 1000 | 430.31
07498350221 | SST8H-D | CTie,2PC,27.5L,LH,Nyl,Nat,PK500 | Sta-Strap® cable tie, releasable, light-heavy cross section, 27.5 (699mm) length, nylon 6.6, natural, bulk package. | M | 1000 | 500 | 500 | 1632.26
07498357918 | SST8H-D0 | CTie,2PC,27.5L,LH,WR,BL,PK500 | Sta-Strap® cable tie, releasable, light-heavy cross section, 27.5 (699mm) length, weather resistant nylon 6.6, black, bulk package. | M | 1000 | 500 | 500 | 1753.85
07498357925 | SST8H-D30 | CTie,2PC,27.5L,LH,HS,BL,PK500 | Sta-Strap® cable tie, releasable, light-heavy cross section, 27.5 (699mm) length, heat stabilized nylon 6.6, black. | M | 1000 | 500 | 500 | 2056.62
07498350222 | SST8H-L | CTie,2PC,27.5L,LH,Nyl,Nat,PK50 | Sta-Strap® cable tie, releasable, light-heavy cross section, 27.5 (699mm) length, nylon 6.6, natural, standard package. | C | 100 | 500 | 50 | 217.35
07498350224 | SST8H-L0 | CTie,2PC,27.5L,LH,WR,BL,PK50 | Sta-Strap® cable tie, releasable, light-heavy cross section, 27.5 (699mm) length, weather resistant nylon 6.6, black, standard package. | C | 100 | 500 | 50 | 238.09
61305618126 | ST-100 | Wire Stripping Tool ,EA | Self-Adjusting Wire and Cable Cutting and Stripping tool. Strips and cuts #32 AWG – 5 AWG (0.03 – 16mm²) wire, with adjustable stripping length from 3.0-21mm. The tool is designed to prevent damage or fanning of conductors, and features an ergonomic light | PC | 1 | 1 | 1 | 213.36
61305679356 | ST130-075-30BK | Linerless High Voltage Rubber Tape | StrongHold ST130-075-30BK Rubber Insulating Tape is designed for high voltage jobs with a 130ºC emergency overload temperature. It is linerless which allows for quick and easy application and is self-bonding. This tape produces a void-free build-up and ha | RL | 1 | 20 | 20 | 18.44
61305679357 | ST130-100-30BK | Linerless High Voltage Rubber Tape | StrongHold ST130-150-30BK Rubber Insulating Tape is designed for high voltage jobs with a 130ºC emergency overload temperature. It is linerless which allows for quick and easy application and is self-bonding. This tape produces a void-free build-up and ha | RL | 1 | 20 | 20 | 28.99
61305679358 | ST130-150-30BK | Linerless High Voltage Rubber Tape | StrongHold ST130-150-30BK Rubber Insulating Tape is designed for high voltage jobs with a 130ºC emergency overload temperature. It is linerless which allows for quick and easy application and is self-bonding. This tape produces a void-free build-up and ha | RL | 1 | 10 | 10 | 42.47
61305673265 | ST14-075-60BK | General Purpose ST14 Black, .75" x 60' x | StrongHold ST14-075-60BK General Purpose PVC Electrical Tape has non-corrosive and pressure-sensitive adhesive, which eliminates the need for heat, moisture or other catalysts during application. Its high elongation provides excellent conformability prope | RL | 1 | 100 | 20 | 1.2
61305673267 | ST15-075-66GRYL | General Purpose ST15 Green/Yellow, .75" | StrongHold ST15-075-66GRYL General Purpose PVC Electrical Tape has non-corrosive and pressure-sensitive adhesive, which eliminates the need for heat, moisture or other catalysts during application. Its high elongation provides excellent conformability pro | RL | 1 | 100 | 20 | 1.2
61305673257 | ST17-075-66BR | General Purpose ST17 Brown, .75" x 66' x | StrongHold ST17-075-66BR General Purpose PVC Electrical Tape has non-corrosive and pressure-sensitive adhesive, which eliminates the need for heat, moisture or other catalysts during application. Its high elongation provides excellent conformability prope | RL | 1 | 100 | 20 | 1.2
61305673256 | ST17-075-66BU | General Purpose ST17 Blue, .75" x 66' x | StrongHold ST17-075-66BU General Purpose PVC Electrical Tape has non-corrosive and pressure-sensitive adhesive, which eliminates the need for heat, moisture or other catalysts during application. Its high elongation provides excellent conformability prop | RL | 1 | 100 | 20 | 1.2
61305673259 | ST17-075-66GR | General Purpose ST17 Green, .75" x 66' x | StrongHold ST17-075-66GR General Purpose PVC Electrical Tape has non-corrosive and pressure-sensitive adhesive, which eliminates the need for heat, moisture or other catalysts during application. Its high elongation provides excellent conformability prop | RL | 1 | 100 | 20 | 1.2
61305673258 | ST17-075-66GY | General Purpose ST17 Gray, .75" x 66' x | StrongHold ST17-075-66GY General Purpose PVC Electrical Tape has non-corrosive and pressure-sensitive adhesive, which eliminates the need for heat, moisture or other catalysts during application. Its high elongation provides excellent conformability prop | RL | 1 | 100 | 20 | 1.2
61305673260 | ST17-075-66OR | General Purpose ST17 Orange, .75" x 66' | StrongHold ST17-075-66OR General Purpose PVC Electrical Tape has non-corrosive and pressure-sensitive adhesive, which eliminates the need for heat, moisture or other catalysts during application. Its high elongation provides excellent conformability prop | RL | 1 | 100 | 20 | 1.2
61305673261 | ST17-075-66RD | General Purpose ST17 Red, .75" x 66' x . | StrongHold ST17-075-66RD General Purpose PVC Electrical Tape has non-corrosive and pressure-sensitive adhesive, which eliminates the need for heat, moisture or other catalysts during application. Its high elongation provides excellent conformability prop | RL | 1 | 100 | 20 | 1.2
61305673263 | ST17-075-66VI | General Purpose ST17 Violet, .75" x 66' | StrongHold ST17-075-66VI General Purpose PVC Electrical Tape has non-corrosive and pressure-sensitive adhesive, which eliminates the need for heat, moisture or other catalysts during application. Its high elongation provides excellent conformability prope | RL | 1 | 100 | 20 | 1.2
61305673264 | ST17-075-66WH | General Purpose ST17 White, .75" x 66' x | StrongHold ST17-075-66WH General Purpose PVC Electrical Tape has non-corrosive and pressure-sensitive adhesive, which eliminates the need for heat, moisture or other catalysts during application. Its high elongation provides excellent conformability prop | RL | 1 | 100 | 20 | 1.2
61305673262 | ST17-075-66YL | General Purpose ST17 Yellow, .75" x 66' | StrongHold ST17-075-66YL General Purpose PVC Electrical Tape has non-corrosive and pressure-sensitive adhesive, which eliminates the need for heat, moisture or other catalysts during application. Its high elongation provides excellent conformability prop | RL | 1 | 100 | 20 | 1.2
61305679361 | ST1755-075-60BK | Friction Tape | StrongHold ST1755-075-60BK Friction Tape is a mechanical tape for abrasion and cut-through protection and mechanical protection for rubber electrical tape. Both sides of the tape are coated with a high-quality cotton fabric and have a black rubber adhesiv | RL | 1 | 100 | 100 | 7.95
61305679369 | ST2155-075-22BK | Mid Grade Rubber Splicing Linered | StrongHold ST2155-075-22BK High Voltage Tape is made of ethylene propylene rubber (ERP) and is self -amalgamting. Designed for high voltage insulating and jacketing splices through 69kV. For indoor and outdoor usage, UV resistant and excellent moisture, c | RL | 1 | 100 | 100 | 5.83
61305679364 | ST2200-650-400P | Vinyl Mastic | StrongHold ST2200-650-400P Vinyl Mastic Tape is a self-fusing mastic compound secured to an all-weather vinyl backing. This product serves as two tapes in one. It can be used for insulating and for the water sealing of electrical connections up to 600V. F | PK | 1 | 100 | 5 | 92.12
61305679365 | ST2210-400-10BK | Vinyl Mastic | StrongHold ST2210-400-10BK Vinyl Mastic Tape is a self-fusing mastic compound secured to an all-weather vinyl backing. This product serves as two tapes in one. It can be used for insulating and for the water sealing of electrical connections up to 600V. F | RL | 1 | 10 | 10 | 76.97
61305679366 | ST2226-375-10BK | Insulating Mastic | StrongHold ST2226-375-10BK Insulating Mastic Tape is self-amalgamating and designed for insulating and sealing all types of overhead and direct buried electrical connection up to 600V. With high dielectric strength and superior adhesion to metal and all t | RL | 1 | 10 | 10 | 55.98
61305679362 | ST2228-100-10BK | Rubber Mastic | StrongHold ST2228-100-10BK Rubber Mastic Tape is a self-bonding mastic with an ethylene propylene rubber (ERP) backing, secured to an electrical grade mastic. It can be used for insulating and for the water sealing of splices and terminations up to 2kV. F | RL | 1 | 50 | 50 | 26.1
61305679363 | ST2228-200-10BK | Rubber Mastic | StrongHold ST2228-200-10BK Rubber Mastic Tape is a self-bonding mastic with an ethylene propylene rubber (ERP) backing, secured to an electrical grade mastic. It can be used for insulating and for the water sealing of splices and terminations up to 2kV. F | RL | 1 | 10 | 10 | 40.58
61305679367 | ST2229-375P | Insulating Mastic | StrongHold ST2229-375P Insulating Mastic Tape is self-amalgamating and designed for insulating and sealing all types of overhead and direct buried electrical connection up to 600V. With high dielectric strength and superior adhesion to metal and all types | PK | 1 | 300 | 10 | 61.94
61305679359 | ST2242-075-15BK | Linerless Mid Grade Rubber Splicing Tape | StrongHold ST2242-075-15BK Rubber Splice Tape easily conforms to irregular shapes and surfaces providing an electrically stable build-up. It is self-amalgamating and good for low voltage insulation of no more than 600V. Is 0.75” x 15’ in size and comes in | RL | 1 | 35 | 35 | 9.2
61305679360 | ST2242-150-15BK | Linerless Mid Grade Rubber Splicing Tape | StrongHold ST2242-150-15BK Rubber Splice Tape easily conforms to irregular shapes and surfaces providing an electrically stable build-up. It is self-amalgamating and good for low voltage insulation of no more than 600V. Is 1.5” x 15’ in size and comes in | RL | 1 | 35 | 35 | 20.41
61305679368 | ST23-075-30BK | High Voltage Rubber Tape with Liner | StrongHold ST23-075-30BK High Voltage Tape is made of ethylene propylene rubber (ERP) and is self -amalgamting. Designed for high voltage insulating and jacketing splices through 69kV. For indoor and outdoor usage, UV resistant and excellent moisture, cor | RL | 1 | 20 | 20 | 20.71
07498376049 | ST2MT | Tool,MLTTies,TwistCutOff,LH-SH,EA | The ST2MT Stainless Steel Cable Tie Tool is an easy and lightweight option for stainless steel cable tie installation. This tool has a cable tie side entry for immediate positioning of the cable tie and tool and can be operated with one hand, making this | PC | 1 | 1 | 1 | 420.04
61305671586 | ST35-075-66BR | Professional Grade ST35 Brown, .75" x 66 | StrongHold ST35-075-66BR Professional Grade PVC Electrical Tape is a pressure sensitive vinyl electrical tape that applies easily and provides a high level of performance over a range of temperatures. It has excellent elasticity and insulating properties | RL | 1 | 20 | 20 | 5.41
61305658034 | ST35-075-66BU | Professional Grade ST35 Blue, .75" x 66' | StrongHold ST35-075-66BU Professional Grade PVC Electrical Tape is a pressure sensitive vinyl electrical tape that applies easily and provides a high level of performance over a range of temperatures. It has excellent elasticity and insulating properties | RL | 1 | 20 | 20 | 5.41
61305673236 | ST35-075-66GR | Professional Grade ST35 Green, .75" x 66 | StrongHold ST35-075-66GR Professional Grade PVC Electrical Tape is a pressure sensitive vinyl electrical tape that applies easily and provides a high level of performance over a range of temperatures. It has excellent elasticity and insulating properties | RL | 1 | 20 | 20 | 5.41
61305673235 | ST35-075-66GY | Professional Grade ST35 Gray, .75" x 66' | StrongHold ST35-075-66GY Professional Grade PVC Electrical Tape is a pressure sensitive vinyl electrical tape that applies easily and provides a high level of performance over a range of temperatures. It has excellent elasticity and insulating properties | RL | 1 | 20 | 20 | 5.41
61305673237 | ST35-075-66OR | Professional Grade ST35 Orange, .75" x 6 | StrongHold ST35-075-66OR Professional Grade PVC Electrical Tape is a pressure sensitive vinyl electrical tape that applies easily and provides a high level of performance over a range of temperatures.It has excellent elasticity and insulating properties a | RL | 1 | 20 | 20 | 5.41
61305658033 | ST35-075-66RD | Professional Grade ST35 Red, .75" x 66' | StrongHold ST35-075-66RD Professional Grade PVC Electrical Tape is a pressure sensitive vinyl electrical tape that applies easily and provides a high level of performance over a range of temperatures. It has excellent elasticity and insulating properties | RL | 1 | 20 | 20 | 5.41
61305673238 | ST35-075-66VI | Professional Grade ST35 Violet, .75" x 6 | StrongHold ST35-075-66VI Professional Grade PVC Electrical Tape is a pressure sensitive vinyl electrical tape that applies easily and provides a high level of performance over a range of temperatures. It has excellent elasticity and insulating properties | RL | 1 | 20 | 20 | 5.41
61305658035 | ST35-075-66WH | Professional Grade ST35 White, .75" x 66 | StrongHold ST35-075-66WH Professional Grade PVC Electrical Tape is a pressure sensitive vinyl electrical tape that applies easily and provides a high level of performance over a range of temperatures. It has excellent elasticity and insulating properties | RL | 1 | 20 | 20 | 5.41
61305673239 | ST35-075-66YL | Professional Grade ST35 Yellow, .75" x 6 | StrongHold ST35-075-66YL Professional Grade PVC Electrical Tape is a pressure sensitive vinyl electrical tape that applies easily and provides a high level of performance over a range of temperatures. It has excellent elasticity and insulating properties | RL | 1 | 20 | 20 | 5.41
07498377000 | ST3EH | Cable Tie Tool,LowVolume,LH-H-EH,EA | The cable tie tool in blue (handles) installs light-heavy, heavy, and extra-heavy cross-section cable ties. It features durable all-steel construction with comfortable rubber handles. Weighing 9 oz. (256g), it is sold individually. | PC | 1 | 5 | 1 | 123.18
61305675550 | ST43-075-66BK | Professional Grade ST43 Black, 0.75" x 6 | StrongHold ST43-075-66BK Professional Grade PVC Electrical Tape is a pressure sensitive vinyl electrical tape that applies easily and provides a high level of performance over a range of temperatures. It has excellent elasticity and insulating properties | RL | 1 | 20 | 20 | 5.69
61305601553 | ST4MT | Tool,HTMLTTies,CutOff,EH,EA | Installation tool for use with HTMLT. Manual tensioning controlled by operator. This tool has a built in cutting lever for clean recessed cutoff. | PC | 1 | 1 | 1 | 753.89
61305658036 | ST88-075-66BK | Heavy Duty ST88 Black, .75" x 66' x .008 | StrongHold ST88-075-66BK Heavy Duty PVC Electrical Tape is an all-weather, pressure sensitive vinyl electrical tape that applies easily and provides a high level of performance over a range of temperatures. It is .75" x 66' x .0085” in size, black in colo | RL | 1 | 20 | 20 | 6.33
61305673241 | ST88-100-108BK | Heavy Duty ST88 Black, 1.00" x 108' x .0 | StrongHold ST88-100-108BK Heavy Duty PVC Electrical Tape is an all-weather, pressure sensitive vinyl electrical tape that applies easily and provides a high level of performance over a range of temperatures. It is 1.0" x 108' x .0085” in size, black in co | RL | 1 | 20 | 20 | 11.66
61305673242 | ST88-150-66BK | Heavy Duty ST88 Black, 1.50" x 66' x .00 | StrongHold ST88-150-66BK Heavy Duty PVC Electrical Tape is an all-weather, pressure sensitive vinyl electrical tape that applies easily and provides a high level of performance over a range of temperatures. It is 1.5" x 66' x .0085" in size, black in colo | RL | 1 | 20 | 20 | 9.03
61305673243 | ST88-200-66BK | Heavy Duty ST88 Black, 2.00" x 66' x .00 | StrongHold ST88-200-66BK Heavy Duty PVC Electrical Tape is an all-weather, pressure sensitive vinyl electrical tape that applies easily and provides a high level of performance over a range of temperatures. It is 2.0" x 66' x .0085" in size, black in colo | RL | 1 | 20 | 20 | 11.21
07498322228 | STH2 | Cable Tie Tool,LowVolume,S-HS-LH-H,EA | The cable tie tool in red installs standard, heavy-standard, light-heavy, and heavy cross-section cable ties. It is an inexpensive, maintenance-free, all-purpose tool with an ergonomic handle design and short handle span. It also features a top-loading fe | PC | 1 | 1 | 1 | 48.35
07498376051 | STHV | Cable Tie Tool,LowVolume,LH-H,EA | Panduit STHV Cable Tie Hand Tool is made with durable all-steel construction and features a “travel stop” that helps prevent pinched fingers. Tool is light gray and black, installs light-heavy and heavy cross section cable ties. Weighs 13oz (367g) and is | PC | 1 | 5 | 1 | 84.74
07498322227 | STS2 | Cable Tie Tool,LowVolume,M-I-S,EA | The cable tie tool in black installs miniature, intermediate, and standard cross-section cable ties. This inexpensive, maintenance-free, all-purpose tool has an ergonomic handle design and short handle span. It also features a top-loading feature for righ | PC | 1 | 1 | 1 | 35.4
07498308971 | T019X000FJC-BK | P1 Po Cont Tape Cass,.19"x25',BL/WH | Black on white, polyolefin module label tape. | PC | 1 | 10 | 1 | 71.68
07498335309 | T024X000FJC-BK | P1Cass,Cont.Tape,.24"Wx25ftL,EA | Black on white, polyolefin tape, terminal block label. Width: 0.24". | PC | 1 | 10 | 1 | 71.68
07498342831 | T024X000FJT | TT,ContinuousTape,.24"x100'WH,EA | ThermTrans, Continuous Tape, Polyolefin, .24" W x 100' L, White, 3 inch core | RL | 1 | 2 | 1 | 107.82
07498333090 | T024X000VPC-BK | P1 Vyl Cont Tape Cass,.24"x25',BL/WH | Black on white, vinyl tape. Width: 0.24". | PC | 1 | 10 | 1 | 43.3
07498333091 | T024X000VYC-WH | P1 Vyl Cont Tape Cass,.24"x25',WH/BL | White on black, vinyl tape, 0.24". | PC | 1 | 10 | 1 | 45.47
07498335310 | T031X000FJC-BK | P1Cass,Cont.Tape,.31"Wx25ftL,EA | Black on white, polyolefin tape, terminal block label. Width: 0.31". | PC | 1 | 10 | 1 | 73.35
07498342830 | T031X000FJT | TT,ContinuousTape,.31"x100'WH,EA | ThermTrans, Continuous Tape, Polyolefin, .31" W x 100' L, White, 3 inch core | RL | 1 | 2 | 1 | 107.82
07498328543 | T038X000C1C-BK | P1 Nyl Cloth Cont Tape,.38"x18',BL/WH | Black on white, nylon cloth label tape. Width: 0.38". | PC | 1 | 10 | 1 | 39.55
07498335311 | T038X000FJC-BK | P1Cass,Cont.Tape,BL/WH,Pfn,.38"x25ft,EA | Black on white, polyolefin tape, terminal block label. Width: 0.38". | PC | 1 | 10 | 1 | 71.51
07498342829 | T038X000FJT | TT,ContinuousTape,.38"x100'WH,EA | ThermTrans, Continuous Tape, Polyolefin, .38" W x 100' L, White, 3 inch core | RL | 1 | 2 | 1 | 102.67
07498335312 | T038X000VPC-BK | P1Cass,Cont.Tape,BL/WH,Vyl,.38"x25ft,EA | The T038X000VPC-BK Continuous Tape Cassette includes both label material and ribbon for easy changeover. The label cassette contains an integrated memory device for automatic formatting, recall of last legend used, and the number of labels remaining in th | PC | 1 | 10 | 1 | 43.25
61305676177 | T038X000VPM-BK | MP Cassette, Continuous Tape, Vinyl, .38 | The T038X000VPM-BK Continuous Tape Cassette includes both label material and ribbon for easy changeover. The label cassette contains an integrated memory device for automatic formatting, recall of last legend used, and the number of labels remaining in th | PC | 1 | 1 | 1 | 33.78
07498332294 | T038X000VXC-BK | P1 Cont Tape Cass,.38"x25',YL/BL | Black on yellow, vinyl tape. Width: 0.38". | PC | 1 | 10 | 1 | 45.42
61305676187 | T038X000VXM-BK | MP Cassette, Continuous Tape, Vinyl, .38 | The T038X000VXM-BK Continuous Tape Cassette includes both label material and ribbon for easy changeover. Print custom pipe markers, voltage markers, signs, bin markers, and network identification labels on demand. For flat label applications only. For use | PC | 1 | 1 | 1 | 35.84
07498335313 | T038X000VYC-WH | P1Cass,Cont.Tape,WH/BL,Vyl,.38"x25ft,EA | White on black, vinyl tape, 0.38". | PC | 1 | 10 | 1 | 45.42
07498335314 | T038X000YKC-BK | P1Cass,Cont.Tape,PES,.38"Wx25ftL,EA | Black on clear, polyester tape. Width: 0.38". | PC | 1 | 10 | 1 | 45.42
61305676188 | T038X000YKM-BK | MP Cassette, Continuous Tape, Polyester, | The T038X000YKM-BK Continuous Tape Cassette includes both label material and ribbon for easy changeover. Print custom pipe markers, voltage markers, signs, bin markers, and network identification labels on demand. For flat label applications only. For use | PC | 1 | 1 | 1 | 33.78
07498352202 | T038X000YP1 | SuperTackContTape,0.38x100ft,WH,EA | Super-Tack continuous tape, polyester, white, 3/8 inch wide x 100 feet long. | RL | 1 | 2 | 1 | 108.7
07498312179 | T050X000C1C-BK | P1 Nyl Cloth Cont Tape,.5"x18', BL/WH | Black on white, nylon cloth label tape. Width: 0.50". | PC | 1 | 10 | 1 | 39.55
07498399990 | T050X000CBC-BK | P1 Vyl Clth Cont Tape,.5"x12.5',WH/BL | Black on white, vinyl cloth tape. Width: 0.50". | PC | 1 | 10 | 1 | 34.27
07498334488 | T050X000FJT | TT,ContinuousTape,.50"x100'WH,EA | ThermTrans, Continuous Tape, Polyolefin, .50" W x 100' L, White, 3 inch core | RL | 1 | 2 | 1 | 103.69
07498335315 | T050X000VPC-BK | P1Cass,Vyl,.50"Wx25ftL,BL/WH,EA | The T050X000VPC-BK Continuous Tape Cassette includes both label material and ribbon for easy changeover. The label cassette contains an integrated memory device for automatic formatting, recall of last legend used, and the number of labels remaining in th | PC | 1 | 10 | 1 | 43.25
61305676189 | T050X000VPM-BK | MP Cassette, Continuous Tape, Vinyl, .50 | The T050X000VPM-BK Continuous Tape Cassette includes both label material and ribbon for easy changeover. Print custom pipe markers, voltage markers, signs, bin markers, and network identification labels on demand. For flat label applications only. For use | PC | 1 | 1 | 1 | 27.81
07498378625 | T050X000VQC-WH | P1Cass,Vyl,.50"Wx25ftL,BU/WH,EA | White on blue, vinyl tape, 0.50". | PC | 1 | 10 | 1 | 45.42
07498335647 | T050X000VUC-BK | P1Cass,Vyl,.50"Wx25ftL,Orange/Black,EA | Black on orange, vinyl tape. Width: 0.50". | PC | 1 | 10 | 1 | 45.42
07498378628 | T050X000VWC-WH | P1Cass,Vyl,.50"Wx25ftL,Red/White,EA | White on red, vinyl tape. | PC | 1 | 10 | 1 | 45.42
07498335651 | T050X000VXC-BK | P1Cass,Vyl,.50"Wx25ftL,Yellow/Black,EA | Black on yellow, vinyl tape. Width: 0.50". | PC | 1 | 10 | 1 | 43.25
61305676190 | T050X000VXM-BK | MP Cassette, Continuous Tape, Vinyl, .50 | The T050X000VXM-BK Continuous Tape Cassette includes both label material and ribbon for easy changeover. Print custom pipe markers, voltage markers, signs, bin markers, and network identification labels on demand. For flat label applications only. For use | PC | 1 | 1 | 1 | 27.81
07498337842 | T050X000VYC-WH | P1Cass,Vyl,.50"Wx25ftL,Black/White,EA | White on black, vinyl tape, 0.50". | PC | 1 | 10 | 1 | 45.42
07498335661 | T050X000YKC-BK | P1Cass,PES,.50"Wx25ftL,Clear/Black,EA | Black on clear, polyester tape. Width: 0.50". | PC | 1 | 10 | 1 | 45.42
61305676191 | T050X000YKM-BK | MP Cassette, Continuous Tape, Polyester, | The T050X000YKM-BK Continuous Tape Cassette includes both label material and ribbon for easy changeover. Print custom pipe markers, voltage markers, signs, bin markers, and network identification labels on demand. For flat label applications only. For use | PC | 1 | 1 | 1 | 45.34
07498364844 | T050X000YP1 | TT Super-Tack Poly,.50"x100',PK1 | Super-Tack continuous tape, polyester, white, 1/2 inch wide x 100 feet long. | RL | 1 | 2 | 1 | 113.19
07498328545 | T075X000C1C-BK | P1 Nyl Cloth Cont Tape,.75"x18',BL/WH | Black on white, nylon cloth label tape. Width: 0.75". | PC | 1 | 10 | 1 | 51.35
07498335662 | T075X000VPC-BK | P1Cass,Vyl,.75"Wx25ftL,BL/WH,EA | The T075X000VPC-BK Continuous Tape Cassette includes both label material and ribbon for easy changeover. The label cassette contains an integrated memory device for automatic formatting, recall of last legend used, and the number of labels remaining in th | PC | 1 | 10 | 1 | 49.05
61305676193 | T075X000VPM-BK | MP Cassette, Continuous Tape, Vinyl, .75 | The T075X000VPM-BK Continuous Tape Cassette includes both label material and ribbon for easy changeover. Print custom pipe markers, voltage markers, signs, bin markers, and network identification labels on demand. For flat label applications only. For use | PC | 1 | 1 | 1 | 32.85
07498332288 | T075X000VUC-BK | P1 Cont Tape Cass,.75"x25',OR/BL | Black on orange, vinyl tape. Width: 0.75". | PC | 1 | 10 | 1 | 51.5
07498332290 | T075X000VXC-BK | P1 Cont Tape Cass,.75"x25',YL/BL | Black on yellow, vinyl tape. Width: 0.75". | PC | 1 | 10 | 1 | 51.5
61305676194 | T075X000VXM-BK | MP Cassette, Continuous Tape, Vinyl, .75 | The T075X000VXM-BK Continuous Tape Cassette includes both label material and ribbon for easy changeover. Print custom pipe markers, voltage markers, signs, bin markers, and network identification labels on demand. For flat label applications only. For use | PC | 1 | 1 | 1 | 34.4
07498333044 | T075X000VYC-WH | P1 Vyl Cont Tape Cass,.75"x25',WH/BL | White on black, vinyl continuous tape. | PC | 1 | 10 | 1 | 51.5
61305676195 | T075X000YKM-BK | MP Cassette, Continuous Tape, Polyester, | The T075X000YKM-BK Continuous Tape Cassette includes both label material and ribbon for easy changeover. Print custom pipe markers, voltage markers, signs, bin markers, and network identification labels on demand. For flat label applications only. For use | PC | 1 | 1 | 1 | 53.56
07498370545 | T100F-C | Spiral Wrap, 1" x 100',Natural,1rl | The T100F-C Polyethylene Spiral Wrap provides continuous abrasion protection for wires, cables, and tubing. The spiral wrap harnesses multiple cables into a single manageable bundle while allowing for breakouts. Lightweight, flexible, durable protection a | RL | 1 | 1 | 1 | 272.43
07498370546 | T100F-C0 | Spiral Wrap,1" x 100',WR BLK,1rl | The T100F-C Polyethylene Spiral Wrap provides continuous abrasion protection for wires, cables, and tubing. The spiral wrap harnesses multiple cables into a single manageable bundle while allowing for breakouts. Lightweight, flexible, durable protection a | RL | 1 | 1 | 1 | 339.74
07498310790 | T100FR-C20Y | Spiral Wrap, FR, 1" x 100', BLK,1rl | Spiral Wrap, offers abrasion protection for wires, cables, hoses and tubing, 1" (25.4mm) x 100', flame retardant polyethylene, black. | RL | 1 | 1 | 1 | 468.79
07498310775 | T100FR-CY | Spiral Wrap, FR, 1" x 100', NAT,1rl | Spiral Wrap, offers abrasion protection for wires, cables, hoses and tubing, 1" (25.4mm) x 100', flame retardant polyethylene, natural. | RL | 1 | 1 | 1 | 429.47
07498338464 | T100N-C | Spiral Wrap, 1" x 100',Nylon, NAT,1rl | Spiral Wrap, offers abrasion protection for wires, cables, hoses and tubing, 1" (25.4mm) x 100', nylon 6.6, natural. | RL | 1 | 1 | 1 | 1308.39
07498338465 | T100N-C0 | Spiral Wrap,1" x 100',Nylon, WR BLK,1rl | The T100N-C0 Nylon Spiral Wrap provides continuous abrasion protection for wires, cables, and tubing. The spiral wrap harnesses multiple cables into a single manageable bundle while allowing for breakouts. Lightweight, flexible, durable protection allows | RL | 1 | 1 | 1 | 1635.53
07498332026 | T100P-C0 | Spiral Wrap,1" x100',PolyProp,BLK,1rl | The T100P-C0 Polypropylene Spiral Wrap provides continuous abrasion protection for wires, cables, and tubing. The spiral wrap harnesses multiple cables into a single manageable bundle while allowing for breakouts. Lightweight, flexible, durable protection | RL | 1 | 1 | 1 | 441.68
07498339652 | T100R-CY | Spiral Wrap,1" x100',Fire Resist,BLK,1rl | Spiral Wrap, offers abrasion protection for wires, cables, hoses and tubing, 1" (25.4mm) x 100', fire resistant polyethylene, natural. | RL | 1 | 1 | 1 | 394.22
07498369992 | T100T-X | Spiral Wrap,TFE,1"x10',NAT,1rl | Spiral Wrap, offers abrasion protection for wires, cables, hoses and tubing, 1" (25.4mm) outside diameter, TFE, natural. | RL | 1 | 1 | 1 | 582.45
07498312182 | T100X000C1C-BK | P1 Nyl Cloth Cont Tape,1"x18', BL/WH | Black on white, nylon cloth label tape. Width: 1.00". | PC | 1 | 10 | 1 | 51.35
07498399992 | T100X000CBC-BK | P1 Vyl Clth Cont Tape,1"x12.5',WH/BL | Black on white, vinyl cloth tape. Width: 1.00". | PC | 1 | 10 | 1 | 53.99
61305676201 | T100X000MPM-BK | MP Cassette, Continuous Tape, Magnetic, | The T100X000MPM-BK Magnetic Continuous Tape Cassette includes both label material and ribbon for easy changeover. Print custom pipe markers, voltage markers, signs, bin markers, and network identification labels on demand. For flat label applications only | PC | 1 | 1 | 1 | 26.67
61305676202 | T100X000MXM-BK | MP Cassette, Continuous Tape, Magnetic, | The T100X000MXM-BK Magnetic Continuous Tape Cassette includes both label material and ribbon for easy changeover. Print custom pipe markers, voltage markers, signs, bin markers, and network identification labels on demand. For flat label applications only | PC | 1 | 1 | 1 | 26.67
07498322936 | T100X000RPC-BK | P1 Ref Cont Tape Cass,1"x18',WH | Black on white, reflective tape. | PC | 1 | 10 | 1 | 80.71
07498322937 | T100X000RUC-BK | P1 Ref Cont Tape Cass,1"x18',OR | Black on orange, reflective tape. | PC | 1 | 10 | 1 | 80.71
61305636267 | T100X000RUT | RFLTVContinuousTape,1.00"Wx50ftL,OR,EA | Reflective Continuous Tape, Orange, 1.00" W x 50' L | RL | 1 | 2 | 1 | 135.54
61305676370 | T100X000RWC-WH | 1.0" Wide Red Reflective Tape w/ White P | White on Red, Reflective Tape | PC | 1 | 10 | 1 | 76.84
07498322938 | T100X000RXC-BK | P1 Ref Cont Tape Cass,1"x18',YL | Black on yellow, reflective tape. | PC | 1 | 10 | 1 | 80.71
07498369542 | T100X000VP1Y | CONT TAPE,1IN W X 100FT L,VINYL,WH,EA | The T100X000VP1Y Continuous Printable Labeling Tape is ideal for safety signage and identification. A resin ribbon is recommended. Use with Easy-Mark Plus Labeling Software and TDP printers. Vinyl. 1" x 100' (25.4 mm x 30.5 m). Color White. 1 roll per pac | RL | 1 | 2 | 1 | 140.15
07498335762 | T100X000VPC-BK | P1Cass,Vyl,1.00"Wx25ftL,BL/WH,EA | The T100X000VPC-BK Continuous Tape Cassette includes both label material and ribbon for easy changeover. The label cassette contains an integrated memory device for automatic formatting, recall of last legend used, and the number of labels remaining in th | PC | 1 | 10 | 1 | 56.18
61305676196 | T100X000VPM-BK | MP Cassette, Continuous Tape, Vinyl, 1.0 | Panduit T100X000VPM-BK vinyl continuous tape cassettes are quick and easy to load. These label cassettes, used with our EasyMark™ Plus labeling software, allows you to create custom pipe markers, voltage markers, signs, bin markers, and network identifica | PC | 1 | 1 | 1 | 50.22
07498391087 | T100X000VQ1Y | CONT TAPE,1IN W X 100FT L,VINYL,BU,EA | The T100X000VQ1Y Continuous Printable Labeling Tape is ideal for safety signage and identification. A resin ribbon is recommended. Use with Easy-Mark Plus Labeling Software and TDP printers. Vinyl. 1" x 100' (25.4 mm x 30.5 m). Color Blue. 1 roll per pack | RL | 1 | 2 | 1 | 147.16
07498335776 | T100X000VQC-BK | P1Cass,Vyl,1.00"Wx25ftL,BU/BL,EA | Black on blue, vinyl tape. Width: 1.00". | PC | 1 | 10 | 1 | 59.02
07498335777 | T100X000VQC-WH | P1Cass,Vyl,1.00"Wx25ftL,BU/WH,EA | White on blue, vinyl tape, 1.00". | PC | 1 | 10 | 1 | 59.02
07498391134 | T100X000VS1Y | CONT TAPE,1IN W X 100FT L,VINYL,GR,EA | The T100X000VS1Y Continuous Printable Labeling Tape is ideal for safety signage and identification. A resin ribbon is recommended. Use with Easy-Mark Plus Labeling Software and TDP printers. Vinyl. 1" x 100' (25.4 mm x 30.5 m). Color Green. 1 roll per pac | RL | 1 | 2 | 1 | 147.28
07498335778 | T100X000VSC-BK | P1Cass,Vyl,1.00"Wx25ftL,Green/Black,EA | Black on green, vinyl tape. Width: 1.00". | PC | 1 | 10 | 1 | 59.02
07498335779 | T100X000VSC-WH | P1Cass,Vyl,1.00"Wx25ftL,GR/WH,EA | White on green, vinyl tape, 1.00". | PC | 1 | 10 | 1 | 59.02
07498369543 | T100X000VU1Y | CONT TAPE,1IN W X 100FT L,VINYL,OR,EA | The T100X000VS1Y Continuous Printable Labeling Tape is ideal for safety signage and identification. A resin ribbon is recommended. Use with Easy-Mark Plus Labeling Software and TDP printers. Vinyl. 1" x 100' (25.4 mm x 30.5 m). Color Green. 1 roll per pac | RL | 1 | 2 | 1 | 140.28
07498335780 | T100X000VUC-BK | P1Cass,Vyl,1.00"Wx25ftL,Orange,EA | Black on orange, vinyl tape. Width: 1.00". | PC | 1 | 10 | 1 | 56.18
07498391136 | T100X000VW1Y | CONT TAPE,1IN W X 100FT L,VINYL,RD,EA | The T100X000VW1Y Continuous Printable Labeling Tape is ideal for safety signage and identification. A resin ribbon is recommended. Use with Easy-Mark Plus Labeling Software and TDP printers. Vinyl. 1" x 100' (25.4 mm x 30.5 m). Color Red. 1 roll per packa | RL | 1 | 2 | 1 | 140.28
07498335782 | T100X000VWC-BK | P1Cass,Vyl,1.00"Wx25ftL,Red/Black,EA | Black on red, vinyl tape. Width: 1.00". | PC | 1 | 10 | 1 | 59.02
07498335783 | T100X000VWC-WH | P1Cass,Vyl,1.00"Wx25ftL,Red/White,EA | White on red, vinyl tape. | PC | 1 | 10 | 1 | 59.02
07498369544 | T100X000VX1Y | CONT TAPE,1IN W X 100FT L,VINYL,YL,EA | The T100X000VX1Y Continuous Printable Labeling Tape is ideal for safety signage and identification. A resin ribbon is recommended. Use with Easy-Mark Plus Labeling Software and TDP printers. Vinyl. 1" x 100' (25.4 mm x 30.5 m). Color Yellow. 1 roll per pa | RL | 1 | 2 | 1 | 147.28
07498335784 | T100X000VXC-BK | P1Cass,Vyl,1.00"Wx25ftL,BL/YL,EA | The T100X000VXC-BK Continuous Tape Cassette includes both label material and ribbon for easy changeover. The label cassette contains an integrated memory device for automatic formatting, recall of last legend used, and the number of labels remaining in th | PC | 1 | 10 | 1 | 56.18
61305676199 | T100X000VXM-BK | MP Cassette, Continuous Tape, Vinyl, 1.0 | Panduit T100X000VXM-BK vinyl continuous tape cassettes are quick and easy to load. These label cassettes, used with our EasyMark™ Plus labeling software, allows you to create custom pipe markers, voltage markers, signs, bin markers and network identificat | PC | 1 | 1 | 1 | 50.22
07498391156 | T100X000VY1Y | CONT TAPE,1IN W X 100FT L,VINYL,BL,EA | Continuous vinyl tape, 1.00 wide x 100' length, black, 1 pc. package quantity | RL | 1 | 2 | 1 | 147.28
07498335786 | T100X000VYC-WH | P1Cass,Vyl,1.00"Wx25ftL,Black/White,EA | White on black, vinyl tape, 1.00" | PC | 1 | 10 | 1 | 59.02
07498387951 | T100X000Y81 | Super-Tack continuous tape, yellow, 1.00 | One Inch Yellow Supertack Thermal Transfer Continuous Tape | RL | 1 | 2 | 1 | 164.85
07498391176 | T100X000YK1 | TT,Adh Poly Cont Tape,1"x100',CL | Continuous polyester tape, 1.00 wide x 100' length, clear, 1 pc. package quantity | RL | 1 | 2 | 1 | 134.03
07498335787 | T100X000YKC-BK | P1Cass,PES,1.00"Wx25ftL,Clear/Black,EA | Black on clear, polyester tape. Width: 1.00". | PC | 1 | 10 | 1 | 59.02
61305676200 | T100X000YKM-BK | MP Cassette, Continuous Tape, Polyester, | The T100X000YKM-BK Continuous Tape Cassette includes both label material and ribbon for easy changeover. Print custom pipe markers, voltage markers, signs, bin markers, and network identification labels on demand. For flat label applications only. For use | PC | 1 | 1 | 1 | 68.05
07498364845 | T100X000YP1 | TT Super-Tack Poly,1.0"x100',PK1 | Super-Tack continuous tape, polyester, white, 1 inch wide x 100 feet long. | RL | 1 | 2 | 1 | 169.79
07498307876 | T100X000YW1 | S-T,ContinuousTape,1"x100',RD,EA | The T100X000YW1 Continuous Printable Labeling Tape is ideal for safety signage and identification. A resin ribbon is recommended. Use with Easy-Mark Plus Labeling Software and TDP printers. Polyester. 1" x 100' (25.4 mm x 30.5 m). Color Red. 1 roll per pa | RL | 1 | 2 | 1 | 169.79
07498370600 | T12F-C | Spiral Wrap, .12" x 100',NAT,1rl | Spiral wrap, offers abrasion protection for wires, cables, hoses and tubing, .12" (3.2mm) x 100', polyethylene, natural. | RL | 1 | 1 | 1 | 57.16
07498370601 | T12F-C0 | Spiral Wrap, .12" x 100',WR BLK,1rl | Spiral wrap, offers abrasion protection for wires, cables, hoses and tubing, .12" (3.2mm) x 100', weather resistant polyethylene, black. | RL | 1 | 1 | 1 | 68.65
07498370548 | T12F-D | Spiral Wrap, .12" x 500',NAT,1rl | Spiral wrap, offers abrasion protection for wires, cables, hoses and tubing, .12" (3.2mm) x 500', polyethylene, natural. | RL | 1 | 1 | 1 | 246.53
07498310781 | T12FR-C20Y | Spiral Wrap, FR, .12" x 100', BLK,1rl | Spiral Wrap, offers abrasion protection for wires, cables, hoses and tubing, .12" (3.2mm) x 100', flame retardant polyethylene, black. | RL | 1 | 1 | 1 | 92.12
07498310764 | T12FR-CY | Spiral Wrap, FR, .12" x 100', NAT,1rl | The T12FR-CY Polyethylene Spiral Wrap provides continuous abrasion protection for wires, cables, and tubing. The spiral wrap harnesses multiple cables into a single manageable bundle while allowing for breakouts. Lightweight, flexible, durable protection | RL | 1 | 1 | 1 | 76.5
07498370602 | T12N-C | Spiral Wrap, .12" x 100',Nylon, NAT,1rl | Spiral Wrap, offers abrasion protection for wires, cables, hoses and tubing, .12" (3.2mm) x 100', nylon 6.6, natural. | RL | 1 | 1 | 1 | 99.7
07498370603 | T12N-C0 | Spiral Wrap,.12" x 100',NYL, WR BLK,1rl | Spiral Wrap, offers abrasion protection for wires, cables, hoses and tubing, .12" (3.2mm) x 100', weather resistant nylon 6.6, black. | RL | 1 | 1 | 1 | 125.57
07498370550 | T12N-D | Spiral Wrap, .12" x 500',Nylon, NAT,1rl | Spiral Wrap, offers abrasion protection for wires, cables, hoses and tubing, .12" (3.2mm) x 500', nylon 6.6, natural. | RL | 1 | 1 | 1 | 453.27
07498339653 | T12R-CY | Spiral Wrap,.12"x100',Fire Resist,BLK,rl | Spiral Wrap, offers abrasion protection for wires, cables, hoses and tubing, .12" (3.2mm) x 100', fire resistant polyethylene, white. | RL | 1 | 1 | 1 | 70.79
07498370553 | T12T-C | Spiral Wrap,TFE,.12"x10',NAT,1rl | The T12T-C Spiral Wrap provides continuous abrasion protection for wires, cables, and tubing. The spiral wrap harnesses multiple cables into a single manageable bundle while allowing for breakouts of single or multiple cables. Lightweight, flexible, durab | RL | 1 | 1 | 1 | 567.12
61305676206 | T150X000MPM-BK | MP Cassette, Continuous Tape, Magnetic, | The T150X000MPM-BK Magnetic Continuous Tape Cassette includes both label material and ribbon for easy changeover. Print custom pipe markers, voltage markers, signs, bin markers, and network identification labels on demand. For flat label applications only | PC | 1 | 1 | 1 | 32.75
61305676207 | T150X000MXM-BK | MP Cassette, Continuous Tape, Magnetic, | The T150X000MXM-BK Magnetic Continuous Tape Cassette includes both label material and ribbon for easy changeover. Print custom pipe markers, voltage markers, signs, bin markers, and network identification labels on demand. For flat label applications only | PC | 1 | 1 | 1 | 31.81
61305676203 | T150X000VPM-BK | MP Cassette, Continuous Tape, Vinyl, 1.5 | The T150X000VPM-BK Continuous Tape Cassette includes both label material and ribbon for easy changeover. Print custom pipe markers, voltage markers, signs, bin markers, and network identification labels on demand. For flat label applications only. For use | PC | 1 | 1 | 1 | 61.76
61305676204 | T150X000VXM-BK | MP Cassette, Continuous Tape, Vinyl, 1.5 | The T150X000VXM-BK Continuous Tape Cassette includes both label material and ribbon for easy changeover. Print custom pipe markers, voltage markers, signs, bin markers, and network identification labels on demand. For flat label applications only. For use | PC | 1 | 1 | 1 | 61.76
61305676205 | T150X000YKM-BK | MP Cassette, Continuous Tape, Polyester, | The T150X000YKM-BK Continuous Tape Cassette includes both label material and ribbon for easy changeover. Print custom pipe markers, voltage markers, signs, bin markers, and network identification labels on demand. For flat label applications only. For use | PC | 1 | 1 | 1 | 77.96
07498362737 | T19F-C | Spiral Wrap, .19" x 100',NAT,1rl | Spiral wrap, offers abrasion protection for wires, cables, hoses and tubing, .19" (4.8mm) x 100', polyethylene, natural. | RL | 1 | 1 | 1 | 70.61
07498362739 | T19F-C0 | Spiral Wrap, .19" x 100',WR BLK,1rl | Spiral wrap, offers abrasion protection for wires, cables, hoses and tubing, .19" (4.8mm) x 100', weather resistant polyethylene, black. | RL | 1 | 1 | 1 | 94.12
07498362738 | T19F-M | SPIRAL WRAP, 0.19" X 1000', POLY, NAT | Spiral Wrap offers abrasion protection for wires, cables, hoses and tubing | RL | 1 | 1 | 1 | 644.05
07498310782 | T19FR-C20Y | Spiral Wrap, FR, .19" x 100', BLK,1rl | Spiral Wrap, offers abrasion protection for wires, cables, hoses and tubing, .19" (4.8mm) x 100', flame retardant polyethylene, black. | RL | 1 | 1 | 1 | 134.6
07498310767 | T19FR-CY | Spiral Wrap, FR, .19" x 100', NAT,1rl | Spiral Wrap, offers abrasion protection for wires, cables, hoses and tubing, .19" (4.8mm) x 100', flame retardant polyethylene, natural. | RL | 1 | 1 | 1 | 122.68
07498362746 | T19N-C | Spiral Wrap,.19" x 100',Ny,NAT,1rl | Spiral Wrap, offers abrasion protection for wires, cables, hoses and tubing, .19" (4.8mm) x 100', nylon 6.6, natural. | RL | 1 | 1 | 1 | 141.05
07498362748 | T19N-C0 | Spiral Wrap,.19"x100',Ny,WR NAT,1rl | Spiral Wrap, offers abrasion protection for wires, cables, hoses and tubing, .19" (4.8mm) x 100', weather resistant nylon 6.6, black. | RL | 1 | 1 | 1 | 176.72
07498339667 | T19R-CY | Spiral Wrap,.19"x100',Fire Resist,BLK,rl | Spiral Wrap, offers abrasion protection for wires, cables, hoses and tubing, .19" (4.8mm) x 100', fire resistant polyethylene, natural. | RL | 1 | 1 | 1 | 106.55
07498362783 | T19T-C | Spiral Wrap,TFE,.19"x100',NAT,1rl | Spiral Wrap, offers abrasion protection for wires, cables, hoses and tubing, .19" (4.8mm) outside diameter, TFE, natural. | RL | 1 | 1 | 1 | 768.25
07498357757 | T200X000VP1Y | CONT TAPE,2IN W X 100FT L,VINYL,WH,EA | The T200X000VP1Y Continuous Printable Labeling Tape is ideal for safety signage and identification. A resin ribbon is recommended. Use with Easy-Mark Plus Labeling Software and TDP printers. Vinyl. 2" x 100' (50.8 mm x 30.5 m). Color White. 1 roll per pac | RL | 1 | 2 | 1 | 209.45
07498357348 | T200X000VQ1Y | CONT TAPE,2IN W X 100FT L,VINYL,BU,EA | The T200X000VQ1Y Continuous Printable Labeling Tape is ideal for safety signage and identification. A resin ribbon is recommended. Use with Easy-Mark Plus Labeling Software and TDP printers. Vinyl. 2" x 100' (50.8 mm x 30.5 m). Color Blue. 1 roll per pack | RL | 1 | 2 | 1 | 209.45
07498357355 | T200X000VR1Y | CONT TAPE,2IN W X 100FT L,VINYL,BR,EA | The T200X000VR1Y Continuous Printable Labeling Tape is ideal for safety signage and identification. A resin ribbon is recommended. Use with Easy-Mark Plus Labeling Software and TDP printers. Vinyl. 2" x 100' (50.8 mm x 30.5 m). Color Brown. 1 roll per pac | RL | 1 | 2 | 1 | 219.94
07498357356 | T200X000VS1Y | CONT TAPE,2IN W X 100FT L,VINYL,GR,EA | The T200X000VS1Y Continuous Printable Labeling Tape is ideal for safety signage and identification. A resin ribbon is recommended. Use with Easy-Mark Plus Labeling Software and TDP printers. Vinyl. 2" x 100' (50.8 mm x 30.5 m). Color Green. 1 roll per pac | RL | 1 | 2 | 1 | 217.72
07498357358 | T200X000VT1Y | CONT TAPE,2IN W X 100FT L,VINYL,GY,EA | Continuous vinyl tape, 2.00 wide x 100' length, gray, 1 pc. package quantity | RL | 1 | 2 | 1 | 219.94
07498357359 | T200X000VU1Y | CONT TAPE,2IN W X 100FT L,VINYL,OR,EA | The T200X000VU1Y Continuous Printable Labeling Tape is ideal for safety signage and identification. A resin ribbon is recommended. Use with Easy-Mark Plus Labeling Software and TDP printers. Vinyl. 2" x 100' (50.8 mm x 30.5 m). Color Orange. 1 roll per pa | RL | 1 | 2 | 1 | 209.45
07498357369 | T200X000VV1Y | CONT TAPE,2IN W X 100FT L,VINYL,PU,EA | Continuous vinyl tape, 2.00 wide x 100' length, purple, 1 pc. package quantity | RL | 1 | 2 | 1 | 219.94
07498357382 | T200X000VW1Y | CONT TAPE,2IN W X 100FT L,VINYL,RD,EA | The T200X000VW1Y Continuous Printable Labeling Tape is ideal for safety signage and identification. A resin ribbon is recommended. Use with Easy-Mark Plus Labeling Software and TDP printers. Vinyl. 2" x 100' (50.8 mm x 30.5 m). Color Red. 1 roll per packa | RL | 1 | 2 | 1 | 209.45
07498357385 | T200X000VX1Y | CONT TAPE,2IN W X 100FT L,VINYL,YL,EA | The T200X000VX1Y Continuous Printable Labeling Tape is ideal for safety signage and identification. A resin ribbon is recommended. Use with Easy-Mark Plus Labeling Software and TDP printers. Vinyl. 2" x 100' (50.8 mm x 30.5 m). Color Yellow. 1 roll per pa | RL | 1 | 2 | 1 | 209.45
07498357389 | T200X000VY1Y | CONT TAPE,2IN W X 100FT L,VINYL,BL,EA | Continuous vinyl tape, 2.00 wide x 100' length, black, 1 pc. package quantity | RL | 1 | 2 | 1 | 219.94
61305679407 | T200X000WJI | Ink Jet, Continuous Tape, Vinyl, Standar | Ink Jet Vinyl Continuous Tape, 2 Inches Width x 30 Feet Length, White, Standard Adhesive. | RL | 1 | 1 | 1 | 46.59
61305679410 | T200X000WJI-B | Ink Jet, Continuous Tape, Vinyl, Standar | Ink Jet Vinyl Continuous Tape, 2 Inches Width x 100 Feet Length, White, Standard Adhesive. | RL | 1 | 1 | 1 | 150.3
61305678676 | T200X000XJI | Ink Jet, Continuous Tape, Polyester, Sta | Ink Jet, Continuous Tape, Adhesive Polyester, 2 Inch Wide x 30 Feet High, White, Labels can be printed in the Panduit C3500 Ink Jet printer, and are designed to provide maximum aesthetic quality and appearance. | RL | 1 | 1 | 1 | 50.95
61305678677 | T200X000XPI | Ink Jet, Continuous Tape, Polyester, Sup | Ink Jet, Continuous Tape, Super-Tack Adhesive Polyester, 2 Inch Wide x 30 Feet High, White, Labels can be printed in the Panduit C3500 Ink Jet printer, and are designed to provide maximum aesthetic quality and appearance. | RL | 1 | 1 | 1 | 57.2
07498377506 | T200X000Y01 | Super-TackBL,2.00inWx100ftLg,EA | Super-Tack continuous tape, polyester, black, 2 inches wide x 100 feet long. | RL | 1 | 1 | 1 | 253.74
07498387953 | T200X000Y81 | Super-Tack continuous tape, yellow, 2.00 | Super-Tack continuous tape, Yellow, 2.00 inches wide x 100.0 feet long | RL | 1 | 2 | 1 | 246.34
07498345644 | T200X000YK1 | TT,Poly Cont Tape,2"x100',CL | Continuous polyester tape, 2.00 wide x 100' length, clear, 1 pc. package quantity | RL | 1 | 2 | 1 | 207.06
07498364848 | T200X000YP1 | TT Super-Tack Poly,2.0"x100',PK1 | Super-Tack continuous tape, polyester, white, 2 inches wide x 100 feet long. | RL | 1 | 2 | 1 | 253.76
07498307874 | T200X000YQ1 | S-T,ContinuousTape,2"x100',BU,EA | Super-Tack continuous tape, polyester, Blue, 2.00 inches wide x 100 feet long | RL | 1 | 2 | 1 | 253.74
07498307872 | T200X000YS1 | S-T,ContinuousTape,2"x100',GR,EA | The T200X000YS1 Continuous Printable Labeling Tape is ideal for safety signage and identification. A resin ribbon is recommended. Use with Easy-Mark Plus Labeling Software and TDP printers. Polyester. 2" x 100' (50.8 mm x 30.5 m). Color Green. 1 roll per | RL | 1 | 2 | 1 | 253.74
07498387952 | T200X000YU1 | Super-TackContTape,Polyester,OR,2",EA | Two Inch Orange Supertack Thermal Transfer Continuous Tape | RL | 1 | 2 | 1 | 246.34
07498307873 | T200X000YW1 | S-T,ContinuousTape,2"x100',RD,EA | The T200X000YW1 Continuous Printable Labeling Tape is ideal for safety signage and identification. A resin ribbon is recommended. Use with Easy-Mark Plus Labeling Software and TDP printers. Polyester. 2" x 100' (50.8 mm x 30.5 m). Color Red. 1 roll per pa | RL | 1 | 2 | 1 | 253.74
07498370554 | T25F-C | Spiral Wrap, .25" x 100',NAT,1rl | The T25F-C Polyethylene Spiral Wrap Product provides continuous abrasion protection for wires, cables, and tubing. The spiral wrap harnesses multiple cables into a single manageable bundle while allowing for breakouts of single or multiple cables. Lightwe | RL | 1 | 1 | 1 | 71.31
07498370555 | T25F-C0 | Spiral Wrap, .25" x 100',WR BLK,1rl | The T25F-C0 Polyethylene Spiral Wrap provides continuous abrasion protection for wires, cables, and tubing. The spiral wrap harnesses multiple cables into a single manageable bundle while allowing for breakouts. Lightweight, flexible, durable protection a | RL | 1 | 1 | 1 | 94.14
07498338420 | T25F-C10 | Spiral Wrap, .25" x 100',White,1rl | The T25F-C10 Polyethylene Spiral Wrap provides continuous abrasion protection for wires, cables, and tubing. The spiral wrap harnesses multiple cables into a single manageable bundle while allowing for breakouts. Lightweight, flexible, durable protection | RL | 1 | 1 | 1 | 81.93
07498338423 | T25F-C2 | Spiral Wrap, .25" x 100',Red,1rl | Spiral wrap, offers abrasion protection for wires, cables, hoses and tubing, .25" (6.3mm) x 100', polyethylene, red. | RL | 1 | 1 | 1 | 86.04
07498342235 | T25F-C3Y | Spiral Wrap, .25" x 100',Orange,1rl | The T25F-C3Y Polyethylene Spiral Wrap provides continuous abrasion protection for wires, cables, and tubing. The spiral wrap harnesses multiple cables into a single manageable bundle while allowing for breakouts. Lightweight, flexible, durable protection | RL | 1 | 1 | 1 | 81.93
07498342236 | T25F-C4Y | Spiral Wrap, .25" x 100',Yellow,1rl | Spiral wrap, offers abrasion protection for wires, cables, hoses and tubing, .25" (6.3mm) x 100', polyethylene, yellow. | RL | 1 | 1 | 1 | 86.04
07498338425 | T25F-C6 | Spiral Wrap, .25" x 100',Blue,1rl | Spiral wrap, offers abrasion protection for wires, cables, hoses and tubing, .25" (6.3mm) x 100', polyethylene, blue. | RL | 1 | 1 | 1 | 86.04
07498338427 | T25F-C8 | Spiral Wrap, .25" x 100',Gray,1rl | Spiral wrap, offers abrasion protection for wires, cables, hoses and tubing, .25" (6.3mm) x 100', polyethylene, gray. | RL | 1 | 1 | 1 | 86.04
07498370558 | T25F-M | Spiral Wrap, .25" x 1000',NAT,1rl | The T25F-M Polyethylene Spiral Wrap provides continuous abrasion protection for wires, cables, and tubing. The spiral wrap harnesses multiple cables into a single manageable bundle while allowing for breakouts. Lightweight, flexible, durable protection al | RL | 1 | 1 | 1 | 613.78
07498370559 | T25F-M0 | Spiral Wrap, .25" x 1000',WR BLK,1rl | Spiral wrap, offers abrasion protection for wires, cables, hoses and tubing, .25" (6.3mm) x 1000', weather resistant polyethylene, black. | RL | 1 | 1 | 1 | 772.83
07498322484 | T25F-X0 | Spiral Wrap, .25" x 10',WR BLK,1rl | Spiral wrap, offers abrasion protection for wires, cables, hoses and tubing, .25" (6.3mm) x 10', weather resistant polyethylene, black. | RL | 1 | 10 | 1 | 13.06
07498310783 | T25FR-C20Y | Spiral Wrap, FR, .25" x 100', BLK,1rl | The T25FR-C20Y Polyethylene Spiral Wrap provides continuous abrasion protection for wires, cables, and tubing. The wrap harnesses multiple cables into a single manageable bundle while allowing for breakouts. Lightweight, flexible, durable protection for u | RL | 1 | 1 | 1 | 139.96
07498310768 | T25FR-CY | Spiral Wrap, FR, .25" x 100', NAT,1rl | The T25FR-CY Polyethylene Spiral Wrap provides continuous abrasion protection for wires, cables, and tubing. The wrap harnesses multiple cables into a single manageable bundle while allowing for breakouts. Lightweight, flexible, durable protection for use | RL | 1 | 1 | 1 | 122.06
07498310784 | T25FR-M20Y | Spiral Wrap, FR, .25" x 1000', BLK,1rl | Spiral Wrap, offers abrasion protection for wires, cables, hoses and tubing, .25" (6.3mm) x 1000', flame retardant polyethylene, black, bulk package. | RL | 1 | 1 | 1 | 1150.25
07498310769 | T25FR-MY | Spiral Wrap, FR, .25" x 1000', NAT,1rl | Spiral Wrap, offers abrasion protection for wires, cables, hoses and tubing, .25" (6.3mm) x 1000', flame retardant polyethylene, natural, bulk package. | RL | 1 | 1 | 1 | 994
07498370561 | T25N-C | Spiral Wrap,.25" x 100',Ny,NAT,1rl | The T25N-C Nylon Spiral Wrap provides continuous abrasion protection for wires, cables, and tubing. The spiral wrap harnesses multiple cables into a single manageable bundle while allowing for breakouts. Lightweight, flexible, durable protection allows fo | RL | 1 | 1 | 1 | 172.64
07498370562 | T25N-C0 | Spiral Wrap,.25"x100',Ny,WR NAT,1rl | The T25N-C0 Nylon Spiral Wrap provides continuous abrasion protection for wires, cables, and tubing. The spiral wrap harnesses multiple cables into a single manageable bundle while allowing for breakouts. Lightweight, flexible, durable protection allows f | RL | 1 | 1 | 1 | 215.75
07498370563 | T25N-M | Spiral Wrap,.25" x 1000',Ny,NAT,1rl | Spiral Wrap, offers abrasion protection for wires, cables, hoses and tubing, .25" (6.3mm) x 1000', nylon 6.6, natural. | RL | 1 | 1 | 1 | 1631.31
07498338971 | T25N-M0 | Spiral Wrap, .19" x 1000',Nylon, BLK,1rl | Spiral Wrap, offers abrasion protection for wires, cables, hoses and tubing, .25" (6.3mm) x 1000', weather resistant nylon 6.6, black. | RL | 1 | 1 | 1 | 2039.3
07498397991 | T25NZFR-C20 | Spiral Wrap,.25"x 100',NZFR NYL,BLK,1rl | Spiral Wrap, Low Smoke/Halogen-Free Nylon 6.6 in black, Offers abrasion protection for wires, cables and hoses, 0.25" (6.4mm) x 100'. | RL | 1 | 1 | 1 | 191.05
07498339712 | T25R-C20Y | Spiral Wrap,.25"x100',Fire Resist,BLK,rl | Spiral Wrap, offers abrasion protection for wires, cables, hoses and tubing, .25" (6.3mm) x 100', fire resistant polyethylene, black. | RL | 1 | 1 | 1 | 127.24
07498339694 | T25R-CY | Spiral Wrap,.25"x100',Fire Resist,NAT,rl | The T25R-CY Polyethylene Spiral Wrap provides continuous abrasion protection for wires, cables, and tubing. The wrap harnesses multiple cables into a single manageable bundle while allowing for breakouts. Lightweight, flexible, durable protection for use | RL | 1 | 1 | 1 | 110.95
07498339739 | T25R-M20Y | SpiralWrap,.25"x1000',Fire Resist,BLK,rl | Spiral Wrap, offers abrasion protection for wires, cables, hoses and tubing, .25" (6.3mm) x 1000', fire resistant polyethylene, black. | RL | 1 | 1 | 1 | 1045.67
07498339734 | T25R-MY | SpiralWrap,.25"x1000',Fire Resist,NAT,rl | Spiral Wrap, offers abrasion protection for wires, cables, hoses and tubing, .25" (6.3mm) x 1000', fire resistant polyethylene, natural. | RL | 1 | 1 | 1 | 903.59
07498370568 | T25T-L | Spiral Wrap,TFE,.25"x50',NAT,1rl | The T25T-L Tetrafluoroethylene Spiral Wrap Product provides continuous abrasion protection for wires, cables, and tubing. The spiral wrap harnesses cables into a single manageable bundle while allowing for breakouts of single/multiple cables. Lightweight, | RL | 1 | 1 | 1 | 518.28
07498377909 | T25T-L0 | Spiral Wrap,TFE,.25"x50',BLK,1rl | Spiral Wrap, offers abrasion protection for wires, cables, hoses and tubing, .25" (6.4mm) outside diameter, TFE, black. | RL | 1 | 1 | 1 | 518.28
07498370605 | T38F-C | Spiral Wrap, .38" x 100',NAT,1rl | The T38F-C Polyethylene Spiral Wrap Product provides continuous abrasion protection for wires, cables, and tubing. The spiral wrap harnesses multiple cables into a single manageable bundle while allowing for breakouts of single or multiple cables. Lightwe | RL | 1 | 1 | 1 | 128.69
07498370606 | T38F-C0 | Spiral Wrap, .38" x 100',WR BLK,1rl | The T38F-C0 Polyethylene Spiral Wrap provides continuous abrasion protection for wires, cables, and tubing. The spiral wrap harnesses multiple cables into a single manageable bundle while allowing for breakouts. Lightweight, flexible, durable protection a | RL | 1 | 1 | 1 | 160.9
07498370569 | T38F-TL | Spiral Wrap, .38" x 250',NAT,1rl | The T38F-TL Polyethylene Spiral Wrap provides continuous abrasion protection for wires, cables, and tubing. The spiral wrap harnesses multiple cables into a single manageable bundle while allowing for breakouts. Lightweight, flexible, durable protection a | RL | 1 | 1 | 1 | 277.74
07498370570 | T38F-TL0 | Spiral Wrap, .38" x 250',WR BLK,1rl | Spiral wrap, offers abrasion protection for wires, cables, hoses and tubing, .38" (9.7mm) x 250', weather resistant polyethylene, black. | RL | 1 | 1 | 1 | 347.16
07498310785 | T38FR-C20Y | Spiral Wrap, FR, .38" x 100', BLK,1rl | The T38FR-C20Y Polyethylene Spiral Wrap provides continuous abrasion protection for wires, cables, and tubing. The wrap harnesses multiple cables into a single manageable bundle while allowing for breakouts. Lightweight, flexible, durable protection for u | RL | 1 | 1 | 1 | 223.56
07498310770 | T38FR-CY | Spiral Wrap, FR, .38" x 100', NAT,1rl | Spiral Wrap, offers abrasion protection for wires, cables, hoses and tubing, .38" (9.7mm) x 100', flame retardant polyethylene, natural, standard package. | RL | 1 | 1 | 1 | 195.11
07498310771 | T38FR-TLY | Spiral Wrap, FR, .38" x 250', NAT,1rl | Spiral Wrap, offers abrasion protection for wires, cables, hoses and tubing, .38" (9.7mm) x 250', flame retardant polyethylene, natural, bulk package. | RL | 1 | 1 | 1 | 416.9
07498370607 | T38N-C | Spiral Wrap, .38" x 100',Nylon, NAT,1rl | Spiral Wrap, offers abrasion protection for wires, cables, hoses and tubing, .38" (9.7mm) x 100', nylon 6.6, natural. | RL | 1 | 1 | 1 | 293
07498324797 | T38N-C0 | Spiral Wrap, .38"x100',Nylon, WR BLK,1rl | The T38N-C0 Nylon Spiral Wrap provides continuous abrasion protection for wires, cables, and tubing. The spiral wrap harnesses multiple cables into a single manageable bundle while allowing for breakouts. Lightweight, flexible, durable protection allows f | RL | 1 | 1 | 1 | 322.26
07498370571 | T38N-TL | Spiral Wrap, .38" x 250',Nylon, NAT,1rl | The T38N-TL Nylon Spiral Wrap provides continuous abrasion protection for wires, cables, and tubing. The spiral wrap harnesses multiple cables into a single manageable bundle while allowing for breakouts. Lightweight, flexible, durable protection allows f | RL | 1 | 1 | 1 | 660.52
07498397992 | T38NZFR-C20 | Spiral Wrap,.38"x 100',NZFR NYL,BLK,1rl | Spiral Wrap, Low Smoke/Halogen-Free Nylon 6.6 in black, Offers abrasion protection for wires, cables and hoses, 0.38" (9.5mm) x 100'. | RL | 1 | 1 | 1 | 305.14
07498332024 | T38P-C0 | Spiral Wrap,PolyProp,.38",WR BLK,1rl | The T38P-C0 Polypropylene Spiral Wrap provides continuous abrasion protection for wires, cables, and tubing. The spiral wrap harnesses multiple cables into a single manageable bundle while allowing for breakouts. Lightweight, flexible, durable protection | RL | 1 | 1 | 1 | 209.17
07498339742 | T38R-CY | SpiralWrap,.38"x100',Fire Resist,NAT,1rl | Spiral Wrap, offers abrasion protection for wires, cables, hoses and tubing, .38" (9.7mm) x 100', fire resistant polyethylene, natural. | RL | 1 | 1 | 1 | 177.39
07498339743 | T38R-TLY | SpiralWrap,.38"x250',Fire Resist,NAT,1rl | Spiral Wrap, offers abrasion protection for wires, cables, hoses and tubing, .38" (9.7mm) x 250', fire resistant polyethylene, natural. | RL | 1 | 1 | 1 | 360.92
07498362784 | T38T-L | Spiral Wrap,TFE, .38"x50',NAT,1rl | The T38T-L TFE Spiral Wrap provides continuous abrasion protection for wires, cables, and tubing. The spiral wrap harnesses multiple cables into a single manageable bundle while allowing for breakouts. Lightweight, flexible, durable protection allows for | RL | 1 | 1 | 1 | 773.56
07498352610 | T400X000A91 | CONT TAPE,4IN W X 50FT L,POLY,RD HDR,EA | Arc flash print on-demand continous tape, 4.00 x 50' (101.6mm x 15.24m), blank (no legend), polyester adhesive, red header and white, 1 package. | RL | 1 | 1 | 1 | 166.47
61305638100 | T400X000RPT | RFLTVContinuousTape,4.00"Wx50ftL,WH,EA | Reflective Continuous Tape, White, 4.00" W x 50' L | RL | 1 | 1 | 1 | 320.29
61305638101 | T400X000RQT | RFLTVContinuousTape,4.00"Wx50ftL,BU,EA | Reflective Continuous Tape, Blue, 4.00" W x 50' L | RL | 1 | 1 | 1 | 320.29
61305638102 | T400X000RUT | RFLTVContinuousTape,4.00"Wx50ftL,OR,EA | Reflective Continuous Tape, Orange, 4.00" W x 50' L | RL | 1 | 1 | 1 | 320.29
61305638104 | T400X000RXT | RFLTVContinuousTape,4.00"Wx50ftL,YL,EA | Reflective Continuous Tape, Yellow, 4.00" W x 50' L | RL | 1 | 1 | 1 | 320.29
07498357391 | T400X000VP1Y | Tape,Vinyl,4inx100ft,WHT,EA | The T400X000VP1Y Continuous Printable Labeling Tape is ideal for safety signage and identification. A resin ribbon is recommended. Use with Easy-Mark Plus Labeling Software and TDP printers. Vinyl. 4" x 100' (101.6 mm x 30.5 m). Color White. 1 roll per pa | RL | 1 | 1 | 1 | 315.85
07498357404 | T400X000VQ1Y | CONT TAPE,4IN W X 100FT L,VINYL,BU,EA | The T400X000VQ1Y Continuous Printable Labeling Tape is ideal for safety signage and identification. A resin ribbon is recommended. Use with Easy-Mark Plus Labeling Software and TDP printers. Vinyl. 4" x 100' (101.6 mm x 30.5 m). Color Blue. 1 roll per pac | RL | 1 | 1 | 1 | 315.85
07498357432 | T400X000VS1Y | CONT TAPE,4IN W X 100FT L,VINYL,GR,EA | The T400X000VS1Y Continuous Printable Labeling Tape is ideal for safety signage and identification. A resin ribbon is recommended. Use with Easy-Mark Plus Labeling Software and TDP printers. Vinyl. 4" x 100' (101.6 mm x 30.5 m). Color Green. 1 roll per pa | RL | 1 | 1 | 1 | 315.85
07498357436 | T400X000VT1Y | CONT TAPE,4IN W X 100FT L,VINYL,GY,EA | Continuous vinyl tape, 4.00 wide x 100' length, gray, 1 pc. package quantity | RL | 1 | 1 | 1 | 331.65
07498357442 | T400X000VU1Y | CONT TAPE,4IN W X 100FT L,VINYL,OR,EA | The T400X000VU1Y Continuous Printable Labeling Tape is ideal for safety signage and identification. A resin ribbon is recommended. Use with Easy-Mark Plus Labeling Software and TDP printers. Vinyl. 4" x 100' (101.6 mm x 30.5 m). Color Orange. 1 roll per p | RL | 1 | 1 | 1 | 315.85
07498357450 | T400X000VV1Y | CONT TAPE,4IN W X 100FT L,VINYL,PU,EA | Continuous vinyl tape, 4.00 wide x 100' length, purple, 1 pc. package quantity | RL | 1 | 1 | 1 | 331.65
07498357453 | T400X000VW1Y | CONT TAPE,4IN W X 100FT L,VINYL,RD,EA | The T400X000VW1Y Continuous Printable Labeling Tape is ideal for safety signage and identification. A resin ribbon is recommended. Use with Easy-Mark Plus Labeling Software and TDP printers. Vinyl. 4" x 100' (101.6 mm x 30.5 m). Color Red. 1 roll per pack | RL | 1 | 1 | 1 | 315.85
07498357455 | T400X000VX1Y | Tape,Vinyl,4inx100ft,YEL,EA | The T400X000VX1Y Continuous Printable Labeling Tape is ideal for safety signage and identification. A resin ribbon is recommended. Use with Easy-Mark Plus Labeling Software and TDP printers. Vinyl. 4" x 100' (101.6 mm x 30.5 m). Color Yellow. 1 roll per p | RL | 1 | 1 | 1 | 315.85
07498357465 | T400X000VY1Y | CONT TAPE,4IN W X 100FT L,VINYL,BL,EA | Continuous vinyl tape, 4.00 wide x 100' length, black, 1 pc. package quantity | RL | 1 | 1 | 1 | 331.65
61305679408 | T400X000WJI | Ink Jet, Continuous Tape, Vinyl, Standar | Ink Jet Vinyl Continuous Tape, 4 Inches Width x 30 Feet Length, White, Standard Adhesive. | RL | 1 | 1 | 1 | 73.65
61305679411 | T400X000WJI-B | Ink Jet, Continuous Tape, Vinyl, Standar | Ink Jet Vinyl Continuous Tape, 4 Inches Width x 100 Feet Length, White, Standard Adhesive. | RL | 1 | 1 | 1 | 240.48
61305678568 | T400X000XJI | Ink Jet, Continuous Tape, Polyester, Sta | Ink Jet, Continuous Tape, Adhesive Polyester, 4 Inch Wide x 30 Feet High, White, Labels can be printed in the Panduit C3500 Ink Jet printer, and are designed to provide maximum aesthetic quality and appearance. | RL | 1 | 1 | 1 | 74.23
61305678560 | T400X000XPI | Ink Jet, Continuous Tape, Polyester, Sup | Ink Jet, Continuous Tape, Super-Tack Adhesive Polyester, 4 Inch Wide x 30 Feet High, White, Labels can be printed in the Panduit C3500 Ink Jet printer, and are designed to provide maximum aesthetic quality and appearance. | RL | 1 | 1 | 1 | 83.32
07498377507 | T400X000Y01 | Super-TackBL,4.00inWx100ftLg,EA | Super-Tack continuous tape, polyester, black, 4 inches wide x 100 feet long. | RL | 1 | 1 | 1 | 382.66
07498387955 | T400X000Y81 | Super-Tack continuous tape, yellow, 4.00 | The T400X000Y81 Continuous Printable Labeling Tape is ideal for safety signage and identification. A resin ribbon is recommended. Use with Easy-Mark Plus Labeling Software and TDP printers. Polyester. 4" x 100' (101.6 mm x 30.5 m). Color Yellow. 1 roll pe | RL | 1 | 1 | 1 | 364.44
07498345656 | T400X000YK1 | CONT TAPE,4IN X 100FT L,POLYESTER,CL,EA | Continuous polyester tape, 4.00 wide x 100' length, clear, 1 pc. package quantity | RL | 1 | 1 | 1 | 303.71
07498364850 | T400X000YP1 | TT Super-Tack Poly,4.0"x100',PK1 | The T400X000YP1 Continuous Printable Labeling Tape is ideal for safety signage and identification. A resin ribbon is recommended. Use with Easy-Mark Plus Labeling Software and TDP printers. Polyester. 4" x 100' (101.6 mm x 30.5 m). Color White. 1 roll per | RL | 1 | 1 | 1 | 364.44
07498307855 | T400X000YQ1 | S-T,ContinuousTape,4"x100',BU,EA | Super-Tack continuous tape, polyester Blue, 4.00 inches wide x 100 feet long | RL | 1 | 1 | 1 | 382.66
07498307871 | T400X000YS1 | S-T,ContinuousTape,4"x100',GR,EA | The T400X000YS1 Continuous Printable Labeling Tape is ideal for safety signage and identification. A resin ribbon is recommended. Use with Easy-Mark Plus Labeling Software and TDP printers. Polyester. 4" x 100' (101.6 mm x 30.5 m). Color Green. 1 roll per | RL | 1 | 1 | 1 | 382.66
07498387954 | T400X000YU1 | Super-TackContTape,Polyester,OR,4",EA | The T400X000YU1 Continuous Printable Labeling Tape is ideal for safety signage and identification. A resin ribbon is recommended. Use with Easy-Mark Plus Labeling Software and TDP printers. Polyester. 4" x 100' (101.6 mm x 30.5 m). Color Orange. 1 roll pe | RL | 1 | 1 | 1 | 382.66
07498307849 | T400X000YW1 | S-T,ContinuousTape,4"x100',RD,EA | Super-Tack continuous tape, polyester, Red, 4.00 inches wide x 100 feet long | RL | 1 | 1 | 1 | 382.66
07498342207 | T400X000YX1 | CONT TAPE,4IN W X 50FT L,POLY,OR HDR,EA | Arc flash print on-demand continous tape, 4.00 x 50' (101.6mm x 15.24m), blank (no legend), polyester adhesive, orange header and white, 1 package. | RL | 1 | 1 | 1 | 166.47
07498345657 | T425X000YK1 | ThermTrans, Continuous Tape, Polyester, | Clear, non-printable polyester tape. | RL | 1 | 2 | 1 | 72.96
07498369986 | T50F-C | Spiral Wrap, .50" x 100',NAT,1rl | The T50F-C Polyethylene Spiral Wrap Product provides continuous abrasion protection for wires, cables, and tubing. The spiral wrap harnesses multiple cables into a single manageable bundle while allowing for breakouts of single or multiple cables. Lightwe | RL | 1 | 1 | 1 | 194.39
07498370609 | T50F-C0 | Spiral Wrap, .50" x 100',WR BLK,1rl | The T50F-C0 Polyethylene Spiral Wrap Product provides continuous abrasion protection for wires, cables, and tubing. The spiral wrap harnesses multiple cables into a single manageable bundle while allowing for breakouts of single or multiple cables. Lightw | RL | 1 | 1 | 1 | 243.04
07498338412 | T50F-C10 | Spiral Wrap, .50" x 100',White,1rl | Spiral wrap, offers abrasion protection for wires, cables, hoses and tubing, .50" (12.7mm) x 100', polyethylene, white. | RL | 1 | 1 | 1 | 223.5
07498338415 | T50F-C2 | Spiral Wrap, .50" x 100',Red,1rl | Spiral wrap, offers abrasion protection for wires, cables, hoses and tubing, .50" (12.7mm) x 100', polyethylene, red. | RL | 1 | 1 | 1 | 223.5
07498342251 | T50F-C3Y | Spiral Wrap, .50" x 100',Orange,1rl | Spiral wrap, offers abrasion protection for wires, cables, hoses and tubing, .50" (12.7mm) x 100', polyethylene, orange. | RL | 1 | 1 | 1 | 223.5
07498342252 | T50F-C4Y | Spiral Wrap, .50" x 100',Yellow,1rl | The T50F-C4Y Polyethylene Spiral Wrap Product provides continuous abrasion protection for wires, cables, and tubing. The spiral wrap harnesses multiple cables into a single manageable bundle while allowing for breakouts of single or multiple cables. Light | RL | 1 | 1 | 1 | 223.5
07498338416 | T50F-C5 | Spiral Wrap, .50" x 100',Green,1rl | Spiral wrap, offers abrasion protection for wires, cables, hoses and tubing, .50" (12.7mm) x 100', polyethylene, green. | RL | 1 | 1 | 1 | 234.67
07498338417 | T50F-C6 | Spiral Wrap, .50" x 100',Blue,1rl | Spiral wrap, offers abrasion protection for wires, cables, hoses and tubing, .50" (12.7mm) x 100', polyethylene, blue. | RL | 1 | 1 | 1 | 234.67
07498338418 | T50F-C7 | Spiral Wrap, .50" x 100',Purple,1rl | Spiral wrap, offers abrasion protection for wires, cables, hoses and tubing, .50" (12.7mm) x 100', polyethylene, purple. | RL | 1 | 1 | 1 | 234.67
07498338419 | T50F-C8 | Spiral Wrap, .50" x 100',Gray,1rl | Spiral wrap, offers abrasion protection for wires, cables, hoses and tubing, .50" (12.7mm) x 100', polyethylene, gray. | RL | 1 | 1 | 1 | 234.67
07498370573 | T50F-TL | Spiral Wrap, .50" x 250',NAT,1rl | The T50F-TL Polyethylene Spiral Wrap provides continuous abrasion protection for wires, cables, and tubing. The spiral wrap harnesses multiple cables into a single manageable bundle while allowing for breakouts. Lightweight, flexible, durable protection a | RL | 1 | 1 | 1 | 419.34
07498370574 | T50F-TL0 | Spiral Wrap, .50" x 250',WR BLK,1rl | The T50F-TL0 Polyethylene Spiral Wrap provides continuous abrasion protection for wires, cables, and tubing. The spiral wrap harnesses multiple cables into a single manageable bundle while allowing for breakouts. Lightweight, flexible, durable protection | RL | 1 | 1 | 1 | 524.18
07498346171 | T50F-TL4Y | Spiral Wrap, .50" x 250',Yellow,1rl | The T50F-TL4Y Polyethylene Spiral Wrap provides continuous abrasion protection for wires, cables, and tubing. The spiral wrap harnesses multiple cables into a single manageable bundle while allowing for breakouts. Lightweight, flexible, durable protection | RL | 1 | 1 | 1 | 482.2
07498322486 | T50F-X | Spiral Wrap, .50" x 10',NAT,1rl | Spiral wrap, offers abrasion protection for wires, cables, hoses and tubing, .50" (12.7mm) x 10', polyethylene, natural. | RL | 1 | 10 | 1 | 20.74
07498340608 | T50F-X0 | Spiral Wrap, .50" x 10',WR BLK,1rl | The T50F-X0 Polyethylene Spiral Wrap provides continuous abrasion protection for wires, cables, and tubing. The spiral wrap harnesses multiple cables into a single manageable bundle while allowing for breakouts. Lightweight, flexible, durable protection a | RL | 1 | 10 | 1 | 24.5
07498310786 | T50FR-C20Y | Spiral Wrap, FR, .50" x 100', BLK,1rl | The T50FR-C20Y Polyethylene Spiral Wrap provides continuous abrasion protection for wires, cables, and tubing. The wrap harnesses multiple cables into a single manageable bundle while allowing for breakouts. Lightweight, flexible, durable protection for u | RL | 1 | 1 | 1 | 368.77
07498342213 | T50FR-CY | Spiral Wrap, FR, .50" x 100', NAT,1rl | The T50FR-CY Polyethylene Spiral Wrap provides continuous abrasion protection for wires, cables, and tubing. The wrap harnesses multiple cables into a single manageable bundle while allowing for breakouts. Lightweight, flexible, durable protection for use | RL | 1 | 1 | 1 | 321.79
07498339759 | T50FR-TLY | Spiral Wrap, FR, .50" x 250', NAT,1rl | The T50FR-TLY Polyethylene Spiral Wrap provides continuous abrasion protection for wires, cables, and tubing. The wrap harnesses multiple cables into a single manageable bundle while allowing for breakouts. Lightweight, flexible, durable protection for us | RL | 1 | 1 | 1 | 654.79
07498370612 | T50N-C | Spiral Wrap, .50" x 100',Nylon, NAT,1rl | Spiral Wrap, offers abrasion protection for wires, cables, hoses and tubing, .50" (12.7mm) x 100', nylon 6.6, natural. | RL | 1 | 1 | 1 | 508.95
07498370613 | T50N-C0 | Spiral Wrap, .50"x100',Nylon, WR BLK,1rl | Spiral Wrap, offers abrasion protection for wires, cables, hoses and tubing, .50" (12.7mm) x 100', weather resistant nylon 6.6, black. | RL | 1 | 1 | 1 | 636.19
07498370577 | T50N-TL | Spiral Wrap, .50" x 250',Nylon, NAT,1rl | Spiral Wrap, offers abrasion protection for wires, cables, hoses and tubing, .50" (12.7mm) x 250', nylon 6.6, natural. | RL | 1 | 1 | 1 | 1204.64
07498370578 | T50N-TL0 | Spiral Wrap, .50" x 250',Nylon, BLK,1rl | The T50N-TL0 Nylon Spiral Wrap provides continuous abrasion protection for wires, cables, and tubing. The spiral wrap harnesses multiple cables into a single manageable bundle while allowing for breakouts. Lightweight, flexible, durable protection allows | RL | 1 | 1 | 1 | 1434.11
07498397993 | T50NZFR-C20 | Spiral Wrap,.50"x 100',NZFR NYL,BLK,1rl | Spiral Wrap, Low Smoke/Halogen-Free Nylon 6.6 in black, Offers abrasion protection for wires, cables and hoses, 0.50" (12.7mm) x 100'. | RL | 1 | 1 | 1 | 503.39
07498332025 | T50P-C0 | Spiral Wrap,PolyProp,.50",WR BLK,1rl | The T50P-C0 Polypropylene Spiral Wrap provides continuous abrasion protection for wires, cables, and tubing. The spiral wrap harnesses multiple cables into a single manageable bundle while allowing for breakouts. Lightweight, flexible, durable protection | RL | 1 | 1 | 1 | 315.93
07498340006 | T50R-CY | SpiralWrap,.50"x100',Fire Resist,NAT,1rl | The T50R-CY Polyethylene Spiral Wrap provides continuous abrasion protection for wires, cables, and tubing. The wrap harnesses multiple cables into a single manageable bundle while allowing for breakouts. Lightweight, flexible, durable protection for use | RL | 1 | 1 | 1 | 290.2
07498340007 | T50R-TLY | SpiralWrap,.50"x250',Fire Resist,NAT,1rl | The T50R-TLY Polyethylene Spiral Wrap provides continuous abrasion protection for wires, cables, and tubing. The wrap harnesses multiple cables into a single manageable bundle while allowing for breakouts. Lightweight, flexible, durable protection for use | RL | 1 | 1 | 1 | 590.4
07498370580 | T50T-Q | Spiral Wrap,TFE, .50"x25',NAT,1rl | The T50T-Q Tetrafluoroethylene Spiral Wrap Product provides continuous abrasion protection for wires, cables, and tubing. The spiral wrap harnesses cables into a single manageable bundle while allowing for breakouts of single/multiple cables. Lightweight, | RL | 1 | 1 | 1 | 539.69
07498370615 | T62F-C | Spiral Wrap, .62" x 100',NAT,1rl | The T62F-C Polyethylene Spiral Wrap provides continuous abrasion protection for wires, cables, and tubing. The spiral wrap harnesses multiple cables into a single manageable bundle while allowing for breakouts. Lightweight, flexible, durable protection al | RL | 1 | 1 | 1 | 212.27
07498370616 | T62F-C0 | Spiral Wrap, .62" x 100',WR BLK,1rl | Spiral wrap, offers abrasion protection for wires, cables, hoses and tubing, .62" (15.8mm) x 100', weather resistant polyethylene, black. | RL | 1 | 1 | 1 | 265.33
07498370582 | T62F-TL0 | Spiral Wrap, .62" x 250',WR BLK,1rl | Spiral wrap, offers abrasion protection for wires, cables, hoses and tubing, .62" (15.8mm) x 250', weather resistant polyethylene, black. | RL | 1 | 1 | 1 | 600.93
07498310788 | T62FR-C20Y | Spiral Wrap, FR, .62" x 100', BLK,1rl | Spiral Wrap, offers abrasion protection for wires, cables, hoses and tubing, .62" (15.8mm) x 100', flame retardant polyethylene, black. | RL | 1 | 1 | 1 | 397.36
07498310772 | T62FR-CY | Spiral Wrap, FR, .62" x 100', NAT,1rl | Spiral Wrap, offers abrasion protection for wires, cables, hoses and tubing, .62" (15.8mm) x 100', flame retardant polyethylene, natural. | RL | 1 | 1 | 1 | 346.78
07498370617 | T62N-C | Spiral Wrap, .62" x 100',Nylon, NAT,1rl | Spiral Wrap, offers abrasion protection for wires, cables, hoses and tubing, .62" (15.8mm) x 100', nylon 6.6, natural. | RL | 1 | 1 | 1 | 750.88
07498341020 | T62N-C0 | Spiral Wrap, .62"x100',Nylon, WR BLK,1rl | The T62N-C0 Nylon Spiral Wrap provides continuous abrasion protection for wires, cables, and tubing. The spiral wrap harnesses multiple cables into a single manageable bundle while allowing for breakouts. Lightweight, flexible, durable protection allows f | RL | 1 | 1 | 1 | 958.85
07498340008 | T62R-CY | SpiralWrap,.62"x100',Fire Resist,NAT,1rl | Spiral Wrap, offers abrasion protection for wires, cables, hoses and tubing, .62" (15.8mm) x 100', fire resistant polyethylene, natural. | RL | 1 | 1 | 1 | 312.49
07498362785 | T62T-Q | Spiral Wrap,TFE, .62"x50',NAT,1rl | The T62T-Q TFE Spiral Wrap provides continuous abrasion protection for wires, cables, and tubing. The spiral wrap harnesses multiple cables into a single manageable bundle while allowing for breakouts. Lightweight, flexible, durable protection allows for | RL | 1 | 1 | 1 | 635.82
07498370619 | T75F-C | Spiral Wrap, .75" x 100',NAT,1rl | The T75F-C Polyethylene Spiral Wrap provides continuous abrasion protection for wires, cables, and tubing. The spiral wrap harnesses multiple cables into a single manageable bundle while allowing for breakouts. Lightweight, flexible, durable protection al | RL | 1 | 1 | 1 | 236.77
07498370620 | T75F-C0 | Spiral Wrap, .75" x 100',WR BLK,1rl | The T75F-C0 Polyethylene Spiral Wrap provides continuous abrasion protection for wires, cables, and tubing. The spiral wrap harnesses multiple cables into a single manageable bundle while allowing for breakouts. Lightweight, flexible, durable protection a | RL | 1 | 1 | 1 | 296.06
07498370585 | T75F-T | Spiral Wrap, .75" x 200',NAT,1rl | Spiral wrap, offers abrasion protection for wires, cables, hoses and tubing, .75" (19.1mm) x 200', polyethylene, natural. | RL | 1 | 1 | 1 | 408.73
07498370586 | T75F-T0 | Spiral Wrap, .75" x 200',WR BLK,1rl | Spiral wrap, offers abrasion protection for wires, cables, hoses and tubing, .75" (19.1mm) x 200', weather resistant polyethylene, black. | RL | 1 | 1 | 1 | 536.3
07498310789 | T75FR-C20Y | Spiral Wrap, FR, .75" x 100', BLK,1rl | The T75FR-C20Y Polyethylene Spiral Wrap Product provides continuous abrasion protection for wires, cables, and tubing. The wrap harnesses multiple cables into a single manageable bundle while allowing for breakouts. Lightweight, flexible, durable protecti | RL | 1 | 1 | 1 | 411.44
07498310773 | T75FR-CY | Spiral Wrap, FR, .75" x 100', NAT,1rl | The T75FR-CY Polyethylene Spiral Wrap provides continuous abrasion protection for wires, cables, and tubing. The wrap harnesses multiple cables into a single manageable bundle while allowing for breakouts. Lightweight, flexible, durable protection for use | RL | 1 | 1 | 1 | 359
07498310774 | T75FR-TY | Spiral Wrap, FR, .75" x 200', NAT,1rl | Spiral Wrap, offers abrasion protection for wires, cables, hoses and tubing, .75" (19.1mm) x 250', flame retardant polyethylene, natural, bulk package. | RL | 1 | 1 | 1 | 659.4
07498370621 | T75N-C | Spiral Wrap, .75" x 100',Nylon, NAT,1rl | Spiral Wrap, offers abrasion protection for wires, cables, hoses and tubing, .75" (19.1mm) x 100', nylon 6.6, natural. | RL | 1 | 1 | 1 | 890.09
07498341021 | T75N-C0 | Spiral Wrap, .75"x100',Nylon, WR BLK,1rl | Spiral Wrap, offers abrasion protection for wires, cables, hoses and tubing, .75" (19.1mm) x 100', weather resistant nylon 6.6, black. | RL | 1 | 1 | 1 | 1320.17
07498370587 | T75N-T | Spiral Wrap, .75"x200',Nylon, WR NAT,1rl | Spiral Wrap, offers abrasion protection for wires, cables, hoses and tubing, .75" (19.1mm) x 200', nylon 6.6, natural. | RL | 1 | 1 | 1 | 1685.41
07498397984 | T75NZFR-C20 | Spiral Wrap,.75"x 100',NZFR NYL,BLK,1rl | Spiral Wrap, Low Smoke/Halogen-Free Nylon 6.6 in black, Offers abrasion protection for wires, cables and hoses, 0.75" (19.1mm) x 100'. | RL | 1 | 1 | 1 | 561.6
07498340025 | T75R-CY | SpiralWrap,.75"x100',Fire Resist,NAT,1rl | Spiral Wrap, offers abrasion protection for wires, cables, hoses and tubing, .75" (19.1mm) x 100', fire resistant polyethylene, natural. | RL | 1 | 1 | 1 | 326.42
07498369988 | T75T-X | Spiral Wrap,TFE, .75"x10',NAT,1rl | The T75T-X TFE Spiral Wrap provides continuous abrasion protection for wires, cables, and tubing. The spiral wrap harnesses multiple cables into a single manageable bundle while allowing for breakouts. Lightweight, flexible, durable protection allows for | RL | 1 | 1 | 1 | 388.16
07498358040 | TA1S10-C | TieAnchorMnt,#10Screw,PK100 | Panduit TA1S10-C cable tie anchor mount is a low profile and versatile screw-installed mount that is ideal for applications where space is limited. This mount has four-way cable tie entry for easy orientation of wires and cables with the option to mount i | C | 100 | 500 | 100 | 41.98
07498358041 | TA1S10-M | TieAnchorMnt,#10Screw,PK1000 | Panduit TA1S10-M cable tie anchor mount is a low profile and versatile screw-installed mount that is ideal for applications where space is limited. This mount has four-way cable tie entry for easy orientation of wires and cables with the option to mount i | M | 1000 | 1000 | 1000 | 188.18
07498358969 | TA1S10-M0 | TieAnchorMnt,#10Screw,WRBL,PK1000 | The cable tie mount in black is applied with a #10 (M5) screw. It is made of weather-resistant nylon 6.6, which increases mechanical strength, heat and wear resistance, and stiffness in outdoor environments. It comes in packages of 1000. | M | 1000 | 1000 | 1000 | 249.4
07498358020 | TA1S8-C | TieAnchorMnt,#8Screw,PK100 | Panduit TA1S8-C cable tie anchor mount is a low profile and versatile screw-installed mount that is ideal for applications where space is limited. This mount has four-way cable tie entry for easy orientation of wires and cables with the option to mount in | C | 100 | 500 | 100 | 40.76
07498358021 | TA1S8-M | TieAnchorMnt,#8Screw,PK1000 | Panduit TA1S8-M cable tie anchor mount is a low profile and versatile screw-installed mount that is ideal for applications where space is limited. This mount has four-way cable tie entry for easy orientation of wires and cables with the option to mount in | M | 1000 | 1000 | 1000 | 187.39
07498358973 | TA1S8-M0 | TieAnchorMnt,#8Screw,BL,PK1000 | Panduit TA1S8-M0 cable tie anchor mount is a low profile and versatile screw-installed mount that is ideal for applications where space is limited. This mount has four-way cable tie entry for easy orientation of wires and cables with the option to mount i | M | 1000 | 1000 | 1000 | 256.56
07498358999 | TA1S8-M30 | TieAnchorMnt,#8Screw,HS,BL,PK1000 | Panduit TA1S8-M30 cable tie anchor mount is a low profile and versatile screw-installed mount that is ideal for applications where space is limited. This mount has four-way cable tie entry for easy orientation of wire and cables with the option to mount i | M | 1000 | 1000 | 1000 | 256.68
07498324799 | TA1S8-M69 | TieAnchorMnt,#8Screw,FR.Nat,PK1000 | Panduit TA1S8-M69 cable tie anchor mount is a low profile and versatile screw-installed mount that is ideal for applications where space is limited. This mount has four-way cable tie entry for easy orientation of wire and cables with the option to mount i | M | 1000 | 1000 | 1000 | 391
07498358060 | TA2-C | TieAnchorMnt,#10Screw,Nat,PK100 | The cable tie mount in natural color is applied with a #10 (M5) screw. It is made of nylon 6.6, which increases mechanical strength, heat and wear resistance, and stiffness in indoor environments. It comes in packages of 100. | C | 100 | 1000 | 100 | 61.64
07498358061 | TA2-M | TieAnchorMnt,#10Screw,Nat,PK1000 | The cable tie mount in natural color is applied with a #10 (M5) screw. It is made of nylon 6.6, which increases mechanical strength, heat and wear resistance, and stiffness in indoor environments. It comes in packages of 1000. | M | 1000 | 1000 | 1000 | 342.97
07498357454 | TDP43HE | DsktopPrintr,NA,300dpi,BL,HybridRibbon | The TDP43HE Desktop Printer for North American usage has 300 dpi resolution and 8" per second maximum print speed. Print a variety of self-laminating labels, component labels, non-laminated labels, heat-shrink labels, marker plates, and continuous tapes u | PC | 1 | 1 | 1 | 2205.02
07498360233 | TDP43HE/E | DsktopPrintr,INT,300dpi,BL,HybridRibbon | The desktop printer for international usage has 300 dpi resolution and 8.0" (203.2 mm) per second maximum print speed. It includes Easy-Mark Plus Labeling Software, RHEH4BL black hybrid ribbon, a USB cable, a user manual, a quick start card, a driver disk | PC | 1 | 1 | 1 | 2315.27
07498331908 | TDP43ME | DsktopPrintr,NA,ThermalTransfer,300dpi | The TDP43ME Desktop Printer for North American usage has 300 dpi resolution and 4" per second maximum print speed. Print a variety of self-laminating labels, component labels, non-laminated labels, heat-shrink labels, marker plates, and continuous tapes u | PC | 1 | 1 | 1 | 1202.7
07498337078 | TDP43ME-AC | AC adapter for TDP43ME printer | Replacement AC power adapter with power cord (US cord only). | PC | 1 | 1 | 1 | 248.68
07498341053 | TDP43ME-CASE | Hard case for TDP43ME printer | Hardside carrying case accommodates printer, AC power adapter, ribbons, printer cable, external roll stand, labels, and tools. | PC | 1 | 1 | 1 | 208.13
07498363669 | TDP43ME-CUTTER | Cutter for TDP43ME | Optional power/automatic cutter for TDP43ME thermal transfer desktop printer; easy to install for automatic cutting of labels. | PC | 1 | 1 | 1 | 631.75
07498364413 | TDP43ME-KIT | TDP43ME,300dpi,Printer Kit,NAVersion | The TDP43ME-KIT Desktop Printer for North American usage has 300 dpi resolution and 4" per second maximum print speed. Print a variety of labels, marker plates, and continuous tapes up to 4" wide. Kit includes Easy-Mark Plus Labeling Software, RMEH4BL hyb | PC | 1 | 1 | 1 | 1512.39
07498332041 | TDP43ME-RS | Ext roll stand,for lbls on 3-inch cores | External label roll stand for TDP43ME printer; used to rear feed labels that are supplied on 3" cores. | PC | 1 | 1 | 1 | 77.75
07498360255 | TDP43ME-SPINDLE | Replacement ribbon spindle,EA | Replacement ribbon spindle for TDP43ME Thermal Transfer Desktop Printer, Package of Two Spools | PK | 1 | 5 | 1 | 40.09
61305617453 | TDP43ME-TB-KIT | TermBlckMRKRAdptrKitForTDP43MEPrinter,EA | Terminal Block Marker adapter kit for TDP43ME printer | PC | 1 | 5 | 1 | 50.33
61305661782 | TDP43ME/AUS | 300 dpi Printer, Including Panduit Easy- | The desktop printer for Australia usage has 300 dpi resolution and 4" (101.6 mm) per second maximum print speed. It includes Easy-Mark PlusTM Labeling Software, RMEH4BL black hybrid ribbon, a USB cable, a user manual, quick start card, a driver disk, and | PC | 1 | 1 | 1 | 1202.7
07498333310 | TDP43ME/E | DsktpPrintr,INT,EMSoftHybridRibbn,300dpi | The TDP43ME Desktop Printer for international usage has 300 dpi resolution and 4" per second maximum print speed. Print a variety of labels, marker plates, and continuous tapes up to 4" wide. It includes Easy-Mark Plus Labeling Software, RMEH4BL black hy | PC | 1 | 1 | 1 | 1202.7
07498364414 | TDP43ME/E-KIT | PrtrKitforTDP43ME,EuroVersionLabels,1EA | The TDP43ME/E-KIT Desktop Printer for International usage has 300 dpi resolution and 4" per second maximum print speed. Print a variety of labels, marker plates, and continuous tapes up to 4" wide. Kit includes Easy-Mark Plus Labeling Software, RMEH4BL hy | PC | 1 | 1 | 1 | 1512.41
07498389446 | TDP43ME/E-KITNL | PrtrKitforTDP43ME,EuroVersion,1EA | The TDP43ME/E-KITNL Desktop Printer for international usage has 300 dpi resolution and 4" per second maximum print speed. Print a variety of labels, marker plates, and continuous tapes up to 4" wide. Kit includes Easy-Mark Plus Labeling Software, RMEH4BL | PC | 1 | 1 | 1 | 1512.41
07498360234 | TDP46HE | DsktpPrintr,NA,600dpi,33lbs.,1EA | The TDP46HE Desktop Printer for North American usage has 600 dpi resolution and 4" per second maximum print speed. Print a variety of self-laminating labels, component labels, non-laminated labels, heat-shrink labels, marker plates, and continuous tapes u | PC | 1 | 1 | 1 | 3086.95
07498386286 | TGK6-14F-X | Telco Grounding Kit | Ground clip kit for Telco wiring. | PC | 1 | 10 | 10 | 8.9
07498341468 | THM1SC-C | TieHrnssMnt,1Tie,Nat,PK100 | The harness cable tie mount in natural color is applied with a fir tree push barb. It is made of nylon 6.6, which increases mechanical strength, heat and wear resistance, and stiffness in indoor environments. It comes in packages of 100. | C | 100 | 1000 | 100 | 47.36
07498341469 | THM1SC-C30 | TieHrnssMnt,1Tie,HS,BL,PK100 | The harness cable tie mount in black is applied with a fir tree push barb. It is made of heat-stabilized nylon 6.6, which increases mechanical strength, heat and wear resistance, and stiffness in indoor and high-temperature environments. It comes in packa | C | 100 | 1000 | 100 | 61.47
07498341470 | THM1SC-M | TieHrnssMnt,1Tie,Nat,BL,PK1000 | Panduit THM1SC-M Harness Mount with a fir tree push barb, holds wire bundles tightly and installs quickly into pre-drilled holes. The mount requires a panel hole diameter of .250" (6.5 mm) and panel thickness between .03" to .14" (.9 mm to 3.4 mm)for appl | M | 1000 | 1000 | 1000 | 292.25
07498341471 | THM1SC-M30 | TieHrnssMnt,1Tie,HS,BL,PK1000 | Panduit THM1SC-M30 Harness Mount with a fir tree push barb, holds wire bundles tightly and installs quickly into pre-drilled holes. The mount requires a panel hole diameter of .250" (6.5 mm) and panel thickness between .03" to .14" (.9 mm to 3.4 mm)for a | M | 1000 | 1000 | 1000 | 379.91
07498368397 | THMSC35-C30 | TieHarnessMount,HeatStabilized,BLK,PK100 | The harness cable tie mount in black is applied with a fir tree push barb. It is made of heat-stabilized nylon 6.6, which increases mechanical strength, heat and wear resistance, and stiffness in indoor and high-temperature environments. It comes in packa | C | 100 | 1000 | 100 | 55.43
07498368401 | THMSC35F-M30 | FirTreeHrnssMnt,1.54"L,BL,PK1000 | The fir tree harness mount is black and is 1.54" (39.1 mm) long. It is made of heat-stabilized nylon 6.6, which increases mechanical strength, heat and wear resistance, and stiffness in indoor and high-temperature environments. It comes in packages of 100 | M | 1000 | 1000 | 1000 | 359.5
07498312731 | THMSC55H04-M30 | FirTreeHrnssMnt,2.20",BL,PK1000 | The fir tree harness mount is black and is 2.20" (55 mm) long. It is made of heat-stabilized nylon 6.6, which increases mechanical strength, heat and wear resistance, and stiffness in indoor environments. It comes in packages of 1000. | M | 1000 | 1000 | 1000 | 454.09
07498338391 | THMSP20-C30 | TieHrnssMnt,Clt,Psh,.47",HS,BL,PK100 | The CLT harness cable tie mount in black is applied with a push barb and is 0.47" (11.7 mm) in height. It is made of heat-stabilized nylon 6.6, which increases mechanical strength, heat and wear resistance, and stiffness in indoor and high-temperature env | C | 100 | 1000 | 100 | 65.38
07498338394 | THMSP25-C30 | TieHrnssMnt,Clt,Psh,.54",HS,BL,PK100 | The CLT harness cable tie mount in black is applied with a push barb and is 0.54" (13.7 mm) in height. It is made of heat-stabilized nylon 6.6, which increases mechanical strength, heat and wear resistance, and stiffness in indoor and high-temperature env | C | 100 | 1000 | 100 | 65.38
07498361060 | TJF-X | TeeJctionFixture,1.34"Bundle,PK10 | Harness board t-junction fixture, 1.34" (34.0mm) bundle. | PC | 1 | 50 | 10 | 13.38
07498337830 | TM1-X2-C | SwvlTieMnt,Nat,Nyl6.6,MinCbleTies,PK100 | The swivel tie mount in natural color uses miniature cable ties. It is made of nylon 6.6, which increases mechanical strength, heat and wear resistance, and stiffness in indoor environments. It comes in packages of 100. | C | 100 | 100 | 100 | 287.87
07498337831 | TM1-X2-M | SwvlTieMnt,Nat,Nyl6.6,MinCbleTies,PK1000 | The swivel tie mount in natural color uses miniature cable ties. It is made of nylon 6.6, which increases mechanical strength, heat and wear resistance, and stiffness in indoor environments. It comes in packages of 1000. | M | 1000 | 1000 | 1000 | 2469.96
07498358081 | TM1A-M | TieMnt,UserSuppliedAdh,.32inW,Nat,PK1000 | The cable tie mount in natural color is applied with user-supplied adhesives and is 0.32" (8.1 mm) wide. It is made of nylon 6.6, which increases mechanical strength, heat and wear resistance, and stiffness in indoor environments. It comes in packages of | M | 1000 | 2000 | 1000 | 215.3
07498358140 | TM1S4-C | TieMnt,.32inW,#4Screw,Nyl,Nat,PK100 | The cable tie mount in natural color is applied with a #4 (M2.5) screw and is 0.32" (8.1 mm) wide. It is made of nylon 6.6, which increases mechanical strength, heat and wear resistance, and stiffness in indoor environments. It comes in packages of 100. | C | 100 | 500 | 100 | 28.72
07498348168 | TM1S4-C0 | TieMnt,.32inW,#4Screw,WRNyl,BL,PK100 | Panduit TM1S4-C0 Screw Applied Cable Tie Mounts offer a through hole in the mount in which a screw or rivet can be secured, this offers maximum stability for cable bundles. Install with a #4 (M2.5) screw. For outdoor use and is suitable for miniature, int | C | 100 | 500 | 100 | 34.84
07498301435 | TM1S4-C39 | TieMnt,.32inW,#4Screw,HSNyl,Nat,PK100 | The cable tie mount in natural color is applied with a #4 (M2.5) screw and is 0.32" (8.1 mm) wide. It is made of heat-stabilized nylon 6.6, which increases mechanical strength, heat and wear resistance, and stiffness in indoor and high-temperature environ | C | 100 | 500 | 100 | 43.44
07498358141 | TM1S4-M | TieMnt,.32inW,#4Screw,Nyl,Nat,PK1000 | The cable tie mount in natural color is applied with a #4 (M2.5) screw and is 0.32" (8.1 mm) wide. It is made of nylon 6.6, which increases mechanical strength, heat and wear resistance, and stiffness in indoor environments. It comes in packages of 1000. | M | 1000 | 1000 | 1000 | 227.24
07498358143 | TM1S4-M30 | TieMnt,.32inW,#4Screw,HSNyl,BL,PK1000 | The cable tie mount in black is applied with a #4 (M2.5) screw and is 0.32" (8.1 mm) wide. It is made of heat-stabilized nylon 6.6, which increases mechanical strength, heat and wear resistance, and stiffness in indoor and high-temperature environments. I | M | 1000 | 1000 | 1000 | 261.56
07498324801 | TM1S4-M69 | TieMnt,.32inW,#4Screw,FR,Nat,PK1000 | The cable tie mount in ivory is applied with a #4 (M2.5) screw and is 0.32" (8.1 mm) wide. It is made of flame-retardant nylon 6.6, which increases mechanical strength, heat and wear resistance, and stiffness in indoor environments. It comes in packages o | M | 1000 | 1000 | 1000 | 398.75
07498358160 | TM1S6-C | TieMnt,.32inW,#6Screw,Nyl,Nat,PK100 | Panduit TM1S6-C Screw Applied Cable Tie Mounts offer a through hole in the mount in which a screw or rivet can be secured, this offers maximum stability for cable bundles. Install with a #6 (M3) screw. For indoor use and are suitable for miniature, interm | C | 100 | 500 | 100 | 28.72
07498358985 | TM1S6-C0 | TieMnt,.32inW,#6Screw,WRNyl,BL,PK100 | The cable tie mount in black is applied with a #6 (M3) screw and is 0.32" (8.1 mm) wide. It is made of weather-resistant nylon 6.6, which increases mechanical strength, heat and wear resistance, and stiffness in outdoor environments. It comes in packages | C | 100 | 500 | 100 | 34.84
07498358161 | TM1S6-M | TieMnt,.32inW,#6Screw,Nyl,Nat,PK1000 | Panduit TM1S6-M Screw Applied Cable Tie Mounts offer a through hole in the mount in which a screw or rivet can be secured, this offers maximum stability for cable bundles. Install with a #6 (M3) screw. For indoor use and are suitable for miniature, interm | M | 1000 | 1000 | 1000 | 210.09
07498358162 | TM1S6-M0 | TieMnt,.32inW,#6Screw,WRNyl,BL,PK1000 | The cable tie mount in black is applied with a #6 (M3) screw and is 0.32" (8.1 mm) wide. It is made of weather-resistant nylon 6.6, which increases mechanical strength, heat and wear resistance, and stiffness in outdoor environments. It comes in packages | M | 1000 | 1000 | 1000 | 249.11
07498358163 | TM1S6-M30 | TieMnt,.32inW,#6Screw,HSNyl,BL,PK1000 | The cable tie mount in black is applied with a #6 (M3) screw and is 0.32" (8.1 mm) wide. It is made of heat-stabilized nylon 6.6, which increases mechanical strength, heat and wear resistance, and stiffness in indoor environments. It comes in packages of | M | 1000 | 1000 | 1000 | 249.11
07498324802 | TM1S6-M69 | TieMnt,.32inW,#6Screw,FR,Nat,PK1000 | The cable tie mount in natural color is applied with a #6 (M3) screw and is 0.32" (8.1 mm) wide. It is made of flame-retardant nylon 6.6, which increases mechanical strength, heat and wear resistance, and stiffness in indoor environments. It comes in pack | M | 1000 | 1000 | 1000 | 398.75
07498358100 | TM2A-C | TieMnt,,UserAppAdh,.43inW,Nat,PK100 | The cable tie mount in natural color is applied with user-supplied adhesive and is 0.43" (10.9 mm) wide. It is made of nylon 6.6, which increases mechanical strength, heat and wear resistance, and stiffness in indoor environments. It comes in packages of | C | 100 | 500 | 100 | 45.09
07498322235 | TM2PWH25-C | CableTieMnt,WingedPshMnt,.25in,Nat,PK100 | The winged push barb cable tie mount in natural color requires a 0.25" (6.5 mm) panel hole diameter. It is made of nylon 6.6, which increases mechanical strength, heat and wear resistance, and stiffness in indoor environments. It comes in packages of 100. | C | 100 | 500 | 100 | 83.45
07498322236 | TM2PWH25-M | CblTieMnt,WingedPshMnt,.25in,Nat,PK1000 | Panduit TM2PWH25-M Winged Push Barb Mounts provide a solution to cable management in situations where only one side of the panel is accessible. They require no adhesive or additional mounting hardware and the wing design provides added stability. For use | M | 1000 | 1000 | 1000 | 542.15
07498358180 | TM2R6-C | CbleTieMnt,.43"W,#6Rivet,Nyl,PK100 | Panduit TM2R6-C Rivet Applied Cable Tie Mounts offer a through hole in the mount in which a screw or rivet can be secured, this offers maximum stability for cable bundles. Install with a #6 (M3) screw. For indoor use and are suitable for miniature, interm | C | 100 | 500 | 100 | 41.85
07498358181 | TM2R6-M | CbleTieMnt,.43"W,#6Rivet,Nyl,PK1000 | The cable tie mount in natural color is applied with a rivet and is 0.43" (10.9 mm) wide. It uses a #6 (M3) screw and is made of nylon 6.6, which increases mechanical strength, heat and wear resistance, and stiffness in indoor environments. It comes in pa | M | 1000 | 1000 | 1000 | 234.4
07498358182 | TM2R6-M0 | CbleTieMnt,.43"W,#6Rivet,WRNyl,PK1000 | The cable tie mount in black is applied with a rivet and is 0.43" (10.9 mm) wide. It uses a #6 (M3) screw and is made of weather-resistant nylon 6.6, which increases mechanical strength, heat and wear resistance, and stiffness in outdoor environments. It | M | 1000 | 1000 | 1000 | 285.6
07498358183 | TM2R6-M30 | CbleTieMnt,.43"W,#Rivet,HS,PK1000 | The cable tie mount in black is applied with a rivet and is 0.43" (10.9 mm) wide. It uses a #6 (M3) screw and is made of heat-stabilized nylon 6.6, which increases mechanical strength, heat and wear resistance, and stiffness in indoor environments. It com | M | 1000 | 1000 | 1000 | 285.6
07498358200 | TM2S6-C | TieMnt,.43in,#6Screw,Nyl,Nat,PK100 | Panduit TM2S6-C Screw Applied Cable Tie Mounts offer a through hole in the mount in which a screw or rivet can be secured, this offers maximum stability for cable bundles. Install with a #6 (M3) screw. For indoor use and are suitable for miniature, interm | C | 100 | 500 | 100 | 41.97
07498358988 | TM2S6-C0 | TieMnt,.43in,#6Screw,WRNyl,BL,PK100 | The cable tie mount in black is applied with a #6 (M3) screw and is 0.43" (10.9 mm) wide. It is made of weather-resistant nylon 6.6, which increases mechanical strength, heat and wear resistance, and stiffness in outdoor environments. It comes in packages | C | 100 | 500 | 100 | 47.11
07498358201 | TM2S6-M | TieMnt,.43in,#6Screw,Nyl,Nat,PK1000 | Panduit TM2S6-M Screw Applied Cable Tie Mounts offer a through hole in the mount in which a screw or rivet can be secured, this offers maximum stability for cable bundles. Install with a #6 (M3) screw. For indoor use and are suitable for miniature, interm | M | 1000 | 1000 | 1000 | 237.16
07498358202 | TM2S6-M0 | TieMnt,.43in,#6Screw,WRNyl,BL,PK1000 | The cable tie mount in black is applied with a #6 (M3) screw and is 0.43" (10.9 mm) wide. It is made of weather-resistant nylon 6.6, which increases mechanical strength, heat and wear resistance, and stiffness in outdoor environments. It comes in packages | M | 1000 | 1000 | 1000 | 285.69
07498358203 | TM2S6-M30 | TieMnt,.43in,#6Screw,HSNyl,BL,PK1000 | The cable tie mount in black is applied with a #6 (M3) screw and is 0.43" (10.9 mm) wide. It is made of heat-stabilized nylon 6.6, which increases mechanical strength, heat and wear resistance, and stiffness in indoor environments. It comes in packages of | M | 1000 | 1000 | 1000 | 299.95
07498324803 | TM2S6-M69 | TieMnt,.43inW,#6Screw,FR,Nat,PK1000 | The cable tie mount in ivory is applied with a #6 (M3) screw and is 0.43" (10.9 mm) wide. It is made of flame-retardant nylon 6.6, which increases mechanical strength, heat and wear resistance, and stiffness in indoor environments. It comes in packages of | M | 1000 | 1000 | 1000 | 456.88
07498358220 | TM2S8-C | TieMnt,.43inW,#8Screw,Nyl,Nat,PK100 | Panduit TM2S8-C screw applied cable tie mounts offer a through hole in the mount in which a screw or rivet can be secured, this offers maximum stability for cable bundles. Install with a #8 (M4) screw. Suitable for miniature, intermediate and standard cro | C | 100 | 500 | 100 | 41.95
07498348213 | TM2S8-C0 | TieMnt,.43inW,#8Screw,WRNyl,BL,PK100 | Panduit TM2S8-C0 Screw Applied Cable Tie Mounts offer a through hole in the mount in which a screw or rivet can be secured, this offers maximum stability for cable bundles. Install with a #8 (M4) screw. For outdoor use and are suitable for miniature, inte | C | 100 | 500 | 100 | 48.96
07498358224 | TM2S8-C100 | TieMnt,.43inW,#8Screw,WRPoly,BL,PK100 | The cable tie mount in black is applied with a #8 (M4) screw and is 0.43" (10.9 mm) wide. It is made of weather-resistant polypropylene for outdoor environments. It comes in packages of 100. | C | 100 | 500 | 100 | 56.18
07498311508 | TM2S8-C186 | TieMnt,.63inW,MetDetPoly,DBU,PK100 | Panduit TM2S8-C186 Metal Detectable screw applied cable mounts allow identification by metal detection equipment to help meet food, beverage, and pharmaceutical safety standards. The mounts provide maximum stability and keep cables bundle close to mountin | C | 100 | 500 | 100 | 86.16
07498301441 | TM2S8-C39 | TieMnt,.43inW,#8Screw,HSNyl,Nat,PK100 | The cable tie mount in natural color is applied with a #8 (M4) screw and is 0.43" (10.9 mm) wide. It is made of heat-stabilized nylon 6.6, which increases mechanical strength, heat and wear resistance, and stiffness in indoor environments. It comes in pac | C | 100 | 500 | 100 | 48.25
07498329163 | TM2S8-C71 | TieMnt,.43inW,#8Screw,PEEK,TBR,PK100 | Panduit TM2S8-C71 Screw Applied Cable Tie Mounts are designed for high temperature and harsh chemical environments where the material is required to withstand chemical or radiation exposure. These mounts can be used with Miniature, Intermediate and Standa | C | 100 | 100 | 100 | 225.62
07498381366 | TM2S8-C76 | TieMnt,.43inW,#8Screw,Tefzel,AQ,PK100 | Panduit TM2S8-C76 Cable Tie Mounts are designed for applications requiring resistance to environmental stresses such as chemical attack, gamma radiation, ultraviolet radiation and extreme temperatures. Ideal for use in nuclear power facilities and chemica | C | 100 | 100 | 100 | 150.42
07498311512 | TM2S8-C86 | TieMnt,.63inW,MetDetNyl,LTBU,PK100 | Panduit TM2S8-C86 Cable Tie Mounts are designed to help the food, beverage and pharmaceutical industries meet product manufacturing safety standards. In addition to their metal detectability, their cradle design allows cable bundles to remain securely in | C | 100 | 500 | 100 | 66.27
07498358221 | TM2S8-M | TieMnt,.43inW,#8Screw,Nyl,NatPK1000 | Panduit TM2S8-M Screw Applied Cable Tie Mounts offer a through hole in the mount in which a screw or rivet can be secured, this offers maximum stability for cable bundles. Install with a #8 (M4) screw. For indoor use and are suitable for miniature, interm | M | 1000 | 1000 | 1000 | 225.87
07498358222 | TM2S8-M0 | TieMnt,.43inW,#8Screw,WRNyl,BL,PK1000 | Panduit TM2S8-M0 Screw Applied Cable Tie Mounts offer a through hole in the mount in which a screw or rivet can be secured, this offers maximum stability for cable bundles. Install with a #8 (M4) screw. For outdoor use and are suitable for miniature, inte | M | 1000 | 1000 | 1000 | 272.03
07498358225 | TM2S8-M100 | TieMnt,.43inW,#8Screw,WRPoly,BL,PK1000 | The cable tie mount in black is applied with a #8 (M4) screw and is 0.43" (10.9 mm) wide. It is made of weather-resistant polypropylene for outdoor environments. It comes in packages of 1000. | M | 1000 | 1000 | 1000 | 331.16
07498358223 | TM2S8-M30 | TieMnt,.43inW,#8Screw,HSNyl,BL,PK1000 | The cable tie mount in black is applied with a #8 (M4) screw and is 0.43" (10.9 mm) wide. It is made of heat-stabilized nylon 6.6, which increases mechanical strength, heat and wear resistance, and stiffness in indoor environments. It comes in packages of | M | 1000 | 1000 | 1000 | 272.03
07498324804 | TM2S8-M69 | TieMnt,.43inW,#8Screw,FR,Nat,PK1000 | Panduit TM2S8-M69 Screw Applied Cable Tie Mounts offer a through hole in the mount in which a screw or rivet can be secured, this offers maximum stability for cable bundles. Install with a #8 (M4) screw. For indoor use and are suitable for miniature, inte | M | 1000 | 1000 | 1000 | 414.44
07498345722 | TM3-X2-C0Y | SwvlTieMnt,WRBL,Nyl6.6,M,I,S,LHCbleTies | Panduit TM3-X2-C0Y Swivel Mounts fasten two mounts securely together with a connecting rivet that allows both mounts to rotate freely. Great for heavy duty applications as they protect against abrasion and harsh outdoor elements. Mounts are .87” x .75” (2 | C | 100 | 200 | 100 | 269.97
07498383712 | TM3-X2-C0Y/J | Swivel Tie Mount, BLK, WR Nylon 6.6, for | Swivel Tie Mount, BLK, WR Nylon 6.6, for use with M, I, S, LH Cable Ties | C | 100 | 200 | 100 | 269.97
07498358120 | TM3A-C | TieMnt,UserAppAdh,.62inW,Nat,PK100 | The cable tie mount in natural color is applied with user-supplied adhesive and is 0.61" (15.5 mm) wide. It is made of nylon 6.6, which increases mechanical strength, heat and wear resistance, and stiffness in indoor environments. It comes in packages of | C | 100 | 500 | 100 | 77.35
07498358121 | TM3A-M | TieMnt,UserAppAdh,.62inW,Nat,PK1000 | The cable tie mount in natural color is applied with user-supplied adhesive and is 0.61" (15.5 mm) wide. It is made of nylon 6.6, which increases mechanical strength, heat and wear resistance, and stiffness in indoor environments. It comes in packages of | M | 1000 | 1000 | 1000 | 466.97
07498358240 | TM3R6-C | Cable Tie Mount, .62" W, #6 Rivet,PK100 | The cable tie mount in natural color is applied with a rivet and is 0.62" (15.8 mm) wide. It uses a #6 (M3) screw and is made of nylon 6.6, which increases mechanical strength, heat and wear resistance, and stiffness in indoor environments. It comes in pa | C | 100 | 500 | 100 | 67.65
07498358241 | TM3R6-M | Cable Tie Mount, .62" W, #6 Rivet,PK1000 | The cable tie mount in natural color is applied with a rivet and is 0.62" (15.8 mm) wide. It uses a #6 (M3) screw and is made of nylon 6.6, which increases mechanical strength, heat and wear resistance, and stiffness in indoor environments. It comes in pa | M | 1000 | 1000 | 1000 | 401.4
07498358242 | TM3R6-M0 | CblTieMnt,.62"W,#6Rivet,WRNyl,PK1000 | The cable tie mount in black is applied with a rivet and is 0.62" (15.8 mm) wide. It uses a #6 (M3) screw and is made of weather-resistant nylon 6.6, which increases mechanical strength, heat and wear resistance, and stiffness in outdoor environments. It | M | 1000 | 1000 | 1000 | 506.14
07498358280 | TM3S10-C | TieMnt,.62inW,#10Screw,Nyl,Nat, PK100 | Panduit TM3S10-C screw applied cable tie mounts offer a through hole in the mount in which a screw or rivet can be secured, this offers maximum stability for cable bundles. Install with a #10 (M5) screw. Suitable for miniature, intermediate, standard and | C | 100 | 500 | 100 | 62.56
07498357984 | TM3S10-C0 | TieMnt,.62inW,#10Screw,WRNyl,BL,PK100 | Panduit TM3S10-C0 Screw Applied Cable Tie Mounts offer a through hole in the mount in which a screw or rivet can be secured, this offers maximum stability for cable bundles. Install with a #10 (M5) screw. For outdoor use and are suitable for miniature, in | C | 100 | 500 | 100 | 78.31
07498311511 | TM3S10-C186 | TieMnt,.87inW,#10,MetDetPoly,DBU,PK100 | Panduit TM3S10-C186 Metal Detectable screw applied cable mounts allow identification by metal detection equipment to help meet food, beverage, and pharmaceutical safety standards. The mounts provide maximum stability and keep cables bundle close to mounti | C | 100 | 500 | 100 | 100.85
07498351834 | TM3S10-C69 | TieMnt,.88inW,#10Screw,FR,Nyl,Nat,PK100 | The cable tie mount in natural color is applied with a #10 (M5) screw and is 0.61" (15.5 mm) wide. It is made of flame-retardant nylon 6.6, which increases mechanical strength, heat and wear resistance, and stiffness in indoor environments. It comes in pa | C | 100 | 500 | 100 | 125.1
07498358275 | TM3S10-C76 | TieMnt,.62inW,#10Screw,Tefzel,AQ,PK100 | Panduit TM3S10-C76 Cable Tie Mounts are designed for applications requiring resistance to environmental stresses such as chemical attack, gamma radiation, ultraviolet radiation and extreme temperatures. Ideal for use in nuclear power facilities and chemic | C | 100 | 100 | 100 | 168.77
07498311514 | TM3S10-C86 | TieMnt,.87inW,#10,MetDetNyl,LTBU,PK100 | Panduit TM3S10-C86 Cable Tie Mounts are designed to help the food, beverage and pharmaceutical industries meet product manufacturing safety standards.In addition to their metal detectability, their cradle design allows cable bundles to remain securely in | C | 100 | 500 | 100 | 77.59
07498358281 | TM3S10-M | TieMnt,.62inW,#10Screw,Nyl,Nat,PK1000 | Panduit TM3S10-M screw applied cable tie mounts offer a through hole in the mount in which a screw or rivet can be secured, this offers maximum stability for cable bundles. Install with a #10 (M5) screw. Suitable for miniature, intermediate, standard and | M | 1000 | 1000 | 1000 | 404.84
07498358282 | TM3S10-M0 | TieMnt,.62inW,#10Screw,WRNyl,BL,PK1000 | Panduit TM3S10-M0 Screw Applied Cable Tie Mounts offer a through hole in the mount in which a screw or rivet can be secured, this offers maximum stability for cable bundles. Install with a #10 (M5) screw. For outdoor use and are suitable for miniature, in | M | 1000 | 1000 | 1000 | 491.4
07498358283 | TM3S10-M30 | TieMnt,.62inW,#10Screw,HSNyl,BL,PK1000 | The cable tie mount in black is applied with a #10 (M5) screw and is 0.61" (15.5 mm) wide. It is made of heat-stabilized nylon 6.6, which increases mechanical strength, heat and wear resistance, and stiffness in indoor environments. It comes in packages o | M | 1000 | 1000 | 1000 | 506.14
07498351835 | TM3S10-M69 | TieMnt,.62inW,#10Screw,FRNyl,IV,PK1000 | Panduit TM3S10-M69 Screw Applied Cable Tie Mounts offer a through hole in the mount in which a screw or rivet can be secured, this offers maximum stability for cable bundles. Install with a #10 (M5) screw. For indoor use and are suitable for miniature, in | M | 1000 | 1000 | 1000 | 809.88
07498358300 | TM3S25-C | Cable Tie Mount, .62" W, 1/4 Screw,PK100 | Panduit TM3S25-C Screw Applied Cable Tie Mounts offer a through hole in the mount in which a screw or rivet can be secured, this offers maximum stability for cable bundles. Install with a #1/4 (M6) screw. For indoor use and are suitable for miniature, int | C | 100 | 500 | 100 | 64.43
07498357988 | TM3S25-C0 | CblTieMnt,.62"W,1/4SCR,WRNyl,PK100 | Panduit TM3S25-C0 Screw Applied Cable Tie Mounts offer a through hole in the mount in which a screw or rivet can be secured, this offers maximum stability for cable bundles. Install with a #1/4 (M6) screw. For outdoor use and are suitable for miniature, i | C | 100 | 500 | 100 | 78.31
07498358301 | TM3S25-M | TieMnt,.62inW,1/4Screw,Nyl,Nat,PK1000 | Panduit TM3S25-M Screw Applied Cable Tie Mounts offer a through hole in the mount in which a screw or rivet can be secured, this offers maximum stability for cable bundles. Install with a #1/4 (M6) screw. For indoor use and are suitable for miniature, int | M | 1000 | 1000 | 1000 | 382.3
07498358302 | TM3S25-M0 | TieMnt,.62inW,1/4Screw,WRNyl,BL,PK1000 | Panduit TM3S25-M0 Screw Applied Cable Tie Mounts offer a through hole in the mount in which a screw or rivet can be secured, this offers maximum stability for cable bundles. Install with a #1/4 (M6) screw. For outdoor use and are suitable for miniature, i | M | 1000 | 1000 | 1000 | 482.05
07498358303 | TM3S25-M30 | TieMnt,.62W,1/4Screw,HSNyl,BL,PK1000 | Panduit TM3S25-M0 Screw Applied Cable Tie Mounts offer a through hole in the mount in which a screw or rivet can be secured, this offers maximum stability for cable bundles. Install with a #1/4 (M6) screw. They are 0.61" (15.5 mm) wide and are suitable fo | M | 1000 | 1000 | 1000 | 482.05
07498301450 | TM3S2510-C39 | TieMnt,.62W,1/4Screw,HSNyl,Nat,PK1000 | The cable tie mount in natural color is applied with a #10 (M5) screw and is .61" (15.5mm) wide. It is made of heat-stabilized nylon 6.6, which increases mechanical strength, heat and wear resistance, and stiffness in indoor environments. It comes in pack | C | 100 | 500 | 100 | 60.57
07498301451 | TM3S2510-M39 | TieMnt,.62W,#10Screw,HSNyl,Nat,PK1000 | Panduit TM3S2510-M39 Screw Applied Cable Tie Mounts offer a through hole in the mount in which a screw or rivet can be secured, this offers maximum stability for cable bundles. Install with a #1/4 (M6) screw. They are 0.61" (15.5 mm) wide and suitable for | M | 1000 | 1000 | 1000 | 328.24
07498358260 | TM3S8-C | TieMnt,.62W,#8Screw,Nyl,Nat,PK100 | Panduit TM3S8-C Screw Applied Cable Tie Mounts offer a through hole in the mount in which a screw or rivet can be secured, this offers maximum stability for cable bundles. Install with a #8 (M4) screw. For indoor use and are suitable for miniature, interm | C | 100 | 500 | 100 | 61.12
07498348169 | TM3S8-C0 | TieMnt,.62W,#8Screw,WRNyl,BL,PK100 | Panduit TM3S8-C0 Screw Applied Cable Tie Mounts offer a through hole in the mount in which a screw or rivet can be secured, this offers maximum stability for cable bundles. Install with a #8 (M4) screw. For outdoor use and are suitable for miniature, inte | C | 100 | 500 | 100 | 78.31
07498358244 | TM3S8-C100 | TieMnt,.62W,#8Screw,WRPoly,BL,PK100 | The cable tie mount in black is applied with a #8 (M4) screw and is 0.61" (15.5 mm) wide. It is made of weather-resistant polypropylene for outdoor environments. It comes in packages of 100. | C | 100 | 500 | 100 | 87.47
07498311510 | TM3S8-C186 | TieMnt,.87inW,#8,MetDetPoly,DBU,PK100 | Panduit TM3S8-C186 Metal Detectable screw applied cable mounts allow identification by metal detection equipment to help meet food, beverage, and pharmaceutical safety standards. The mounts provide maximum stability and keep cables bundle close to mountin | C | 100 | 500 | 100 | 96.89
07498358265 | TM3S8-C69 | TieMnt,.62inW,#8Screw,FR,Nyl,Nat,PK100 | Panduit TM3S8-C69 Screw Applied Cable Tie Mounts offer a through hole in the mount in which a screw or rivet can be secured, this offers maximum stability for cable bundles. Install with a #8 (M4) screw. For indoor use and are suitable for miniature, inte | C | 100 | 500 | 100 | 119.14
07498358262 | TM3S8-C76 | TieMnt,.62inW,#8Screw,Tefzel,AQ,PK100 | Panduit TM3S8-C76 Cable Tie Mounts are designed for applications requiring resistance to environmental stresses such as chemical attack, gamma radiation, ultraviolet radiation and extreme temperatures. Ideal for use in nuclear power facilities and chemica | C | 100 | 100 | 100 | 168.77
07498311513 | TM3S8-C86 | TieMnt,.87inW,#8,MetDetNyl,LTBU,PK100 | Panduit TM3S8-C86 Cable Tie Mounts are designed to help the food, beverage and pharmaceutical industries meet product manufacturing safety standards. In addition to their metal detectability, their cradle design allows cable bundles to remain securely in | C | 100 | 500 | 100 | 74.53
07498358261 | TM3S8-M | TieMnt,.62inW,#8Screw,Nyl,Nat,PK1000 | Panduit TM3S8-M Screw Applied Cable Tie Mounts offer a through hole in the mount in which a screw or rivet can be secured, this offers maximum stability for cable bundles. Install with a #8 (M4) screw. For indoor use and are suitable for miniature, interm | M | 1000 | 1000 | 1000 | 382.3
07498358263 | TM3S8-M0 | TieMnt,.62inW,#8Screw,WRNyl,BL,PK1000 | Panduit TM3S8-M0 Screw Applied Cable Tie Mounts offer a through hole in the mount in which a screw or rivet can be secured, this offers maximum stability for cable bundles. Install with a #8 (M4) screw. For outdoor use and are suitable for miniature, inte | M | 1000 | 1000 | 1000 | 482.05
07498358245 | TM3S8-M100 | TieMnt,.62inW,#8Screw,WRPoly,BL,PK1000 | Panduit TM3S8-M100 Screw Applied Cable Tie Mounts offer a through hole in the mount in which a screw or rivet can be secured, this offers maximum stability for cable bundles. Install with a #8 (M4) screw. They are 0.61" (15.5 mm) wide and are suitable for | M | 1000 | 1000 | 1000 | 596.57
07498358264 | TM3S8-M30 | TieMnt,.62inW,#8Screw,HSNyl,BL,PK1000 | The cable tie mount in black is applied with a #8 (M4) screw and is 0.61" (15.5 mm) wide. It is made of heat-stabilized nylon 6.6, which increases mechanical strength, heat and wear resistance, and stiffness in indoor environments. It comes in packages of | M | 1000 | 1000 | 1000 | 506.14
07498324805 | TM3S8-M69 | TieMnt,.62inW,#8Screw,FR,Nyl,Nat,PK1000 | Panduit TM3S8-M69 Screw Applied Cable Tie Mounts offer a through hole in the mount in which a screw or rivet can be secured, this offers maximum stability for cable bundles. Install with a #8 (M4) screw. For indoor use and are suitable for miniature, inte | M | 1000 | 1000 | 1000 | 771.34
07498358071 | TMEH-S10-C0 | CableTieMnt,EH,#10Screw,WRNyl,PK100 | Panduit TMEH-S10-C0 screw applied extra heavy cable tie mounts are designed for use with Panduit extra-heavy cross section cable ties for mounting cable, large wire bundles, or tubular shapes. Their unique cradle design provides maximum stability for cabl | M | 1000 | 500 | 100 | 1158.73
07498354063 | TMEH-S10-C100 | CableTieMnt,EH,#10Screw,WRNylPoly,PK100 | Panduit TMEH-S10-C100 screw applied extra heavy cable tie mounts are designed for use with Panduit extra-heavy cross section cable ties for mounting cable, large wire bundles, or tubular shapes. Their unique cradle design provides maximum stability for ca | C | 100 | 500 | 100 | 134.32
07498354064 | TMEH-S10-C109 | CableTieMnt,EH,#10Screw,Poly,PK100 | The extra heavy cable tie mount in green is applied with a #10 (M5) screw. It is made of polypropylene for indoor environments. It comes in packages of 100. | C | 100 | 500 | 100 | 116.77
07498358070 | TMEH-S10-Q0 | CableTieMnt,EH,#10Screw,WRNyl,PK25 | Panduit TMEH-S10-Q0 screw applied extra heavy cable tie mounts are designed for use with Panduit extra-heavy cross section cable ties for mounting cable, large wire bundles, or tubular shapes. Their unique cradle design provides maximum stability for cabl | C | 100 | 250 | 25 | 180.24
07498311398 | TMEH-S10-X0 | CableTieMnt,EH,#10Screw,WRNylon,BL,PK10 | The extra heavy cable tie mount in black is applied with a #10 (M5) screw. It is made of weather-resistant nylon 6.6, which increases mechanical strength, heat and wear resistance, and stiffness in outdoor environments. It comes in packages of 10. | C | 100 | 50 | 10 | 227.22
07498358076 | TMEH-S25-C0 | CableTieMnt,EH,1/4Screw,WRNyl,PK100 | Panduit TMEH-S25-C0 screw applied extra heavy cable tie mounts are designed for use with Panduit extra-heavy cross section cable ties for mounting cable, large wire bundles, or tubular shapes. Their unique cradle design provides maximum stability for cabl | M | 1000 | 500 | 100 | 1158.73
07498358075 | TMEH-S25-Q0 | CableTieMnt,EH,1/4Screw,WRNyl,PK25 | Panduit TMEH-S25-Q0 screw applied extra heavy cable tie mounts are designed for use with Panduit extra-heavy cross section cable ties for mounting cable, large wire bundles, or tubular shapes. Their unique cradle design provides maximum stability for cabl | C | 100 | 250 | 25 | 191.13
07498311399 | TMEH-S25-X0 | CableTieMnt,EH,1/4Screw,WRNylon,BL,PK10 | Panduit TMEH-S25-X0 screw applied extra heavy cable tie mounts are designed for use with Panduit extra-heavy cross section cable ties for mounting cable, large wire bundles, or tubular shapes. Their unique cradle design provides maximum stability for cabl | C | 100 | 50 | 10 | 227.22
07498358066 | TMEH-S8-C0 | CableTieMnt,EH,#8Screw,WRNyl,PK100 | Panduit TMEH-S8-C0 screw applied extra heavy cable tie mounts are designed for use with Panduit extra-heavy cross section cable ties for mounting cable, large wire bundles, or tubular shapes. Their unique cradle design provides maximum stability for cable | M | 1000 | 500 | 100 | 1202.42
07498358065 | TMEH-S8-Q0 | CableTieMnt,EH,#8Screw,WRNyl,PK25 | Panduit TMEH-S8-Q0 screw applied extra heavy cable tie mounts are designed for use with Panduit extra-heavy cross section cable ties for mounting cable, large wire bundles, or tubular shapes. Their unique cradle design provides maximum stability for cable | C | 100 | 250 | 25 | 189.33
07498311387 | TMEH-S8-X0 | CableTieMnt,EH,#8Screw,WRNylon,BL,PK10 | The extra heavy cable tie mount in black is applied with a #8 (M4) screw. It is made of weather-resistant nylon 6.6, which increases mechanical strength, heat and wear resistance, and stiffness in outdoor environments. It comes in packages of 10. | C | 100 | 50 | 10 | 238.58
07498345427 | TMEH-X2-L0Y | SwvlTieMnt,WRBLNyl6.6,PK50 | Panduit TMEH-X2-L0Y Swivel Mounts fasten two mounts securely together with a connecting rivet that allows both mounts to rotate freely. Great for heavy duty applications as they protect against abrasion and harsh outdoor elements. Mounts are 1.64” x 1.23” | C | 100 | 100 | 50 | 323.95
61305626156 | TMEH2S5-3E-C350 | HvyDtyCblTieMntw/12"WStrapCblAssy,PK100 | Heavy Duty cable tie mount with 12" wide strap cable assembly, hole size 0.187", screw applied, Heat Stabilized, Impact Modified, Weather Resistant Nylon 6.6. | M | 1000 | 500 | 100 | 2346.3
61305625868 | TMEH2S5-D350 | HvyDtyMntHoleSZ0.187",SCRN/A,PK500 | Heavy duty mount hole size 0.187", screw applied, Heat Stabilized, Impact Modified, Weather Resistant Nylon 6.6. | M | 1000 | 500 | 500 | 575.9
61305626157 | TMEH2S6-3E-C350 | HvyDtyCblTieMntw/12"WStrapCblAssy,PK100 | Heavy Duty cable tie mount with 12" wide strap cable assembly, hole size 0.25", screw applied, Heat Stabilized, Impact Modified, Weather Resistant Nylon 6.6. | M | 1000 | 100 | 100 | 2458.02
61305625869 | TMEH2S6-D350 | HvyDtyMntHoleSZ0.25",SCRN/A,PK500 | Heavy duty mount hole size 0.25", screw applied, Heat Stabilized, Impact Modified, Weather Resistant Nylon 6.6. | M | 1000 | 500 | 500 | 575.9
61305626158 | TMEH2S8-3E-C350 | HvyDtyCblTieMntw/12"WStrapCblAssy,PK100 | Heavy Duty cable tie mount with 12" wide strap cable assembly, hole size 0.31", screw applied, Heat Stabilized, Impact Modified, Weather Resistant Nylon 6.6. | M | 1000 | 500 | 100 | 2346.3
61305625870 | TMEH2S8-D350 | HvyDtyMntHoleSZ0.31",SCRN/A,PK500 | Heavy duty mount hole size 0.31", screw applied, Heat Stabilized, Impact Modified, Weather Resistant Nylon 6.6. | M | 1000 | 500 | 500 | 575.9
07498345318 | TMEHP10-C0 | MntW/PshMntAnchor,PK100 | Winged Push Barb Cable Tie Mount, black, standard package. | C | 100 | 500 | 100 | 70.71
61305676351 | TMSTEH-TOOL-V | Tool used to install TMSTEHS Series Twis | Panduit TMSTEH-TOOL-V Extra-Heavy Duty Twist-On Stud Mount Tools are to be used to apply Panduit twist-on stud mounts with a user supplied drill. For outdoor or indoor use. Made of Heat Stabilized Weather Resistant Nylon 6.6, are black in color and come i | PC | 1 | 10 | 5 | 16.32
61305675946 | TMSTEHS8-D350 | Twist-On Stud Mount, .3125" (8mm) Stud D | Twist-On Stud Mount, .3125" (8mm) Stud Dia., Impact Modified, Heat Stabilized, Weather Resistant Nylon, BL | PC | 1 | 500 | 500 | 1.42
07498377604 | TMSTHS10-D0 | CbleTieMnt,.38inStud,WRNyl,BL,PK500 | The cable tie mount in black is installed onto a 0.38" (9.7mm) stud. It is made of impact-modified weather-resistant nylon 6.6, which increases mechanical strength, heat and wear resistance, and stiffness in outdoor environments. It comes in packages of 5 | M | 1000 | 500 | 500 | 1360.11
07498331825 | TMSTHS11-D0 | CblTieMnt,.44inStud,WRNyl,BL,PK500 | The cable tie mount in black is installed onto a 0.44" (11mm) stud. It is made of impact-modified weather-resistant nylon 6.6, which increases mechanical strength, heat and wear resistance, and stiffness in outdoor environments. It comes in packages of 50 | M | 1000 | 500 | 500 | 1802.51
07498307902 | TMSTHS12-D0 | CblTieMnt,.47inStud,WRNyl,BL,PK500 | The cable tie mount in black is installed onto a 0.47" (12mm) stud. It is made of impact-modified weather-resistant nylon 6.6, which increases mechanical strength, heat and wear resistance, and stiffness in outdoor environments. It comes in packages of 50 | M | 1000 | 500 | 500 | 1305.36
07498361481 | TMSTHS13-D0 | CbleTieMnt,.5inStud,WRNyl,BL,PK500 | The cable tie mount in black is installed onto a 0.50" (12.7mm) stud. It is made of impact-modified weather-resistant nylon 6.6, which increases mechanical strength, heat and wear resistance, and stiffness in outdoor environments. It comes in packages of | M | 1000 | 500 | 500 | 1360.11
07498361483 | TMSTHS16-D0 | CbleTieMnt,.63inStud,WRNyl,BL,PK500 | Panduit TMSTHS16-D0 Stud Tie Mounts are designed for use with cable ties to route and secure cable bundles, air, water and hydraulic lines. They are made of Impact Modified Heat Stabilized Weather Resistant Nylon 6.6 and are ideal for heavy duty applicati | M | 1000 | 500 | 500 | 1360.11
07498364251 | TMSTHS19-C0 | CbleTieMnt,.75inStud,WRNyl,BL,PK100 | The cable tie mount in black is installed onto a 0.75" (19.1mm) stud. It is made of impact-modified weather-resistant nylon 6.6, which increases mechanical strength, heat and wear resistance, and stiffness in outdoor environments. It comes in packages of | C | 100 | 100 | 100 | 214.21
07498363043 | TMSTHS19-D0 | CbleTieMnt,.75inStud,WRNyl,BL,PK500 | The cable tie mount in black is installed onto a 0.75" (19.1mm) stud. It is made of impact-modified weather-resistant nylon 6.6, which increases mechanical strength, heat and wear resistance, and stiffness in outdoor environments. It comes in packages of | M | 1000 | 500 | 500 | 1428.12
07498348224 | TMSTLHS6-C0 | CbleTieMnt,.25inStud,WRNyl,BL,PK100 | The cable tie mount in black is installed onto a .25" (6.4mm) stud. It is made of weather-resistant nylon 6.6, which increases mechanical strength, heat and wear resistance, and stiffness in outdoor environments. It comes in packages of 100. | C | 100 | 1000 | 100 | 39.93
07498348225 | TMSTLHS6-M0 | CbleTieMnt,.25inStud,WRNyl,BL,PK1000 | The cable tie mount in black is installed onto a 0.25" (6.4mm) stud. It is made of weather-resistant nylon 6.6, which increases mechanical strength, heat and wear resistance, and stiffness in outdoor environments. It comes in packages of 1000. | M | 1000 | 1000 | 1000 | 308.9
07498352887 | TMSTLHS8-C0 | CbleTieMnt,.31inStud,WRNyl,BL,PK100 | The cable tie mount in black is installed onto a 0.31" (7.9mm) stud. It is made of weather-resistant nylon 6.6, which increases mechanical strength, heat and wear resistance, and stiffness in outdoor environments. It comes in packages of 100. | C | 100 | 1000 | 100 | 39.93
07498352886 | TMSTLHS8-M0 | CbleTieMnt,.31inStud,WRNyl,BL,PK1000 | The cable tie mount in black is installed onto a 0.31" (7.9mm) stud. It is made of weather-resistant nylon 6.6, which increases mechanical strength, heat and wear resistance, and stiffness in outdoor environments. It comes in packages of 1000. | M | 1000 | 1000 | 1000 | 324.33
07498359782 | TNC100X50LG2 | NZFR MTC, mPPO,100mmx50mmx2M,LG,2MTR | Type TNC slotted wall wiring duct, 99.6mm W x 47.8mm H, 6.6' length, polyphenylene ether + high impact polystyrene (PPE + HIPS), light gray, base and cover packaged together. | MR | 1 | 10 | 10 | 95.34
07498359783 | TNC100X75LG2 | NZFR MTC, mPPO,100mmx75mmx2M,LG,2MTR | Type TNC slotted wall wiring duct, 99.6mm W x 72.4mm H, 6.6' length, polyphenylene ether + high impact polystyrene (PPE + HIPS), light gray, base and cover packaged together. | MR | 1 | 10 | 10 | 111.41
07498359055 | TNC25X37LG2 | NZFR MTC, mPPO,25mmx37mmx2M,LG,2MTR | Type TNC slotted wall wiring duct, 24.6mm W x 35.8mm H, 6.6' length, polyphenylene ether + high impact polystyrene (PPE + HIPS), light gray, base and cover packaged together. | MR | 1 | 20 | 20 | 34.72
07498359603 | TNC25X75LG2 | NZFR MTC, mPPO,25mmx75mmx2M,LG,2MTR | Type TNC slotted wall wiring duct, 24.6mm W x 72.4mm H, 6.6' length, polyphenylene ether + high impact polystyrene (PPE + HIPS), light gray, base and cover packaged together. | MR | 1 | 20 | 20 | 64.03
07498359604 | TNC37X37LG2 | NZFR MTC, mPPO,37mmx37mmx2M,LG,2MTR | Type TNC slotted wall wiring duct, 37.1mm W x 35.8mm H, 6.6' length, polyphenylene ether + high impact polystyrene (PPE + HIPS), light gray, base and cover packaged together. | MR | 1 | 20 | 20 | 49.03
07498359763 | TNC37X75LG2 | NZFR MTC, mPPO,37mmx75mmx2M,LG,2MTR | Type TNC slotted wall wiring duct, 37.1mm W x 72.4mm H, 6.6' length, polyphenylene ether + high impact polystyrene (PPE + HIPS), light gray, base and cover packaged together. | MR | 1 | 20 | 20 | 68.04
07498360686 | TNC50X50LG2 | NZFR MTC, mPPO,50mmx50mmx2M,LG,2MTR | Type TNC slotted wall wiring duct, 49.6mm W x 47.8mm H, 6.6' length, polyphenylene ether + high impact polystyrene (PPE + HIPS), light gray, base and cover packaged together. | MR | 1 | 20 | 20 | 58.42
07498359776 | TNC75X75LG2 | NZFR MTC, mPPO,75mmx75mmx2M,LG,2MTR | Type TNC slotted wall wiring duct, 74.6mm W x 72.4mm H, 6.6' length, polyphenylene ether + high impact polystyrene (PPE + HIPS), light gray, base and cover packaged together. | MR | 1 | 10 | 10 | 91.27
07498325000 | TNR | Nylon Rivet Installation Tool | Installation Tool for NR1 Rivets | PC | 1 | 1 | 1 | 230.66
07498358320 | TP2-C | CbleTiePlt,#10Screw,M-Sties,PK100 | Panduit’s TP2-C Cable Tie Plates have slotted mounting holes to accommodate various fastener spacing. With their low profile design, bundles stay close to mounting surface making them ideal for areas where overhead space is limited. These mounts can be us | C | 100 | 1000 | 100 | 43.19
07498358321 | TP2-M | CbleTiePlt,#10Screw,M-Sties,PK1000 | The cable tie plate in natural color is applied with #10 (M5) screws. It is made of nylon 6.6, which increases mechanical strength, heat and wear resistance, and stiffness in indoor environments. It is used with miniature, intermediate, and standard cable | M | 1000 | 1000 | 1000 | 317.47
07498358340 | TP4H-C | CbleTiePlt,1/4Screw,M-Hties,PK100 | The cable tie plate in natural color is applied with 1/4" (M6) screws. It is made of nylon 6.6, which increases mechanical strength, heat and wear resistance, and stiffness in indoor environments. It is used with miniature, intermediate, standard, heavy-s | C | 100 | 500 | 100 | 163.29
07498358341 | TP4H-D | CbleTiePlt,1/4Screw,M-Hties,PK500 | Panduit TP4H-D Cable Tie Plates have a low profile design to keep bundles close to the mounting surface and their slotted mounting holes accommodate various fastener spacing. They require a 1/4” (M6) screw for application and are suitable for use with min | M | 1000 | 500 | 500 | 917.75
07498300845 | TRBSK | Threaded Rail Fastener Stud Kit#12-24,EA | The TRBSK Bonding Stud Kit incorporates piercing serrations to create a bond point between the rack or cabinet and painted patch panels, mounted equipment, servers, busbars, and jumpers. The thread-forming provides a bond to the rack or cabinet by removin | KT | 1 | 1 | 1 | 163.21
07498385463 | TTC82C-10 | ThermTrans, Comp Label, Adhesive Vinyl C | Thermal Transfer Label, 0.75" x 0.25" , Vinyl Cloth, White | M | 1000 | 20000 | 10000 | 34.54
07498385459 | TTC86C-10 | ThermTrans, Comp Label, Adhesive Vinyl C | Thermal Transfer Label, 0.79" x 0.31", Vinyl Cloth, White | M | 1000 | 20000 | 10000 | 44.59
07498385460 | TTC87C-2.5 | ThermTrans, Comp Label, Adhesive Vinyl C | Thermal Transfer Label, 0.80" x 1.44", Vinyl Cloth, White | M | 1000 | 5000 | 2500 | 114.08
07498385461 | TTC88C-10 | ThermTrans, Comp Label, Adhesive Vinyl C | Thermal Transfer Label, 1.00" x 0.75", Vinyl Cloth, White | M | 1000 | 10000 | 10000 | 89.81
07498390263 | TTC90C-10 | ThermTrans, Comp Label, Adhesive Vinyl C | Thermal Transfer Label, 1.50" x 0.25", Vinyl Cloth, White | M | 1000 | 20000 | 10000 | 65.26
07498383206 | TTLK3 | Tool Tension Kit,GS2B-GS4H-PPTS,Tool,EA | Tool tension locking kit for GS2B, GS2BL, GS4H, GS4EH, GS4H121W, GS4MT, PPTS, PPTEH and PPTMT installation tools. | PC | 1 | 5 | 1 | 5.63
07498364316 | TTSL-1 | TT,Self-LamLbl,Vyl,.50"Wx1.50"H,PK5000 | Thermal transfer self-laminating label, 0.50" W x 1.50" H, vinyl, clear/white, 3" core. | M | 1000 | 10000 | 5000 | 61.24
07498363023 | TTSL-2 | ThermTrans, Self-Lam Label, Vinyl, 1.00" | Thermal transfer self-laminating label, 1.00" W x 1.50" H, vinyl, clear/white, 3" core. | M | 1000 | 5000 | 2500 | 135.04
07498379377 | TTSL1VC3-5 | ThermTrans, Self-Lam Label, Vinyl, .50" | Thermal transfer self-laminating label, 0.50" W x 1.437" H, vinyl, clear/white, 3" core. | M | 1000 | 10000 | 5000 | 63.93
07498380398 | TTSL247VC3-5 | ThermTrans, Self-Lam Label, Vinyl, .80" | Thermal transfer self-laminating label, 0.80" W x 0.9375" H, vinyl, clear/white, 3" core. | M | 1000 | 10000 | 5000 | 61.37
07498371930 | TTSL2VC3-10 | ThermTrans, Self-Lam Label, Vinyl, 1.00" | Thermal transfer self-laminating label, 1.00" W x 1.50" H, vinyl, clear/white, 3" core. | M | 1000 | 10000 | 10000 | 92.74
07498377746 | TTSL2VC3-5 | ThermTrans, Self-Lam Label, Vinyl, 1.00" | Thermal transfer self-laminating label, 1.00" W x 1.50" H, vinyl, clear/white, 3" core. | M | 1000 | 10000 | 5000 | 100.4
07498369794 | TTSL2VC3-5-Y | ThermTrans, Self-Lam Label, Vinyl, 1.00" | Thermal transfer self-laminating label, 1.00" W x 1.50" H, vinyl, clear/white, 3" core. | M | 1000 | 10000 | 5000 | 100.4
07498371932 | TTSL4VC3-5 | ThermTrans, Self-Lam Label, Vinyl, 1.00" | Thermal transfer self-laminating label, 1.00" W x 2.44" H, vinyl, clear/white, 3" core. | M | 1000 | 5000 | 5000 | 204.84
07498369800 | TTSL4VC3-5-Y | ThermTrans, Self-Lam Label, Vinyl, 1.00" | Thermal transfer self-laminating label, 1.00" W x 2.44" H, vinyl, clear/white, 3" core. | M | 1000 | 5000 | 5000 | 204.84
07498371933 | TTSL6VC3-2.5 | ThermTrans, Self-Lam Label, Vinyl, 1.00" | Thermal transfer self-laminating label, 1.00" W x 3.94" H, vinyl, clear/white, 3" core. | M | 1000 | 2500 | 2500 | 272.43
07498369797 | TTSL6VC3-2.5-Y | ThermTrans, Self-Lam Label, Vinyl, 1.00" | Thermal transfer self-laminating label, 1.00" W x 3.94" H, vinyl, clear/white, 3" core. | M | 1000 | 2500 | 2500 | 272.43
07498377895 | TTSL8VC3-5 | ThermTrans, Self-Lam Label, Vinyl, .50" | Thermal transfer self-laminating label, 0.50" W x 0.75" H, vinyl, clear/white, 3" core. | M | 1000 | 20000 | 5000 | 48.35
07498378891 | TTSL9VC3-5 | ThermTrans, Self-Lam Label, Vinyl, 1.00" | Thermal transfer self-laminating label, 1.00" W x 0.75" H, vinyl, clear/white, 3" core. | M | 1000 | 10000 | 5000 | 55.83
07498345283 | TV105-.38D20Y | PVC Non-Shrink,.38"x500',600V,BLK,1rl | Non-Shrink PVC tubing, .38" (10.13mm) inside diameter, 600 voltage rating, black. | RL | 1 | 2 | 1 | 198.33
07498345290 | TV105-.50D20Y | PVC Non-Shrink,.50"x500',600V,BLK,1rl | Non-Shrink PVC tubing, .50" (12.7mm) inside diameter, 600 voltage rating, black. | RL | 1 | 2 | 1 | 252.6
07498345320 | TV105-.75TL20Y | PVC Non-Shrink,.75"x500',600V,BLK,1rl | The TV105-.75TL20Y PVC Non-Shrink Tubing provides insulation and protection for lead wires, wire harness assemblies, soldered joints and components in electrical and electronic equipment. All-purpose flexible, and non-shrinkable. Resistant to heat and moi | RL | 1 | 2 | 1 | 313.04
07498345426 | TV105-1.0C20Y | PVC Non-Shrink, 1"x100',600V,BLK,1rl | The TV105-1.0C20Y PVC Non-Shrink Tubing provides insulation and protection for lead wires, wire harness assemblies, soldered joints and components in electrical and electronic equipment. All-purpose flexible, and non-shrinkable. Resistant to heat and mois | RL | 1 | 2 | 1 | 205.74
07498345239 | TV105-12M20Y | PVC Non-Shrink, 12 WGx1000',300V,BLK,1rl | Non-Shrink PVC tubing, 12 AWG, .08" (2.26mm) inside diameter, 300 voltage rating, black. | RL | 1 | 2 | 1 | 109.52
07498345238 | TV105-12MY | PVC Non-Shrink, 12AWGx1000',300V,CLR,1rl | Non-Shrink PVC tubing, 12 AWG, .08" (2.26mm) inside diameter, 300 voltage rating, clear. | RL | 1 | 2 | 1 | 109.52
07498345256 | TV105-1M20Y | PVC Non-Shrink, 1 AWGx1000',300V,BLK,1rl | Non-Shrink PVC tubing, 1 AWG, .34" (8.81mm) inside diameter, 300 voltage rating, black. | RL | 1 | 2 | 1 | 241.7
07498345243 | TV105-3M20Y | PVC Non-Shrink, 3 AWGx1000',300V,BLK,1rl | The TV105-3M20Y PVC Non-Shrink Tubing provides insulation and protection for lead wires, wire harness assemblies, soldered joints and components in electrical and electronic equipment. All-purpose flexible, and non-shrinkable. Resistant to heat and moistu | RL | 1 | 2 | 1 | 193.62
07498345241 | TV105-6M20Y | PVC Non-Shrink, 6 AWGx1000',300V,BLK,1rl | The TV105-6M20Y PVC Non-Shrink Tubing provides insulation and protection for lead wires, wire harness assemblies, soldered joints and components in electrical and electronic equipment. All-purpose flexible, and non-shrinkable. Resistant to heat and moistu | RL | 1 | 2 | 1 | 160.45
07498345240 | TV105-6MY | PVC Non-Shrink, 6 AWGx1000',300V,CLR,1rl | Non-Shrink PVC tubing, 6 AWG, .17" (4.52mm) inside diameter, 300 voltage rating, clear. | RL | 1 | 2 | 1 | 168.47
07498323373 | TWR-C | TnsionWireRtanr,.38"Bdle,Nat,PK100 | Wire retainer, .38" (9.5mm) bundle, nylon 6.6, natural, standard package. | C | 100 | 500 | 100 | 27.89
07498335486 | TWR-C0 | TnsionWireRtanr,.38"Bdle,WRBL,PK100 | Wire retainer, .38" (9.5mm) bundle, weather resistant nylon 6.6, black, standard package. | C | 100 | 500 | 100 | 30.96
07498323374 | TWR-M | TnsionClpWireRetainer,PK1000 | Wire retainer, .38" (9.5mm) bundle, nylon 6.6, natural,bulk package. | M | 1000 | 5000 | 1000 | 181.8
61305617466 | UA12ID | DIELESS CRIMPER ,EA | Dieless Crimp Adapter | PC | 1 | 1 | 1 | 242.63
61305617467 | UA12TKL | CrmpDieAdptrForCD-920andCD-930Dies,EA | Adapter for CD-920 and CD-930 dies | PC | 1 | 1 | 1 | 864.76
61305617468 | UA22 | CRIMP DIE ADAPTER ,Size22,EA | Size 22 Die Adapter | PC | 1 | 1 | 1 | 386.07
61305620040 | UAM | CUTTER BLADE ADAPTER ,EA | Cutter Blade Adapter | PC | 1 | 1 | 1 | 370.02
61305617469 | UAW | CRIMP DIE ADAPTER ,Wdie,EA | "W" die adaptor for CD-2001 Type Dies used in CT-3001/CCP Tools. (Normally included with CT-3001/CCP series tool) | PC | 1 | 1 | 1 | 512.67
61305677743 | UC100 | Uni-Crimp 100 Press and Air Kit |  | PC | 1 | 1 | 1 | 6995.83
07498397077 | UC200 | Semi-Auto,ElectricBenchPress,4000/hr | The UniCrimp 200 benchtop crimping machine is designed for crimping open or closed barrel terminals with up to 3.4 tons (33 kN) of crimp force. The machine easily handles wire sizes up to 6 mm² (10 AWG) and accepts most standard mini-style applicators (me | PC | 1 | 1 | 1 | 10677.85
61305617460 | UC26 | CABLE CUTTER BLADE(CRIMP TOOLS),1",EA | Cutter Blade for 1" Aluminum and Copper Wire | PC | 1 | 1 | 1 | 277.95
61305617461 | UC40 | CABLE CUTTER BLADE(CRIMP TOOLS),1.5",EA | Cutter Blade for 1-1/2" Aluminum and Copper Wire | PC | 1 | 1 | 1 | 277.95
61305617462 | UCACSR | Cutter Blade for ACSR and Guy wire ,EA | Cutter Blade for ACSR and Guy wire | PC | 1 | 1 | 1 | 395.32
61305675590 | UCCAD-C130 | Universal Cable Clip Angled type Cable D | Panduit UCCAD-C130 Universal Cable Clip, Angled Cable Down is an adjustable edge clip designed for various rack sizes. They have a teeth lock feature to prevent movement and can handle multiple gauges. Great for managing PV cables on a solar panel and can | PC | 1 | 1000 | 100 | .65
61305675591 | UCCCDL-X130 | Universal Cable Clip Cable Down latch | Panduit UCCCDL-X130 Universal Cable Clip Latch, are designed to work with cable down style cable clips. Together they work great for managing PV cables on a solar panel and can accommodate up to 2 PV cables. Made of Weather Resistant Acetal, are black in | PC | 1 | 100 | 10 | .28
61305675593 | UCCCUL-X130 | Universal Cable Clip Cable Up latch | Panduit UCCCUL-X130 Universal Cable Clip Latch, are designed to work with cable up style cable clips. Together they work great for managing PV cables on a solar panel and can accommodate up to 2 PV cables. Made of Weather Resistant Acetal, are black in co | PC | 1 | 100 | 10 | .28
61305675589 | UCCPD-C130 | Universal Cable Clip Parallel Type Cable | Panduit UCCPD-C130 Universal Cable Clips for Parallel Type Cable Down, are adjustable edge clips designed for various rack sizes. Their teeth lock feature prevents movement and can handle multiple gauges. Great for managing PV cable on solar panels. Maxim | PC | 1 | 1000 | 100 | .65
61305675588 | UCCPU-C130 | Universal Cable Clip Parallel Type Cable | Panduit UCCPU-C130 Universal Cable Clips for Parallel Type Cable Up, are adjustable edge clips designed for various rack sizes. Their teeth lock feature prevents movement and can handle multiple gauges. Great for managing PV cable on solar panels. Maximum | PC | 1 | 1000 | 100 | .65
61305656694 | UCFG1-V316 | ENDURO MARINE OR STANDARD TYPE CABLE TRA | The UCFG1-V316 Stainless Steel Mounting Bracket is designed for use with composite fiberglass cable trays and 316L stainless steel as well as Panduit’s unique MLT series Locking Strap Cable Cleats and MS75 series Buckle Strap Cable Cleats. | C | 100 | 25 | 5 | 708.08
07498391043 | UCIB1-V316 | UnslottedLadderRung,I-Beam,316SS,PK5 | Uniclip Stainless Steel I-Beam Bracket for use with Unslotted Ladder Rungs. | C | 100 | 25 | 5 | 924.55
07498391044 | UCIB1-VC | UnslottedLadderRung,I-Beam,G-Steel,PK5 | Uniclip Galvanized Steel I-Beam Bracket for use with Unslotted Ladder Rungs. | C | 100 | 25 | 5 | 694.57
61305678622 | UCIB2-V316 | Uniclip I-Beam Bracket - 1.2" Base |  | C | 100 | 25 | 5 | 924.55
61305617423 | UCM10 | Cutter Blade for M10 Threaded Rod ,EA | Cutter Blade for M10 Threaded Rod | PC | 1 | 1 | 1 | 407.46
61305617424 | UCM12 | Cutter Blade for M12 Threaded Rod ,EA | Cutter Blade for M12 Threaded Rod | PC | 1 | 1 | 1 | 407.46
61305623428 | UCM5 | Cutter Blade for M5 Threaded Rod ,EA | Cutter Blade for M5 Threaded Rod | PC | 1 | 1 | 1 | 407.46
61305617421 | UCM6 | Cutter Blade for M6 Threaded Rod ,EA | Cutter Blade for M6 Threaded Rod | PC | 1 | 1 | 1 | 407.46
61305617422 | UCM8 | Cutter Blade for M8 Threaded Rod ,EA | Cutter Blade for M8 Threaded Rod | PC | 1 | 1 | 1 | 407.46
07498391047 | UCRND1-V316 | UnslotLadderRung,RndRungBkt.,316SS,PK5 | Uniclip Stainless Steel Round Rung Bracket for use with Unslotted Ladder Rungs. | C | 100 | 25 | 5 | 1245.6
07498391048 | UCRND1-VC | UnslotLadderRung,RndRungBkt.,G-Stl,PK5 | Uniclip Galvanized Steel Round Rung Bracket for use with Unslotted Ladder Rungs. | C | 100 | 25 | 5 | 755.47
07498391012 | UCSQ1-V316 | UnslotLadderRung,StrutType,316SS,PK5 | Uniclip Stainless Steel Strut-Type Bracket for use with Unslotted Ladder Rungs. | C | 100 | 25 | 5 | 1087
07498391008 | UCSQ1-VC | UnslotLadderRung,StrutType,G-Steel,PK5 | Uniclip Galvanized Steel Strut-Type Bracket for use with Unslotted Ladder Rungs. | C | 100 | 25 | 5 | 802.2
61305680416 | UCSQ2-V316 | Uniclip 41mm Strut-Type Bracket, Unslott |  | C | 100 | 5 | 5 | 1087
07498314820 | UCT3S-X0 | H&L Cinch Tie,12L,.85W,BL,PK10 | Ultra-Cinch™ hook & loop cinch cable tie, 12.0 (305mm) length, .50 (12.7mm) width, nylon hook & loop, nylon cinch ring, black. | C | 100 | 100 | 10 | 237.62
07498344931 | UCTGS1224-X | 12-24UNCx5/8FltHeadPhllpsScrw,PK10 | Ultra-Cinch™ hook & loop cable tie, flat head screw for grommet cinch tie, 12-24 UNC x 5/8mm (.625) flat head philips screw. | C | 100 | 100 | 10 | 54.83
07498391039 | UCTH1-V316 | UnslotLadderRung,TopHatBkt.,316SS,PK5 | Uniclip Stainless Steel Top Hat Bracket for use with Unslotted Ladder Rungs. | C | 100 | 25 | 5 | 970.75
07498391042 | UCTH1-VC | UnslotLadderRung,TopHatBkt.,G-Stl,PK5 | Uniclip Galvanized Steel Top Hat Bracket for use with Unslotted Ladder Rungs. | C | 100 | 25 | 5 | 661.49
61305675592 | UCUC1-V316 | UNICLIP U-CHANNEL TYPE BRACKET | The UCUC1-V316 Uniclip bracket is designed for use with metal locking strap and buckle strap cable cleats to allow cable cleat installation on slotted cable tray. The bracket aids to eliminate diagonal installations and high resistance to lateral and axia | C | 100 | 25 | 5 | 1087
61305675975 | UCUC1-VC | Uniclip U Channel Type Bracket - Galvani | The UCUC1-VC Uniclip bracket is designed for use with metal locking strap and buckle strap cable cleats to allow cable cleat installation on slotted cable tray. The bracket aids to eliminate diagonal installations and high resistance to lateral and axial | C | 100 | 25 | 5 | 764.01
61305676700 | UCUC2-V316 | Uniclip U-Channel Type Bracket - UCUC2 S | Uniclip U-Channel Type SS Bracket | C | 100 | 25 | 5 | 1087
61305676992 | UCUC3-V316 | Uniclip U-Channel Type Bracket - UCUC3 S | Uniclip U-Channel Type 316 Stainless Steel Bracket, UCUC3 Style | C | 100 | 25 | 5 | 1087
61305617428 | UCUNC12 | Cutter Blade for 1/2" Threaded Rod ,EA | Cutter Blade for 1/2" Threaded Rod | PC | 1 | 1 | 1 | 494.15
61305617426 | UCUNC14 | Cutter Blade for 1/4" Threaded Rod ,EA | Cutter Blade for 1/4" Threaded Rod | PC | 1 | 1 | 1 | 517.7
61305617427 | UCUNC38 | Cutter Blade for 3/8" Threaded Rod ,EA | Cutter Blade for 3/8" Threaded Rod | PC | 1 | 1 | 1 | 494.15
07498340219 | UGB-B-SO | Universal grnding,bonding standoff,PR | The UGB-B-SO Universal Ground Bar Bonding Stand-Offs are used with the Universal Ground Bar products. They securely terminate the main equipment grounding conductor with a compression or mechanical connector in any control panel or enclosure. Made from 11 | KT | 1 | 3 | 1 | 54.61
07498340218 | UGB-IN-SO | Universal grnding,insulated standoff,PR | The UGB-IN-SO Universal Ground Bar Bonding Stand-Offs are used with the Universal Ground Bar products. They securely terminate the main equipment grounding conductor with a compression or mechanical connector in any control panel or enclosure. Made from 1 | KT | 1 | 3 | 1 | 23.2
61305631454 | UGB2/0-414-10 | 10 Port Universal Ground Bar |  | KT | 1 | 1 | 1 | 47.7
07498340223 | UGB2/0-414-12 | Universal Grounding bar 12 port,EA | The UGB2/0-414-12 Universal Ground Bar securely terminates the main equipment grounding conductor with a compression or mechanical connector in any control panel or enclosure. The universal ground bar accepts #14 – #4 AWG wire in 12 wire ports and up to a | KT | 1 | 3 | 1 | 54.12
07498340224 | UGB2/0-414-18 | Universal Grounding bar 18 port,EA | The UGB2/0-414-18 Universal Ground Bar securely terminates the main equipment grounding conductor with a compression or mechanical connector in any control panel or enclosure. The universal ground bar accepts #14 – #4 AWG wire in 18 wire ports and up to a | KT | 1 | 3 | 1 | 77.32
07498340222 | UGB2/0-414-6 | Universal Grounding bar 6 port,EA | The UGB2/0-414-6 Universal Ground Bar securely terminates the main equipment grounding conductor with a compression or mechanical connector in any control panel or enclosure. The universal ground bar accepts #14 – #4 AWG wire in 6 wire ports and up to a 2 | KT | 1 | 5 | 1 | 34.8
61305631453 | UGB2/0-414-8 | 8 Port Universal Ground Bar |  | KT | 1 | 5 | 1 | 41.25
07498399320 | UGCTC3S-X0 | H&LTie,Grommet,12L,.85W,BL,PK10 | The Ultra-Cinch™ Hook and Loop Cinch Cable Tie have hooks and loops on same side to secure a greater range of bundle diameters. The soft, premium material is safe to use on high performance cabling to protect against over-tensioning. The cinch cable tie i | C | 100 | 100 | 10 | 347.31
07498304620 | UGCTCV1.5S-X0 | H&LTie,Grommet,7.5L,.85W,BL,PK10 | The Ultra-Cinch™ Hook and Loop Cinch Cable Tie have hooks and loops on same side to secure a greater range of bundle diameters. The soft, premium material is safe to use on high performance cabling to protect against over-tensioning. The cinch cable tie i | C | 100 | 100 | 10 | 343.74
07498399321 | UGCTE3S-X0 | H&LTie,EndGrommet,12L,.85W,BL,PK10 | Ultra-Cinch™ hook & loop cinch cable tie, end mount grommet, 12.0 (305mm) length, .85 (21.6mm) width, nylon hook & loop, brass grommet, nylon ring, black. | C | 100 | 100 | 10 | 390.73
07498386839 | UILJ4 | UID,4Pt Label,Laser,Comp,WH,PK5 | White, non-adhesive polyester labels, 66 per sheet, 4-port labels. | SH | 1 | 10 | 5 | 25.55
07498335788 | UILS8BW | P1,Cassette,ContinuousTape,WH,EA | White, non-adhesive polyester label cassette. | PC | 1 | 10 | 1 | 48.26
61305681740 | UP14ZLW | Direct Ship - Pneumatic Terminal Crimp M | Pneumatic Crimping Tool, Crimps 22-10 AWG terminals and 26-8 AWG ferrules using appropriate dies (sold separately), includes safety guard, foot pedal, air hoses and metric to imperial airline adapter | PC | 1 | 1 | 1 | 5726.05
61305656963 | USBAKEY | Key for USB Type A blockout device |  | PC | 1 | 10 | 1 | 7.45
07498338408 | VCC25-A-C | VertCordClip,Adh,.25InBDia,Nat,PK100 | Adhesive backed vertical cord clip, .25" (6.4mm) bundle, natural, standard package. | C | 100 | 500 | 100 | 49.68
07498338410 | VCC25-A-M | VertCordClip,Adh,.25InBDia,Nat,PK1000 | Panduit VCC25-A-M Rubber Adhesive Backed Vertical Cord Clips are designed to hold cords, cable or wire bundles neatly and securely. For use in indoor environments and with bundles up to 0.25” (6.4mm) in diameter. Made of Nylon 6.6, are natural in color an | M | 1000 | 1000 | 1000 | 391.87
61305676508 | VS-ACK-BATTERY | Battery pack for VeriSafe Access Control | Battery Pack for use with VeriSafe Access Contorl Kit VS-ACK-CPWR. | PC | 1 | 1 | 1 | 130.26
61305676371 | VS-ACK-CPWR | Access control kit for use with VeriSafe | Access Control Kit for use with VeriSafe AVTs. Includes Electronic Latch, Mounting Hardware, and Mechanical Override. Requires 12-24Vdc Power (not included). | PC | 1 | 1 | 1 | 400.8
61305676357 | VS-ACK-EXT | Access Control Extension Kit for use wit | Access Control Extension Kit for use with VS-ACK-CPWR. Allows for Installation into Panels with Lips Up to 5.5in. | PC | 1 | 1 | 1 | 50.1
61305676358 | VS-ACK-KEY | Master override key for use with VeriSaf | Master Override Key for use with VeriSafe Access Contorl Kit VS-ACK-CPWR. | PC | 1 | 1 | 1 | 9.19
61305673504 | VS-AVT-BATTERY | REPLACEMENT BATTERY, VERISAFE, 3.6V | Replacement Battery, Verisafe, 3.6V | PC | 1 | 1 | 1 | 15.76
61305625679 | VS-AVT-C02-L03 | VeriSafe Absence of Voltage Tester with | The VS-AVT-C02-L03 VeriSafe Absence of Voltage Tester is the first-of-its-kind voltage tester that determines the absence of voltage with just a push of a button. Activating VeriSafe performs an absence of voltage test before opening the panel, helping pr | PC | 1 | 1 | 1 | 403.25
61305645031 | VS-AVT-C02-L03A | VeriSafe Absence of Voltage Tester- 2' ( | VeriSafe™ AVT device automates and simplifies the process of absence of voltage verification testing. Includes AVT test device equipped with 3.0m Sensor leads, 2.4m System cable, and industrial Lithium battery. APAC only. | PC | 1 | 1 | 1 | 675.3
61305657115 | VS-AVT-C02-L03E | VeriSafe Absence of Voltage Tester- 2 Ft | The VS-AVT-C02-L03E VeriSafe Absence of Voltage Tester is the first-of-its-kind voltage tester that determines the absence of voltage with just a push of a button. Activating VeriSafe performs an absence of voltage test before opening the panel, helping p | PC | 1 | 1 | 1 | 403.25
61305625682 | VS-AVT-C08-L10 | AbsVoltageTester,8ftcbl,10ft.leads,EA | The VS-AVT-C08-L10 VeriSafe Absence of Voltage Tester is the first-of-its-kind voltage tester that determines the absence of voltage with just a push of a button. Activating VeriSafe performs an absence of voltage test before opening the panel, helping pr | PC | 1 | 1 | 1 | 423.41
61305645030 | VS-AVT-C08-L10A | VeriSafe Absence of Voltage Tester- 8' ( | VeriSafe™ AVT device automates and simplifies the process of absence of voltage verification testing. Includes AVT test device equipped with 3.0m Sensor leads, 2.4m System cable, and industrial Lithium battery. APAC only. | PC | 1 | 1 | 1 | 709.07
61305657114 | VS-AVT-C08-L10E | VeriSafe Absence of Voltage Tester- 8 ft | The VS-AVT-C08-L10E VeriSafe Absence of Voltage Tester is the first-of-its-kind voltage tester that determines the absence of voltage with just a push of a button. Activating VeriSafe performs an absence of voltage test before opening the panel, helping p | PC | 1 | 1 | 1 | 423.41
61305625865 | VS-AVT-CABLE-02 | Replacement AVT System Cable, 2 ft. | AVT System Cable for use with VeriSafe AVT device. Cable length is 2 ft. | PC | 1 | 1 | 1 | 48.33
61305636485 | VS-AVT-CABLE-04 | VerisafeReplAVTSysCbl,4ft,EA | VeriSafe™ Replacement Cable, 4 ft. | PC | 1 | 1 | 1 | 50.45
61305625762 | VS-AVT-CABLE-08 | Replacement AVT System Cable, 8 ft. | AVT System Cable for use with VeriSafe AVT device. Cable length is 8 ft. | PC | 1 | 1 | 1 | 56.53
61305636486 | VS-AVT-CABLE-16 | VeriSafeReplAVTSysCbl,16ft,EA | VeriSafe™ Replacement Cable, 16 ft. | PC | 1 | 1 | 1 | 66.72
61305636471 | VS-AVT-CABLE-20 | VerisafeReplAVTSysCbl,20ft,EA | VeriSafe™ Replacement Cable, 20 ft. | PC | 1 | 1 | 1 | 72.13
61305636472 | VS-AVT-CABLE-30 | VerisafeReplAVTSysCbl,30ft,EA | VeriSafe™ Replacement Cable, 30 ft. | PC | 1 | 1 | 1 | 85.67
61305664411 | VS-AVT-DL | Verisafe AVT Diagnostic Codes Label, Pac | The VS-AVT-DL VeriSafe Absence of Voltage Tester Diagnostic Codes Label is designed to easily communicate the AVT flash codes. The recommended placement is on the control panel door near the VeriSafe Absence of Voltage Tester. . 2.45” (62.12 mm) x 2.74 | PK | 1 | 1 | 1 | 16.77
61305656940 | VS-AVT-RBOX | Complete enclosure to retrofit equipment | The VS-AVT-RBOX VeriSafe Retrofit Enclosure is a small enclosure with the VeriSafe AVT installed. Enclosure allows the VeriSafe AVT to be added to existing applications where a VeriSafe AVT would not physically fit in the existing equipment or where addin | PC | 1 | 1 | 1 | 1023.66
61305656692 | VS-AVT-RKP1 | Complete kit to retrofit equipment with | The VS-AVT-RKP1 VeriSafe AVT Retrofit Kit is the complete kit to retrofit equipment with the VeriSafe Absence of Voltage Tester. Activating VeriSafe performs an absence of voltage test before opening the panel, helping prevent possible exposure to electri | KT | 1 | 1 | 1 | 566.1
61305656693 | VS-AVT-RKP2 | Complete kit to retrofit equipment with | The VS-AVT-RKP2 VeriSafe AVT Retrofit Kit is the complete kit to retrofit equipment with the VeriSafe Absence of Voltage Tester. Activating VeriSafe performs an absence of voltage test before opening the panel, helping prevent possible exposure to electri | KT | 1 | 1 | 1 | 566.1
61305631476 | VS-AVT-RL | REPLACEMENT LABELS FOR VERISAFE AVT DEVI |  | KT | 1 | 1 | 1 | 6.26
61305651725 | VS-AVT2-C02L03 | VeriSafe Hazardous Location AVT- 2 Ft. C | VeriSafe™ Absence of Voltage Tester for Class 1 Division 2 hazardous locations - 2 ft. system cable, 3 ft. sensor leads. | PC | 1 | 1 | 1 | 447.21
61305651734 | VS-AVT2-C08L10 | VeriSafe Hazardous Location AVT- 8 Ft. C | The VS-AVT2-C08L10 VeriSafe Absence of Voltage Tester is the first-of-its-kind voltage tester that determines the absence of voltage with just a push of a button for Class 1 Division 2 hazardous locations. Activating VeriSafe performs an absence of voltag | PC | 1 | 1 | 1 | 447.21
61305656690 | VS-CKP14-6 | VeriSafe Insulation Piercing Connection | The VS-CKP14-6 VeriSafe Absence of Voltage Tester Piercing Connection Kit provides a fast, secure, and reliable way to terminate AVT sensor leads. The compact connector design accommodates up to two taps in a single housing that fully insulates both conne | PC | 1 | 1 | 1 | 134.62
61305681299 | VS-CKP1K4/0-500 | VeriSafe™ Insulation Piercing Connecti | VeriSafe™ Insulation Piercing Connection Kit for Tapping AWG 4/0 to 500MCM copper conductors. Rated for 1KV installations. Kit includes 3 connectors for installment of 1 AVT. | PC | 1 | 1 | 1 | 334
61305656691 | VS-CKP4-000 | VeriSafe Insulation Piercing Connection | The VS-CKP4-000 VeriSafe Absence of Voltage Tester Piercing Connection Kit provides a fast, secure, and reliable way to terminate AVT sensor leads. The compact connector design accommodates up to two taps in a single housing that fully insulates both conn | PC | 1 | 1 | 1 | 134.62
07498362750 | VWS106-C | FbrSdle,Vrticl,1.06"Bdle,WH,PK100 | Single saddle clip for fiber slack management and fiber patch cord routing. Accepts up to 1.06" dia (26.9mm) cable bundle. Nylon 6.6 material, natural color. Push mount into 0.18" (4mm) pre-drilled holes in Opticom® Fiber Enclosures, 100 pc. | C | 100 | 500 | 100 | 47.8
07498368314 | VWS106-C20 | FbrSdle,Vrticl,1.06"Bdle,BL,PK100 | Single saddle clip for fiber slack management and fiber patch cord routing. Accepts up to 1.06" dia (26.9mm) cable bundle. Nylon 6.6 material, black color. Push mount into 0.18" (4mm) pre-drilled holes in Opticom® Fiber Enclosures. | C | 100 | 500 | 100 | 45.84
07498362751 | VWS106-M | FbrSdle,Vrticl,1.06"Bdle,WH,PK1000 | Single saddle clip for fiber slack management and fiber patch cord routing. Accepts up to 1.06" dia (26.9mm) cable bundle. Nylon 6.6 material, natural color. Push mount into 0.18" (4mm) pre-drilled holes in Opticom® Fiber Enclosures, 1000 pc. | M | 1000 | 1000 | 1000 | 318.8
07498307354 | VWS3750-C | VrticleWireSdle,.37"x.5"Bdle,Nat,PK100 | Vertical wire saddle, .37" x .50" (9.398mm x 12.7mm) bundle, natural, standard package. | C | 100 | 500 | 100 | 20.56
07498307357 | VWS3750-M | VrticlWireSdle,.37"x.5"Bdle,Nat,PK1000 | Panduit VWS3750-M Vertical Wire Saddles are designed with a funnel entry to allow fast insertion of wires and cables. The wing push mount design provides added stability. For use in indoor environments and with maximum bundle range of 0.38” x 0.50” (9.7mm | M | 1000 | 5000 | 1000 | 128.44
07498307359 | VWS3775-C | VrticlWireSdle,.37"x.75"Bdle,Nat,SP | Vertical wire saddle, .37" x .75" (9.398mm x 19.05mm) bundle, natural, standard package. | C | 100 | 500 | 100 | 21.16
07498307360 | VWS3775-M | VrticlWireSdle,.37"x.75"Bdle,Nat,BP | Vertical wire saddle, .37" x .75" (9.398mm x 19.05mm) bundle, natural, bulk package. | M | 1000 | 5000 | 1000 | 157.26
07498307361 | VWS50100-C | VrticlWireSddl,.50"x1"Bdle,Nat,PK100 | Vertical wire saddle, .50" x 1.00" (12.70mm x 25.40mm) bundle, natural, standard package. | C | 100 | 1000 | 100 | 30.9
07498307362 | VWS50100-M | VrticlWireSddl,.50"x1"Bdl,Nat,PK1000 | Vertical wire saddle, .50" x 1.00" (12.70mm x 25.40mm) bundle, natural, bulk package. | M | 1000 | 5000 | 1000 | 247.44
07498399117 | WBS6-Q60 | WireBdleStrap,6Sq.In Bdl,FR,WH,PK25 | Wire bundle strap, 1/4" screw (M6), 6" bundle, flame retardant nylon 6.6, black. | PC | 1 | 125 | 25 | 3.39
07498361095 | WEH-E8-C | WireEndHldr,#28-#16AWG,#8Screw,PK100 | Harness wire end holder, #28-#16 AWG, #8 Screw (M4). | C | 100 | 1000 | 100 | 62.74
07498322253 | WL1 | WARNING LABELS,STATIC SYMBOL,BL/YL,PK1 | ISO warning symbol, 2" H x 2" W, 'Caution sensitive electronic devices..' (legend), adhesive paper, black/yellow, 500 labels/roll, 1 roll/package. | RL | 1 | 1 | 1 | 34.74
07498343995 | WL32Y | WARNING LABELS,ELECT. SYMBOL,BL/YL,PK1 | StrongHold WL32Y ISO Risk of Electrical Shock Labels are adhesive backed and triangular shaped. They are 1.5” (38.10mm) triangle width, for indoor/outdoor use. Made of vinyl, are yellow and black in color and come in packages of 50. | PK | 1 | 1 | 1 | 62.59
07498343996 | WL33Y | WARNING LABELS,ELECT. SYM.,BL/YL,PK1 | WL33Y ISO Risk of Electrical Shock Labels are adhesive backed and triangular shaped. They are 4.5” (114.30mm) triangle width, for indoor/outdoor use. Made of vinyl, are yellow and black in color and come in packages of 50. | PK | 1 | 1 | 1 | 123.88
07498343998 | WL35Y | WARNING LABELS,HOT SURFACE,BL/YL,PK1 | WL35Y ISO Hot Surface Labels are adhesive backed and triangular shaped. They are 2.0” (50.8mm) triangle width, for indoor/outdoor use. Made of vinyl, are yellow and black in color and come in packages of 50. | PK | 1 | 1 | 1 | 78.59
07498343999 | WL36Y | WARNING LABELS,HOT SURF. SYM.,BL/YL,PK1 | WL36Y ISO Hot Surface Labels are adhesive backed and triangular shaped. This design displays a hand above a hot surface. They are 2.0” (50.8mm) triangle width, for indoor/outdoor use. Made of vinyl, are yellow and black in color and come in packages of 50 | PK | 1 | 1 | 1 | 78.59
07498368599 | WR2-C | Wire Retainer, 2" Wide Slot Duct,100pcs | The WR2-C ABS Wire Retainer for 2" Wiring Duct can be inserted between the fingers of type G and H wiring ducts to contain wiring when the cover is removed. Adjustable height. For 2" (50.8 mm) wide wiring duct that has a height of 2" – 4" (50.8 mm – 101.6 | C | 100 | 500 | 100 | 105.14
07498368600 | WR3-C | Wire Retainer,3" Wide Slot Duct,100pcs | Panduct® type G wiring duct wire retainer, 3.00" duct width, 2.00" - 4.00" duct height, ABS, black, 100 pc. package quantity. | C | 100 | 500 | 100 | 106.96
07498368601 | WR4-C | Wire Retainer, 4" Wide Slot Duct,100pcs | Panduct® type G wiring duct wire retainer, 4.00" duct width, 2.00" - 4.00" duct height, ABS, black, 100 pc. package quantity. | C | 100 | 500 | 100 | 133.42
07498368602 | WR5-C | Wire Retainer, 5" Wide Slot Duct,100pcs | Panduct® type G wiring duct wire retainer, use with 3x5 - 4x5 or 6x4 duct width, use with 3x5 - 4x5 or 6x4 duct height, ABS, black, 100 pc. package quantity. | C | 100 | 500 | 100 | 160.42
07498325255 | WRS-A-C10 | Wire Retainer for D&FS Duct,Adj,100pcs | Panduct® solid wall raceway type FS and type D wiring duct wire retainer, 1.00", 1.50", 2.00" duct width, PVC, silver, 100 pc. package quantity. | C | 100 | 100 | 100 | 263.06
07498334255 | ABMQS-A-Q | MutiBrdgeCblTieMnt, Adh.,5.13L,WH,PK25 | The multiple bridge adhesive backed cable tie mount in white with 4-way cable tie entry makes part orientation fast and easy. It is mounted with rubber adhesive tape and has a hole spacing of 2.5" (63.5 mm). It is 5.1" long x 0.75" wide (130.3 x 19.0 mm) | C | 100 | 25 | 25 | 475.13
07498334257 | ABMQS-S6-C | MltBridgeCableTie,#6Screw,WH,PK100 | The multiple bridge cable tie mount in white uses #6 (M3) screws or user supplied adhesive. It makes part orientation fast and easy and has a hole spacing of 2.5" (63.5 mm). It is 5.13" long x 0.75" wide (130.3 x 19.0 mm) and made of ABS plastic. It is u | M | 1000 | 100 | 100 | 2567.42
07498319835 | ACB250-1AR-Q | Anti-Rotation Lug 6 AWG—250 kcmil,PK25 | One-hole, Aluminum mechanical connector, Anti-Rotation Lug 6 AWG—250 kcmil,PK25. | C | 100 | 25 | 1 | 993.57
61305644894 | B1S12E0084 | Braided Bonding Strap, Two-Hole, Non-Ins | Braided Bonding Strap, Two-Hole, Non-Insul, 84 kcmil, 12.00” (304.8 mm), 0.44” (11.2 mm) Hole Dia, 1.25” (31.8 mm) Hole Spacing | PC | 1 | 1 | 1 | 127.57
61305656787 | B1S12N0168 | Braided Bonding Strap, Two-Hole, Non-Ins | Braided Bonding Strap, Two-Hole, Non-Insul, 168 kcmil, 12.00” (304.8 mm), NEMA, 0.56” (14.2 mm) Hole Dia, 1.75” (44.5 mm) Hole Spacing | PC | 1 | 1 | 1 | 186.22
61305644896 | B1S18G0168 | Braided Bonding Strap, Two-Hole, Non-Ins | Braided Bonding Strap, Two-Hole, Non-Insul, 168 kcmil, 18.00” (457.2 mm), 0.44” (11.2 mm) Hole Dia, 1.50” (38.1 mm) Hole Spacing | PC | 1 | 1 | 1 | 200.12
61305644910 | B1S18N0168 | Braided Bonding Strap, Two-Hole, Non-Ins | Braided Bonding Strap, Two-Hole, Non-Insul, 168 kcmil, 18.00” (457.2 mm), NEMA, 0.56” (14.2 mm) Hole Dia, 1.75” (44.5 mm) Hole Spacing | PC | 1 | 1 | 1 | 202.62
61305644895 | B1S24E0084 | Braided Bonding Strap, Two-Hole, Non-Ins | Braided Bonding Strap, Two-Hole, Non-Insul, 84 kcmil, 24.00” (609.6 mm), 0.44” (11.2 mm) Hole Dia, 1.25” (31.8 mm) Hole Spacing | PC | 1 | 1 | 1 | 165.85
07498373900 | B2M2S-D0 | MrkrTie,MBarb,8L,Std,WR,BL,PK500 | Dome-Top® barb ty marker tie, wrap, standard cross section, 8.0 (203mm) length, 1.15 x .91 (29.2 x 23.1mm) marker write-on area, weather resistant nylon 6.6, black. | M | 1000 | 500 | 500 | 1697.24
07498373871 | BC2M-S4-M0 | Clamp Tie, Metal Barb, 8.3"L (211mm), Mi | Dome-Top® barb ty clamp tie, miniature cross section, #4 (M2.5) screw, 8.3" (211mm) length, weather resistant nylon 6.6, black. | M | 1000 | 1000 | 1000 | 340.38
07498370780 | BC3S-S10-D0 | ClTie,MBarb,12.5L,Std,WR,BL,PK500 | Dome-Top® barb ty clamp tie, standard cross section, #10 (M5) screw, 12.5 (318mm) length, weather resistant nylon 6.6, black. | M | 1000 | 1000 | 500 | 588.86
07498370784 | BC4S-S10-D30 | ClTie,MBarb,15.6L,Std,HS,BL,PK500 | Dome-Top® barb ty clamp tie, standard cross section, #10 (M5) screw, 15.6 (396mm) length, heat stabilized nylon 6.6, black. | M | 1000 | 1000 | 500 | 768.55
07498323714 | BEC38-A-L20 | BevelEntryCordClip,Adh,.38"Bdl,BL,PK50 | Adhesive backed bevel entry clip, .38" (9.7mm) bundle, black, standard package. | C | 100 | 50 | 50 | 137.61
07498354532 | BEC62-A-L20 | BevelEntryCordClip,Adh,.62"Bdl,BL,PK50 | Adhesive backed bevel entry clip, .62" (15.8mm) bundle, black, standard package. | C | 100 | 50 | 50 | 189.11
07498323715 | BECP38H25-L20 | BevelEntryCordClip,PM,.38"Bdl,BL,PK50 | Bevel entry clip, push barb mount, .38" (9.7mm) bundle, black, standard package. | C | 100 | 50 | 50 | 94.71
07498373840 | BF1M-C | MrkrTie,Flag,4.6L,M,Nyl,Nat,PK100 | Dome-Top® barb ty marker tie, flag, miniature cross section, 4.6 (117mm) length, .36 x .81 (9.1 x 20.6mm) marker write-on area, nylon 6.6, natural, standard package. | C | 100 | 1000 | 100 | 37.76
07498373841 | BF1M-M | MrkrTie,Flag,4.6L,M,Nyl,Nat,PK1000 | Dome-Top® barb ty marker tie, flag, miniature cross section, 4.6 (117mm) length, .36 x .81 (9.1 x 20.6mm) marker write-on area, nylon 6.6, natural, bulk package. | M | 1000 | 1000 | 1000 | 237.36
07498373843 | BF1M-M0 | MrkrTie,Flag,4.6L,M,WR,BL,PK1000 | Dome-Top® barb ty marker tie, flag, miniature cross section, 4.6 (117mm) length, .36 x .81 (9.1 x 20.6mm) marker write-on area, weather resistant nylon 6.6, black. | M | 1000 | 1000 | 1000 | 270.26
07498373960 | BF2M-M | MrkrTie,Flag,8.3L,M,Nyl,Nat,PK1000 | Dome-Top® barb ty marker tie, flag,, miniature cross section, 8.3 (211mm) length, .36 x .81 (9.1 x 20.6mm) marker write-on area, nylon 6.6, natural, bulk package. | M | 1000 | 1000 | 1000 | 372.99
07498307854 | BLKPSB2/0-AP-12 | Multi-Tap,OS,2P,2/0-14AWG,10-14AWG,PK12 | Multi Tap Connector, Alternate 2 port, Black Insulation, 2/0-#14 AWG STR, #10-#14 AWG SOL | C | 100 | 1 | 1 | 2586.13
07498307853 | BLKPSB4-2S-12 | Multi-Tap,SS,2P,4-14AWG,10-14AWG,PK12 | Multi Tap Connector, Single Sided, Black Insulation, 2 Port, #4-#14 AWG STR, #10-#14 AWG SOL | C | 100 | 12 | 1 | 1884.6
07498300409 | BLKPSB600-2-4 | Multi-Tap,DS,2Port,600kcmil-#6AWG,PK4 | Multi-Tap Connector, Double Sided, Black Insulation, 2 Port, 600 kcmil-#6 AWG STR | C | 100 | 1 | 1 | 7639.6
07498373858 | BM2M-C | MrkrTie,Wrap,7.9L,M,Nyl,Nat,PK100 | Dome-Top® barb ty marker tie, wrap, miniature cross section, 7.9 (201mm) length, .29 x 1.09 (7.4 x 27.7mm) marker write-on area, nylon 6.6, natural, standard package. | C | 100 | 100 | 100 | 53.96
07498373953 | BM2S-D0 | MrkrTie,Wrap,8L,Std,WR,BL,PK500 | Dome-Top® barb ty marker tie, wrap, standard cross section, 8.0 (203mm) length, .49 x .91 (12.4 x 23.1mm) marker write-on area, weather resistant nylon 6.6, black. | M | 1000 | 500 | 500 | 522.61
07498391345 | BPC1-X | Bi-MetalPinConn,AL#1-CU#3AWG,PK10 | Bi-metallic pin connector, type BPC, provides copper pigtail for connecting aluminum conductors in a copper or aluminum/copper rated mechanical lug, aluminum #1 to copper #3 AWG. | C | 100 | 1 | 1 | 2167.38
07498391344 | BPC2-L | Bi-MetalPinConn,AL#2-CU#4AWG,PK50 | Bi-metallic pin connector, type BPC, provides copper pigtail for connecting aluminum conductors in a copper or aluminum/copper rated mechanical lug, aluminum #2 to copper #4 AWG. | C | 100 | 1 | 1 | 1803.45
07498391350 | BPC250-X | Bi-MetalPinConn,AL250-CU3/0AWG,PK10 | Bi-metallic pin connector, type BPC, provides copper pigtail for connecting aluminum conductors in a copper or aluminum/copper rated mechanical lug, aluminum 250 kcmil to copper 3/0 AWG. | C | 100 | 1 | 1 | 4092.94
07498391348 | BPC3/0-X | Bi-MetalPinConn,AL3/0-CU1/0AWG,PK10 | Bi-metallic pin connector, type BPC, provides copper pigtail for connecting aluminum conductors in a copper or aluminum/copper rated mechanical lug, aluminum 3/0 to copper 1/0 AWG. | C | 100 | 1 | 1 | 2670
07498391351 | BPC300-X | Bi-MetalPinConn,AL300-CU4/0AWG,PK10 | Bi-metallic pin connector, type BPC, provides copper pigtail for connecting aluminum conductors in a copper or aluminum/copper rated mechanical lug, aluminum 300 kcmil to copper 4/0 AWG. | C | 100 | 1 | 1 | 4520.99
07498391352 | BPC350-X | Bi-MetalPinConn,AL350-CU4/0AWG,PK10 | Bi-metallic pin connector, type BPC, provides copper pigtail for connecting aluminum conductors in a copper or aluminum/copper rated mechanical lug, aluminum 350 kcmil to copper 4/0 AWG. | C | 100 | 1 | 1 | 4867.68
07498391343 | BPC4-L | Bi-MetalPinConn,AL#4-CU#6AWG,PK50 | Bi-metallic pin connector, type BPC, provides copper pigtail for connecting aluminum conductors in a copper or aluminum/copper rated mechanical lug, aluminum #4 to copper #6 AWG. | C | 100 | 1 | 1 | 1703.6
07498391349 | BPC4/0-X | Bi-MetalPinConn,AL4/0-CU2/0AWG,PK10 | Bi-metallic pin connector, type BPC, provides copper pigtail for connecting aluminum conductors in a copper or aluminum/copper rated mechanical lug, aluminum 4/0 to copper 2/0 AWG. | C | 100 | 1 | 1 | 3213
07498391353 | BPC400-X | Bi-MetalPinConn,AL400-CU250k,PK10 | Bi-metallic pin connector, type BPC, provides copper pigtail for connecting aluminum conductors in a copper or aluminum/copper rated mechanical lug, aluminum 400 kcmil to copper 250 kcmil. | C | 100 | 1 | 1 | 5454.05
07498391354 | BPC500-X | Bi-MetalPinConn,AL500-CU350k,PK10 | Bi-metallic pin connector, type BPC, provides copper pigtail for connecting aluminum conductors in a copper or aluminum/copper rated mechanical lug, aluminum 500 kcmil to copper 350 kcmil. | C | 100 | 1 | 1 | 6305.79
07498391342 | BPC6-L | Bi-MetalPinConn,AL#6-CU#8AWG,PK50 | Bi-metallic pin connector, type BPC, provides copper pigtail for connecting aluminum conductors in a copper or aluminum/copper rated mechanical lug, aluminum #6 to copper #8 AWG. | C | 100 | 1 | 1 | 1626.03
07498391355 | BPC600-6 | Bi-MetalPinConn,AL600-CU350k,PK6 | Bi-metallic pin connector, type BPC, provides copper pigtail for connecting aluminum conductors in a copper or aluminum/copper rated mechanical lug, aluminum 600 kcmil to copper 350 kcmil. | C | 100 | 1 | 1 | 7899.3
07498391356 | BPC750-6 | Bi-MetalPinConn,AL750-CU500k,PK6 | Bi-metallic pin connector, type BPC, provides copper pigtail for connecting aluminum conductors in a copper or aluminum/copper rated mechanical lug, aluminum 750 kcmil to copper 500 kcmil. | C | 100 | 1 | 1 | 8217.62
07498308892 | BR-1.25-14WS | BRDL RNG,1.25 in DIA,WD SCR THREAD,PK100 | Bridle ring, 1.25 dia., wood screw thread. | C | 100 | 100 | 100 | 166.68
07498308183 | BR-1.5-TW | BRDL RNG,1.50 in DIA,INTEG TGL SCR,PK25 | Bridle ring, 1.50 dia., with integrated toggle screw. | C | 100 | 25 | 25 | 648.83
07498352239 | BR2-6-X | BdleRetnr,2"Bdle,6"Pst,BL,PK10 | Bundle retainer, 1/4" screw (M6), .2" (50.8mm) bundle, .6.02" (152.9mm) standoff height, glass filled nylon 6.6, black. | C | 100 | 10 | 10 | 1311.67
07498329299 | BSN10-E | Butt Splice,nylon insul,12-10AWG,PK20 | Butt Splice 12 – 10 AWG, nylon insulated, convenience package. | C | 100 | 20 | 20 | 156.63
07498341350 | BT1.5I-M3 | CTie,MBarb,6.1L,Intm,Nyl,OR,PK1000 | Dome-Top® barb ty cable tie, intermediate cross section, 6.1 (155mm) length, nylon 6.6, orange. | M | 1000 | 1000 | 1000 | 90.23
07498341354 | BT1.5I-M7 | CTie,MBarb,6.1L,Intm,Nyl,PU,PK1000 | Dome-Top® barb ty cable tie, intermediate cross section, 6.1 (155mm) length, nylon 6.6, purple. | M | 1000 | 1000 | 1000 | 94.54
07498341355 | BT1.5I-M8 | CTie,MBarb,6.1L,Intm,Nyl,GY,PK1000 | Dome-Top® barb ty cable tie, intermediate cross section, 6.1 (155mm) length, nylon 6.6, gray. | M | 1000 | 5000 | 1000 | 95.64
07498341316 | BT1M-C30 | CTie,MBarb,4L,Mini,HS,BL,PK100 | Dome-Top® barb ty cable tie, miniature cross section, 4.0 (102mm) length, heat stabilized nylon 6.6, black, standard package. | C | 100 | 1000 | 100 | 19.92
07498341328 | BT1M-M10 | CTie,MBarb,4L,Mini,Nyl,WH,PK1000 | Dome-Top® barb ty cable tie, miniature cross section, 4.0 (102mm) length, nylon 6.6, white. | M | 1000 | 10000 | 1000 | 61.96
07498341321 | BT1M-M2 | CTie,MBarb,4L,Mini,Nyl,RD,PK1000 | Dome-Top® barb ty cable tie, miniature cross section, 4.0 (102mm) length, nylon 6.6, red. | M | 1000 | 10000 | 1000 | 61.96
07498341322 | BT1M-M3 | CTie,MBarb,4L,Mini,Nyl,OR,PK1000 | Dome-Top® barb ty cable tie, miniature cross section, 4.0 (102mm) length, nylon 6.6, orange. | M | 1000 | 1000 | 1000 | 59.57
07498344808 | BT1M-M4Y | CTie,MBarb,4L,Mini,Nyl,YL,PK1000 | Dome-Top® barb ty cable tie, miniature cross section, 4.0 (102mm) length, nylon 6.6, yellow. | M | 1000 | 1000 | 1000 | 62.42
07498341324 | BT1M-M5 | CTie,MBarb,4L,Mini,Nyl,GR,PK1000 | Dome-Top® barb ty cable tie, miniature cross section, 4.0 (102mm) length, nylon 6.6, green. | M | 1000 | 1000 | 1000 | 59.57
07498312167 | BT1M-M69 | CTie,MBarb,4L,Mini,FRNyl,Nat,PK1000 | Dome-Top® barb ty cable tie, miniature cross section, 4.0 (102mm) length, flame retardant nylon 6.6, natural (ivory). | M | 1000 | 1000 | 1000 | 156.15
07498341327 | BT1M-M8 | CTie,MBarb,4L,Mini,Nyl,GY,PK1000 | Dome-Top® barb ty cable tie, miniature cross section, 4.0 (102mm) length, nylon 6.6, gray. | M | 1000 | 1000 | 1000 | 61.26
07498363391 | BT2M-M2 | CTie,MBarb,7.9L,M,Nyl,RD,PK1000 | Dome-Top® barb ty cable tie, miniature cross section, 7.9 (201mm) length, nylon 6.6, red. | M | 1000 | 1000 | 1000 | 78.99
07498363392 | BT2M-M3 | CTie,MBarb,7.9L,Mini,Nyl,OR,PK1000 | Dome-Top® barb ty cable tie, miniature cross section, 7.9 (201mm) length, nylon 6.6, orange. | M | 1000 | 1000 | 1000 | 78.99
07498344818 | BT2M-M4Y | CTie,MBarb,7.9L,M,Nyl,YL,PK1000 | Dome-Top® barb ty cable tie, miniature cross section, 7.9 (201mm) length, nylon 6.6, yellow. | M | 1000 | 1000 | 1000 | 78.99
07498363395 | BT2M-M6 | CTie,MBarb,7.9L,Mini,Nyl,BU,PK1000 | Dome-Top® barb ty cable tie, miniature cross section, 7.9 (201mm) length, nylon 6.6, blue. | M | 1000 | 1000 | 1000 | 78.99
07498341194 | BT2S-M1 | CTie,MBarb,8L,Std,Nyl,BR,PK1000 | Dome-Top® barb ty cable tie, standard cross section, 8.0 (203mm) length, nylon 6.6, brown. | M | 1000 | 1000 | 1000 | 123.31
07498341379 | BT4I-M14 | CTie,MBarb,14.3L,Intm,Nyl,TGY,PK1000 | Dome-Top® barb ty cable tie, intermediate cross section, 14.3 (363mm) length, nylon 6.6, telephone gray. | M | 1000 | 1000 | 1000 | 381.73
07498341251 | BT4S-M7 | CTie,MBarb,15.1L,Std,Nyl,PU,PK1000 | Dome-Top® barb ty cable tie, standard cross section, 15.1 (384mm) length, nylon 6.6, purple. | M | 1000 | 1000 | 1000 | 371.93
07498341252 | BT4S-M8 | CTie,MBarb,15.1L,Std,Nyl,GY,PK1000 | Dome-Top® barb ty cable tie, standard cross section, 15.1 (384mm) length, nylon 6.6, gray. | M | 1000 | 1000 | 1000 | 371.93
07498341280 | BT6LH-L | CTie,MBarb,21.2L,LH,Nyl,Nat,PK50 | Dome-Top® barb ty cable tie, light-heavy cross section, 21.2 (538mm) length, nylon 6.6, natural, standard package. | C | 100 | 500 | 50 | 119.39
07498341293 | BT8LH-C | CTie,MBarb,27.5L,LH,Nyl,Nat,PK100 | Dome-Top® barb ty cable tie, light-heavy cross section, 27.5 (699mm) length, nylon 6.6, natural, bulk package. | M | 1000 | 100 | 100 | 1252.57
07498300458 | C.75WH6-F | Duct CVR w/film, PVC, .75W X 6',WHT,6ft | Duct cover with protective film, .75 W x 6.' length, PVC, white. | FT | 1 | 6 | 6 | 1.35
07498301756 | C050X013KCT | TT,Adh Polyimide Comp Lbl,.5"x.13",TN | Thermal transfer component label, 0.50" W x 0.13" H, polyimide, tan, 5 labels/row, 10,000 pc. package quantity. | M | 1000 | 10000 | 10000 | 50.77
07498301744 | C060X020KCT | TT,Adh Polyimide Comp Lbl,.6"x.20",TN | Thermal transfer component label, 0.60" W x 0.20" H, polyimide, tan, 3 labels/row, 10,000 pc. package quantity. | M | 1000 | 10000 | 10000 | 41.63
07498350648 | C075X025YJD | DotMatrix,Label,.75"Wx.25"H,WH,PK5000 | Dot matrix component label, 0.75" W x 0.25" H, polyester, white, 5000 pc. package quantity. | M | 1000 | 5000 | 5000 | 30.06
07498351799 | C075X025YLJ | L/IJ,Adh Poly Comp Lbl,.75"x.25",YL | Laser/ink jet component label, 0.75" W x 0.25" H, polyester, yellow, 10,000 pc. package quantity. | M | 1000 | 10000 | 10000 | 25.95
07498308861 | C075X025YML | Laser,Adh Poly Comp Lbl,.75"x.25",SIL | Laser/ink jet component label, 0.75" W x 0.25" H, polyester, silver, 10,000 pc. package quantity. | M | 1000 | 10000 | 10000 | 32.83
07498352308 | C080X020KBT | TT,Adh Polyimide Comp Lbl,.8"x.2",WH | Thermal transfer component label, 0.80" W x 0.20" H, polyimide, white, 3 labels/row, 10,000 pc. package quantity. | M | 1000 | 10000 | 10000 | 61.52
07498350710 | C080X020YJD | DotMatrix,Label,.8"Wx.2"H,WH,PK5000 | Dot matrix component label, 0.80" W x 0.20" H, polyester, white, 5,000 pc. package quantity. | M | 1000 | 5000 | 5000 | 31.71
07498309003 | C1.5IB6-F | Duct CVR w/film, PVC,1.5W X 6',IBLU,6ft | Duct cover with protective film, 1.5 W x 6' length, PVC, intrinsic blue. | FT | 1 | 6 | 6 | 1.95
07498352518 | C100X025CBT | TT,Adh Non-Lam Vyl Clth Lbl,1"x.25",WH | Thermal transfer component label, 1.00" W x 0.25" H, vinyl cloth, white, 3 labels/row, 10,000 pc. package quantity. | M | 1000 | 10000 | 10000 | 44.52
07498350712 | C100X025YJD | DotMatrix,Label,1."Wx.25"H,WH,PK5000 | Dot matrix component label, 1.00" W x 0.25" H, polyester, white, 5000 pc. package quantity. | M | 1000 | 5000 | 5000 | 31.51
07498350713 | C100X050CBD | DotMatrix,Lbl,AdhVylCloth,1x.5,WH,PK5000 | Dot matrix component label, 1.00" W x 0.50" H, adhesive vinyl cloth, white, 5000 pc. package quantity. | M | 1000 | 5000 | 5000 | 73.81
07498350714 | C100X050YJD | DotMatrix,Label,AdhPES,WH,PK5000 | Dot matrix component label, 1.00" W x 0.50" H, polyester, white, 5000 pc. package quantity. | M | 1000 | 5000 | 5000 | 43.84
07498351806 | C100X050YLJ | L/IJ,Adh Poly Comp Lbl,1"x.5",YL | Laser/ink jet component label, 1.00" W x 0.50" H, polyester, yellow, 5000 pc. package quantity. | M | 1000 | 5000 | 5000 | 46.08
07498319851 | C120X150YK-22 | TT,Raised Pnl OverLam,1.2"x1.5",CL | Raised panel push button over-laminate label (non-printable), 1.20" W x 1.50" H, raised panel, clear, 3 labels/roll, 500 pc. package quantity. | M | 1000 | 500 | 500 | 109.27
07498312698 | C150X030Y1T | TT,Non-Adh Poly Comp Lbl,1.5"x.3",WH | Thermal transfer component label, 1.50" W x 0.30" H, 3-port, non-adhesive polyester, white, 2 labels/row, 1000 pc. package quantity. | M | 1000 | 1000 | 1000 | 96.68
07498306693 | C150X075YMT | TT,Adh Poly Comp Lbl,1.5"x.75",SIL | Thermal transfer component label, 1.50" W x 0.75" H, polyester, silver, 1 label/row, 5000 pc. package quantity. | M | 1000 | 5000 | 5000 | 62.69
07498319849 | C180X180YK-30 | TT,Raised Pnl OverLam,1.8"x1.8",CL | Raised panel push button over-laminate label (non-printable), 1.80" W x 1.80" H, raised panel, clear, 2 labels/roll, 500 pc. package quantity. | M | 1000 | 500 | 500 | 136.84
07498331907 | C189X047FNC | P1 TE Comp Lbl Cass,1.89"x.47",WH | Component label, P1 cassette, 1.89" W x 0.47" H, tamper resistant, 175 labels/cassette, 1 pc. package quantity. | PC | 1 | 10 | 1 | 83.7
07498300477 | C2.5BL6-F | Duct CVR w/film, PVC, 2.5W X 6',BLK,6ft | Duct cover with protective film, 2.5 W x 6' length, PVC, black. | FT | 1 | 6 | 6 | 3.02
07498390919 | C200X100AAL | Laser,Adh TE Poly Lbl,2"x1",SIL | Laser/ink jet component label, 2.00" W x 1.00" H, tamper-evident polyester, silver, 1000 pc. package quantity. | M | 1000 | 1000 | 1000 | 354.16
07498302694 | C200X100PBT | TT,Adh Paper Comp Lbl,2"x1",WH | Thermal transfer component label, 2.00" W x 1.00" H, paper, white, 1 labels/row, 2500 pc. package quantity. | M | 1000 | 2500 | 2500 | 34.57
07498366145 | C200X125YJJ | L/IJ Adh Comp Lbl,2"x1.25",PK1000 | Polyester component label, 2.00" W x 1..25" H, adhesive polyester, white, 4 labels/row, 28 labels/sheet, 1000 labels/package. | M | 1000 | 1000 | 1000 | 231.66
07498319848 | C240X240YK-30 | TT,Raised Pnl OverLam,2.4"x2.4",CL | Raised panel push button over-laminate label (non-printable), 2.40" W x 2.40" H, raised panel, clear, 1 label/roll, 500 pc. package quantity. | M | 1000 | 500 | 500 | 168.57
07498332036 | C252X030A0T | TT,Raised Pnl Comp Lbl,2.5"x.3",BL | Thermal transfer raised panel component label, 2.52" W x 0.10" H, raised panel, black, 1 labels/row, 500 pc. package quantity. | M | 1000 | 500 | 500 | 418.59
07498367440 | C252X030Y0T-P | TT,Adh Perf Super-Tack Lbl,2.52"x.30",BL | Thermal transfer component label, 2.52" W x 0.30" H, 1,2,3 or 4-port, perforated super-tack polyester, black, 1 labels/row, 2500 pc. package quantity. | M | 1000 | 2500 | 2500 | 204.83
07498367437 | C252X030YUT-P | TT,Adh Perf Super-Tack Lbl,2.52"x.30",OR | Thermal transfer component label, 2.52" W x 0.30" H, 1,2,3 or 4-port, perforated super-tack polyester, TIA orange, 1 labels/row, 2500 pc. package quantity. | M | 1000 | 2500 | 2500 | 234.08
07498367439 | C252X030YWT-P | TT,Adh Perf Super-Tack Lbl,2.52"x.30",RD | Thermal transfer component label, 2.52" W x 0.30" H, 1,2,3 or 4-port, perforated super-tack polyester, TIA red, 1 labels/row, 2500 pc. package quantity. | M | 1000 | 2500 | 2500 | 204.83
07498390920 | C275X125AAL | Laser,Adh TE Poly Lbl,2.75"x1.25",SIL | Laser/ink jet component label, 2.75" W x 1.25" H, tamper-evident polyester, silver, 1000 pc. package quantity. | M | 1000 | 1000 | 1000 | 449.05
07498367508 | C275X125Y0T | TT,Adh Super-Tack Lbl,2.75"x1.25",BL | Thermal transfer component label, 2.75" W x 1.25" H, super-tack polyester, black, 1 labels/row, 2500 pc. package quantity. | M | 1000 | 2500 | 2500 | 156.11
07498367507 | C275X125YPT | TT,Adh Super-Tack Lbl,2.75"x1.25",WH | Thermal transfer component label, 2.75" W x 1.25" H, super-tack polyester, white, 1 label/row, 2500 pc. package quantity. | M | 1000 | 2500 | 2500 | 140.88
07498368079 | C288X030YPT | TT,Adh Super-Tack Lbl,2.88"x.3",WH | Thermal transfer component label, 2.88" W x 0.30" H, super-tack polyester, white, 1 label/row, 2500 pc. package quantity. | M | 1000 | 2500 | 2500 | 232.18
07498344243 | C288X040Y1J | CompLabel,2.88"Wx.4"H,White,PK1000 | White, non-adhesive polyester label, double-gang faceplate. | M | 1000 | 1000 | 1000 | 229.83
07498302342 | C300X025YJT | TT,Adh Poly Comp Lbl,3"x.25",WH | Thermal transfer component label, 3.00" W x 0.25" H, polyester, white, 1 label/row, 5000 pc. package quantity. | M | 1000 | 5000 | 5000 | 29.01
07498339825 | C300X100AUT | TT,Raised Pnl Comp Lbl,3"x1",OR | Thermal transfer raised panel component label, 3.00" W x 1.00" H, raised panel, orange, 1 label/roll, 500 pc. package quantity. | M | 1000 | 500 | 500 | 771.92
07498360638 | C300X100YK | RaisedPanelLabel,3.00"x1.00",PK500 | Raised panel component over-laminate (non-printable) label, 3.00" W x 1.00" H, raised panel, clear, 1 label/roll, 500 pc. package quantity. | M | 1000 | 500 | 500 | 120.47
07498302712 | C300X200PBT | TT,Adh Paper Comp Lbl,3"x2",WH | Thermal transfer component label, 3.00" W x 2.00" H, paper, white, 1 label/row, 1000 pc. package quantity. | M | 1000 | 1000 | 1000 | 58.43
07498348991 | C300X200YPT | TT,Adh Super-Tack Poly,3"x2",WH,3"core | Thermal transfer component label, 3.00" W x 2.00" H, super-tack polyester, white, 1 label/row, 1000 pc. package quantity. | M | 1000 | 1000 | 1000 | 175
07498312424 | C300X250AST | TT,Raised Pnl Comp Lbl,3"x2.5",GN | Thermal transfer raised panel component label, 3.00" W x 2.50" H, raised panel, green, 1 labels/row, 500 pc. package quantity. | M | 1000 | 500 | 500 | 1223.93
07498339829 | C300X250AUT | TT,Raised Pnl Comp Lbl,3"x2.5",OR | Thermal transfer raised panel component label, 3.00" W x 2.50" H, raised panel, orange, 1 label/roll, 500 pc. package quantity. | M | 1000 | 500 | 500 | 1215.01
07498319845 | C300X250YK | TT,Raised Pnl OverLam,3"x2.5",CL | Raised panel component over-laminate (non-printable) label, 3.00" W x 2.50" H, raised panel, clear, 1 label/roll, 500 pc. package quantity. | M | 1000 | 500 | 500 | 258.02
07498309057 | C350X100YJJ | L/IJ,Adh Poly Comp Lbl,3.5"x1",WH | Laser/ink jet component label, 3.50" W x 1.00" H, adhesive polyester, white, 2 labels/row, 20 labels/sheet, 1000 labels/package. | M | 1000 | 1000 | 1000 | 337.71
07498342834 | C350X300YK | Raised Panel Label, Component Overlam, 3 | Raised panel component over-laminate (non-printable) label, 3.50" W x 3.00" H, raised panel, clear, 1 label/roll, 500 pc. package quantity. | M | 1000 | 500 | 500 | 354.88
07498332034 | C379X030A0T | TT,Raised Pnl Comp Lbl,3.79"x.3",BL | Thermal transfer raised panel component label, 3.79" W x 0.30" H, raised panel, black, 1 label/row, 500 pc. package quantity. | M | 1000 | 500 | 500 | 501.48
07498367501 | C379X030Y0T-P | TT,Adh Perf Super-Tack Lbl,3.79"x.30",BL | Thermal transfer component label, 3.79" W x 0.30" H, 1,2,3,4,5 or 6-port, perforated super-tack polyester, black, 1 labels/row, 2500 pc. package quantity. | M | 1000 | 2500 | 2500 | 275.18
07498367444 | C379X030YQT-P | TT,Adh Perf Super-Tack Lbl,3.79"x.30",BU | Thermal transfer component label, 3.79" W x 0.30" H, 1,2,3,4,5 or 6-port, perforated super-tack polyester, TIA blue, 1 labels/row, 2500 pc. package quantity. | M | 1000 | 2500 | 2500 | 275.18
07498367447 | C379X030YTT-P | TT,Adh Perf Super-Tack Lbl,3.79"x.30",GY | Thermal transfer component label, 3.79" W x 0.30" H, 1,2,3,4,5 or 6-port, perforated super-tack polyester, TIA gray, 1 labels/row, 2500 pc. package quantity. | M | 1000 | 2500 | 2500 | 275.18
07498367448 | C379X030YUT-P | TT,Adh Perf Super-Tack Lbl,3.79"x.30",OR | Thermal transfer component label, 3.79" W x 0.30" H, 1,2,3,4,5 or 6-port, perforated super-tack polyester, TIA orange, 1 labels/row, 2500 pc. package quantity. | M | 1000 | 2500 | 2500 | 275.18
07498367492 | C379X030YWT-P | TT,Adh Perf Super-Tack Lbl,3.79"x.30",RD | Thermal transfer component label, 3.79" W x 0.30" H, 1,2,3,4,5 or 6-port, perforated super-tack polyester, TIA red, 1 labels/row, 2500 pc. package quantity. | M | 1000 | 2500 | 2500 | 240.8
07498302361 | C400X200PBT | TT,Adh Paper Comp Lbl,4"x2",WH | Thermal transfer component label, 4.00" W x 2.00" H, paper, white, 1 label/row, 1000 pc. package quantity. | M | 1000 | 1000 | 1000 | 77.71
07498328088 | C400X200SP1-AD | SOLAR LBL,AC DISCON,4.00 X 2.00 IN,PK50 | Super-tack solar label, 2.0" H x 4.0" W (50.8mm x 101.6mm), 'Photovoltaic ac disconnect...' (legend), polyester, white/red, 50 labels/roll,1 roll/package. | PC | 1 | 50 | 50 | 3.06
07498381077 | C400X200Y8T | TT,CompLbl,AdhSuper-TackPES,PK1000 | Thermal transfer component label, 4.00" W x 2.00" H, super-tack polyester, dark yellow, 1 label/row, 1 pc. package quantity. | M | 1000 | 1000 | 1000 | 324.38
07498333693 | C400X400SP1-DD | SOLAR POD,AC DISCON,4.00 X 4.00 IN,PK50 | Super-tack solar label, 4.0" H x 4.0" W (101.6mm x 101.6mm), 'Photovoltaic dc disconnect...' (legend), polyester, white/red, 50 labels/roll, 1 roll/package. | PC | 1 | 50 | 50 | 3.66
07498334495 | C400X600PBT | TT,Adh Paper Comp Lbl,4"x6",WH,3"core | Thermal transfer component label, 4.00" W x 6.00" H, paper, white, 1 label/row, 1000 pc. package quantity. | M | 1000 | 1000 | 1000 | 270.14
07498328060 | C600X175SP1-AD | SOLAR POD,AC DISCON,1.75 X 6.00 IN,PK50 | Super-tack solar label, 1.75" H x 6.0" W (44.5mm x 152.4mm), 'Photovoltaicac disconnect' (legend), polyester, white/red, 50 labels/roll, 1 roll/package. | PC | 1 | 50 | 50 | 3.29
07498344247 | C750X050Y1J | CompLabel,7.5"Wx.5"H,White,PK500 | White, non-adhesive polyester label, 110 block identifier. | M | 1000 | 500 | 500 | 507.81
07498312703 | C750X050Y1T | TT,Non-Adh Poly Comp Lbl,7.5"x.5",WH | Thermal transfer non-adhesive component label, 7.50" W x 0.50" H, polyester, white,2 labels/row, 1000 pc. package quantity. | M | 1000 | 1000 | 1000 | 256.35
07498344248 | C788X050Y1J | CompLabel,7.88"Wx.5"H,White,PK500 | Laser/ink jet component label, 7.88" W x 0.50" H, non-adhesive polyester, white, 500 pc. package quantity. | M | 1000 | 500 | 500 | 507.81
07498390921 | C850X1100AAL | Laser,Adh TE Poly Lbl,8.5"x11",SIL | Laser/ink jet component label, 8.50" W x 11.0" H, tamper-evident polyester, silver, 25pc. package quantity. | C | 100 | 25 | 25 | 672.58
61305625342 | CB225-56HKR-Q | CuMechLug,1Hole,1Brl,O/SFltgTng,#2,PK25 | Copper Mechanical Lug, 1 Hole, 1 Barrel, Offset Floating Tongue, #2 - 4/0 AWG, 5/16 (7.9mm) Stud,7/32 hex Key. | C | 100 | 1 | 1 | 1507.86
07498358214 | CB25-18-CY | CuMechLug,OSF,#14-#10AWG,1/8StudPKG100Y | One-hole, copper, single barrel, offset floating tongue lug, #14 - #10 AWG, 1/8 (3.2mm) stud hole. | C | 100 | 1 | 1 | 207.08
07498358216 | CB35-36-CY | CuMechLug,OSF,#14-#6AWG,3/16StudPKG100Y | The CB35-36-CY Mechanical Cable Lug one-hole copper, single barrel, is made from high strength electrolytic copper to provide premium electrical and mechanical performance for wide wire range-taking capability that helps minimize inventory requirements. T | C | 100 | 100 | 1 | 225.22
07498358227 | CBA70-14-CY | CuMechLug,OSF,#14-#4AWG,1/4StudPKG100Y | The CBA70-14-CY Mechanical Cable Lug one-hole copper, single barrel, is made from high strength electrolytic copper to provide premium electrical and mechanical performance for wide wire range-taking capability that helps minimize inventory requirements. | C | 100 | 100 | 1 | 225.43
07498355462 | CBLS18-C | CircuitBrdLckSpprt,.19"Pst,PK100 | Locking circuit board support, .19" (4.8mm) post, standard package. | C | 100 | 100 | 100 | 20.54
07498355467 | CBLS75-C | CircuitBrdLckSpprt,.75"Pst,PK100 | Locking circuit board support, .75" (19.1mm) post, standard package. | C | 100 | 100 | 100 | 27.74
07498355441 | CBP31-C | CircuitBoardPost,.31"Pst,PK100 | Circuit board post, .31" (7.9mm) post. | C | 100 | 100 | 100 | 24.92
07498355433 | CBP37-M | CircuitBoardPost,.38"Pst,PK1000 | Circuit board post, .38" (9.7mm) post, bulk package. | M | 1000 | 5000 | 1000 | 154.89
07498344304 | CBR3S-M69 | CTCableTies,FR NYL,STD,10.8,IVY,PK1000 | Panduit Contour-Ty® Cable Ties are designed to provide consistent strength in high-vibration environments. Plus, with a low-profile head and parallel entry design, the tip enters easy and stays snug and snag-free. And with Flame Retardant Nylon 6.6 materi | M | 1000 | 1000 | 1000 | 581.09
07498360065 | CCH119-S10-C | FxdDiaClmp,1.19"Bdl,#10Screw,WH,PK100 | Fixed diameter cable clamp, heavy duty, #10 screw (M5), 1.19" (30.2mm) bundle, white, standard package. | M | 1000 | 100 | 100 | 338.63
07498359843 | CCH12-S10-M0 | FxdDiaClmp,.12"Bdl,#10Screw,BL,PK1000 | Fixed diameter cable clamp, heavy duty, #10 screw (M5), .12" (3.2mm) bundle, black, bulk package. | M | 1000 | 1000 | 1000 | 121.34
07498360016 | CCH81-S10-C | FxdDiaClmp,.81"Bdl,#10Screw,WH,PK100 | Fixed diameter cable clamp, heavy duty, #10 screw (M5), .81" (20.1mm) bundle, white, standard package. | C | 100 | 100 | 100 | 27.34
07498359995 | CCS44-S8-C | FxdDiaClmp,.44"Bdl,#8Screw,WH,PK100 | Fixed diameter cable clamp, #8 screw (M4), .44" (11.2mm) bundle, white, standard package. | C | 100 | 100 | 100 | 14.33
07498312419 | CCT-320 | 1-1/4"Dia. Cable Cutting Tool,EA | Ratchet cable cutting tool cuts both copper and aluminum solid code cables (AL cable to 600MCM and CU cable to 500MCM) from 1/4" (6mm) to 1" (25mm) and stranded flex cables from 1/4" (6mm) to 1-1/4" (32mm) diameter . Approximate dimensions 10" (254mm) x 3 | PC | 1 | 1 | 1 | 284.15
07498312420 | CCT-500 | 2-1/32" Dia. Cable Cutting Tool,EA | Ratchet cable cutting tool cuts both copper and aluminum solid code and stranded flex cables (AL and CU cable to 1000MCM) up to 2 -1/32" (52mm) diameter. Approximate dimensions 14" (356mm) x 5-1/2" (140mm) x 1" (25.4mm). Tool weight 29.6 oz. (840 g). | PC | 1 | 1 | 1 | 372.11
07498338013 | CD-2001-1/0 | Crimp Die,CT-2001,1/0 AWG Cu,#2 Al,EA | Crimp dies for CT-2001 tool, 1/0 AWG Copper, #2 AWG Aluminum. | PC | 1 | 1 | 1 | 178.57
07498338011 | CD-2001-2 | Crimp Die,CT-2001,#2 AWG Cur,EA | Crimp dies for CT-2001 tool, #2 AWG Copper. | PC | 1 | 1 | 1 | 170.07
07498357701 | CD-2001-F87 | DieInsert,CT2001,1-1/0AWG,F87,EA | Die insert used with CT-2001 or CT-3001 (sold separately) to crimp Panduit 1 AWG - 1/0 (50mm2) ferrules and ferrules with sleeves (F87 and FSD87 series). | PC | 1 | 1 | 1
07498357702 | CD-2001-F89 | DieInsert,CT2001,2/0AWG,F89,EA | Die insert used with CT-2001 or CT-3001 (sold separately) to crimp Panduit 2/0 (70mm2) ferrules and ferrules with sleeves (F89 and FSD89 series). | PC | 1 | 1 | 1
07498358713 | CD-2001-F90 | DieInsert,CT2001,3/0AWG,F90,EA | Die insert used with CT-2001 or CT-3001 (sold separately) to crimp Panduit 3/0 (95mm2) ferrules and ferrules with sleeves (F90 and FSD90 series). | PC | 1 | 1 | 1
07498370744 | CD-2001-F91 | DieInsert,CT2001,4/0AWG,F91,EA | Die insert used with CT-2001 or CT-3001 (sold separately) to crimp Panduit 4/0 - 250 kcmil (120mm2) ferrules and ferrules with sleeves (F91 and FSD91 series). | PC | 1 | 1 | 1
07498358714 | CD-2001-F92 | DieInsert,CT2001,300kcmil,F92,EA | Die insert used with CT-2001 or CT-3001 (sold separately) to crimp Panduit 300 kcmil (150mm2) ferrules and ferrules with sleeves (F92 and FSD92 series). | PC | 1 | 1 | 1
07498358722 | CD-2001-F93 | DieInsert,CT2001,350kcmil,F93,EA | Die insert used with CT-2001 or CT-3001 (sold separately) to crimp Panduit 350 kcmil (185mm2) ferrules and ferrules with sleeves (F93 series). | PC | 1 | 1 | 1
07498358723 | CD-2001-F94 | DieInsert,CT2001,400kcmil,F94,EA | Die insert used with CT-2001 or CT-3001 (sold separately) to crimp Panduit 400-500 kcmil (240mm2) ferrules and ferrules with sleeves (F94 series). | PC | 1 | 1 | 1
07498391425 | CD-720-1 | Crimp Die,CT-720,#8 -#2 AWG Cu,#6 Al,EA | Crimp Die for CT-720, #8 - #2 AWG Copper, #6 AWG Aluminum. | PC | 1 | 1 | 1 | 117.77
07498391426 | CD-720-2 | CrimpDie,CT-720,#1-3/0AWGCu,#4-1/0 Al,EA | Crimp Die for CT-720, #1 – 3/0 AWG copper connector. | PC | 1 | 1 | 1 | 117.77
07498391427 | CD-720-3 | CrimpDie,CT-720,4/0-250kcmilCu,2/0 Al,EA | Crimp Die for CT-720, 4/0 AWG – 250 kcmil copper connector. | PC | 1 | 1 | 1 | 117.77
07498391428 | CD-720-4 | Crimp Die,CT-720,300 kcmil Cu,4/0 Al,EA | Crimp Die for CT-720, 300 kcmil copper connector. | PC | 1 | 1 | 1 | 117.77
07498391429 | CD-720-5 | Crimp Die,CT-720,350 kcmil Cu,250 Al,EA | Crimp Die for CT-720, 350 kcmil copper connector. | PC | 1 | 1 | 1 | 117.77
07498391430 | CD-720-6 | Crimp Die,CT-720,400 kcmil Cu,300 Al,EA | Crimp Die for CT-720, 400 kcmil copper connector. | PC | 1 | 1 | 1 | 117.77
07498391431 | CD-720-7 | Crimp Die,CT-720,500 kcmil Cu,350 Al,EA | Crimp Die for CT-720, 500 kcmil copper connector. | PC | 1 | 1 | 1 | 117.77
07498391457 | CD-720PV8-2 | CrimpDie,CT-720,#8-#2 AWG,Vyl,EA | Crimp Die for CT-720, #8 – #2 AWG vinyl insulated Pan-Term® terminals. | PC | 1 | 1 | 1 | 117.77
07498385068 | CD-800-1 | DieInsert,CA-800Applicator,1,RD,EA | Die for CA-800 Applicator | PC | 1 | 1 | 1
07498385077 | CD-800-10 | DieInsert,CA-800Applicator,10,RD,EA | Die for CA-800 Applicator | PC | 1 | 1 | 1
07498385078 | CD-800-11 | DieInsert,CA-800Applicator,11,BU,EA | Die for CA-800 Applicator | PC | 1 | 1 | 1
07498385079 | CD-800-12 | DieInsert,CA-800Applicator,12,RD,EA | Die for CA-800 Applicator | PC | 1 | 1 | 1
07498334957 | CD-800-13 | DieInsert,CA-800Applicator,13,YL,EA | Die for CA-800 Applicator | PC | 1 | 1 | 1
07498354372 | CD-800-15 | DieInsert,CA-800Applicator,15,RD,EA | Die for CA-800 Applicator | PC | 1 | 1 | 1
07498373241 | CD-800-17 | DieInsert,CA-800Applicator,17,YL,EA | Die for CA-800 Applicator | PC | 1 | 1 | 1
07498376143 | CD-800-18 | DieInsert,CA-800Applicator,18,YL,EA | Die for CA-800 Applicator | PC | 1 | 1 | 1
07498383423 | CD-800-1D | DieInsert,CA-800Applicator,1D,RD,EA | Modified lower die for CA-800 Applicator, for barrel insulated disconnects DV-B series. | PC | 1 | 1 | 1
07498385069 | CD-800-2 | DieInsert,CA-800Applicator,2,BU,EA | Die for CA-800 Applicator | PC | 1 | 1 | 1
07498383424 | CD-800-2D | DieInsert,CA-800Applicator,2D,BU,EA | Modified lower die for CA-800 Applicator, for barrel insulated disconnects DV-B series. | PC | 1 | 1 | 1
07498385070 | CD-800-3 | DieInsert,CA-800Applicator,3,YL,EA | Die for CA-800 Applicator | PC | 1 | 1 | 1
07498385071 | CD-800-4 | DieInsert,CA-800Applicator,4,RD,EA | Die for CA-800 Applicator | PC | 1 | 1 | 1
07498385072 | CD-800-5 | DieInsert,CA-800Applicator,5,BU,EA | Die for CA-800 Applicator | PC | 1 | 1 | 1
07498385073 | CD-800-6 | DieInsert,CA-800Applicator,6,RD,EA | Die for CA-800 Applicator | PC | 1 | 1 | 1
07498385074 | CD-800-7 | DieInsert,CA-800Applicator,7,RD,EA | Die for CA-800 Applicator | PC | 1 | 1 | 1
07498385075 | CD-800-8 | DieInsert,CA-800Applicator,8,RD/BU,EA | Die for CA-800 Applicator | PC | 1 | 1 | 1
07498385076 | CD-800-9 | DieInsert,CA-800Applicator,9,RD/BU,EA | Die for CA-800 Applicator | PC | 1 | 1 | 1
07498392190 | CD35-36SL-QY | Cu,MechLug,2H,1B,SFT,#14-#6A,3/16S,PK25 | Two-hole, copper, single barrel, straight floating tongue lug, slotted screw, #14 - #6 AWG, 3/16 (4.8mm) stud hole. | C | 100 | 50 | 1 | 364.73
07498374631 | CD9-10A | DieInsert,CA9Applicator,10A,RD,EA | Die Insert for CA9 Applicator | PC | 1 | 1 | 1
07498374632 | CD9-10B | DieInsert,CA9Applicator,10B,RD,EA | Die Insert for CA9 Applicator | PC | 1 | 1 | 1
07498374633 | CD9-11A | DieInsert,CA9Applicator,11A,BU,EA | Die Insert for CA9 Applicator | PC | 1 | 1 | 1
07498374634 | CD9-11B | DieInsert,CA9Applicator,11B,BU,EA | Die Insert for CA9 Applicator | PC | 1 | 1 | 1
07498374635 | CD9-12A | DieInsert,CA9Applicator,12A,RD,EA | Die Insert for CA9 Applicator | PC | 1 | 1 | 1
07498374636 | CD9-13B | DieInsert,CA9Applicator,13B,YL,EA | The CD9-13B Die Insert is designed for use with the CA9 Ezair™ Crimp Applicator. This quick-change die sets allow for fast product change over and reduction in set-up time. | PC | 1 | 1 | 1
07498374637 | CD9-14A | DieInsert,CA9Applicator,14A,RD/BU,EA | Die Insert for CA9 Applicator | PC | 1 | 1 | 1
07498374638 | CD9-15A | DieInsert,CA9Applicator,15A,RD,EA | Die Insert for CA9 Applicator | PC | 1 | 1 | 1
07498374639 | CD9-16A | DieInsert,CA9Applicator,16A,BU,EA | Die Insert for CA9 Applicator | PC | 1 | 1 | 1
07498374640 | CD9-17B | DieInsert,CA9Applicator,17B,YL,EA | Die Insert for CA9 Applicator | PC | 1 | 1 | 1
07498374641 | CD9-18B | DieInsert,CA9Applicator,18B,YL,EA | Die Insert for CA9 Applicator | PC | 1 | 1 | 1
07498374618 | CD9-1A | DieInsert,CA9Applicator,1A,RD,EA | The CD9-1A Die Insert is designed for use with the CA9 Ezair™ Crimp Applicator. This quick-change die sets allow for fast product change over and reduction in set-up time. | PC | 1 | 1 | 1
07498383421 | CD9-1AD | DieInsert,CA9Applicator,1AD,RD,EA | The CD9-1AD Die Insert is designed for use with the CA9 Ezair™ Crimp Applicator. This quick-change die sets allow for fast product change over and reduction in set-up time. | PC | 1 | 1 | 1
07498374619 | CD9-1B | DieInsert,CA9Applicator,1B,RD,EA | Die Insert for CA9 Applicator | PC | 1 | 1 | 1
07498374620 | CD9-2A | DieInsert,CA9Applicator,2A,BU,EA | The CD9-2A Die Insert is designed for use with the CA9 Ezair™ Crimp Applicator. This quick-change die sets allow for fast product change over and reduction in set-up time. | PC | 1 | 1 | 1
07498383422 | CD9-2AD | DieInsert,CA9Applicator,2AD,BU,EA | Die Insert for CA9 Applicator | PC | 1 | 1 | 1
07498374621 | CD9-2B | DieInsert,CA9Applicator,2B,BU,EA | Die Insert for CA9 Applicator | PC | 1 | 1 | 1
07498374622 | CD9-3B | DieInsert,CA9Applicator,3B,YL,EA | The CD9-3B Die Insert is designed for use with the CA9 Ezair™ Crimp Applicator. This quick-change die sets allow for fast product change over and reduction in set-up time. | PC | 1 | 1 | 1
07498374623 | CD9-4A | DieInsert,CA9Applicator,4A,RD,EA | The CD9-4A Die Insert is designed for use with the CA9 Ezair™ Crimp Applicator. This quick-change die sets allow for fast product change over and reduction in set-up time. | PC | 1 | 1 | 1
07498374624 | CD9-4B | DieInsert,CA9Applicator,4B,RD,EA | Die Insert for CA9 Applicator | PC | 1 | 1 | 1
07498374625 | CD9-5A | DieInsert,CA9Applicator,5A,BU,EA | The CD9-5A Die Insert is designed for use with the CA9 Ezair™ Crimp Applicator. This quick-change die sets allow for fast product change over and reduction in set-up time. | PC | 1 | 1 | 1
07498374626 | CD9-5B | DieInsert,CA9Applicator,5B,BU,EA | The CD9-5B Die Insert is designed for use with the CA9 Ezair™ Crimp Applicator. This quick-change die sets allow for fast product change over and reduction in set-up time. | PC | 1 | 1 | 1
07498374627 | CD9-6B | DieInsert,CA9Applicator,6B,RD,EA | Die Insert for CA9 Applicator | PC | 1 | 1 | 1
07498374628 | CD9-7A | DieInsert,CA9Applicator,7A,RD,EA | Die Insert for CA9 Applicator | PC | 1 | 1 | 1
07498374629 | CD9-8B | DieInsert,CA9Applicator,8B,BU/RD,EA | The CD9-8B Die Insert is designed for use with the CA9 Ezair™ Crimp Applicator. This quick-change die sets allow for fast product change over and reduction in set-up time. | PC | 1 | 1 | 1
07498374630 | CD9-9C | DieInsert,CA9Applicator,9C,RD/BU,EA | The CD9-9C Die Insert is designed for use with the CA9 Ezair™ Crimp Applicator. This quick-change die sets allow for fast product change over and reduction in set-up time. | PC | 1 | 1 | 1
07498303126 | CDLB3 | L-Bracket quick mount for CWD3, 16pcs | The L-bracket with quick mount clip is used for installing the CWD3 corner wiring duct. It is made of low-carbon steel and spring steel and comes in a package of 16 pieces. The recommended fastener size is #10 – 32 x 1/2" (not included). | PC | 1 | 16 | 16 | 9.79
07498365787 | CGR630UA | Cabinet Retrofit Grounding Kit | Retrofit grounding kit for installation on cabinets with threaded #10-32 or M5 rail fasteners and rail depth up to 30" (.75m); includes one RGRB19U grounding busbar kit and one CGJ630UA front to back rail jumper kit. | KT | 1 | 1 | 1 | 411.45
61305656773 | CKSB1-00 | Packaged SBC2/0 and CVRSBC2/0 | Packaged SBC2/0 and CVRSBC2/0 | C | 100 | 1 | 1 | 1362.15
61305656771 | CKSB10-8 | Packaged SBC8 and CVRSBC4 | Packaged SBC8 and CVRSBC4 | C | 100 | 1 | 1 | 971.81
61305656772 | CKSB6-2 | Packaged SBC2 and CVRSBC2 | Packaged SBC2 and CVRSBC2 | C | 100 | 1 | 1 | 1385.63
07498373537 | CLTS25F-C3 | CLT Solid, .25"x100', Orange, 1rl | Corrugated loom tubing solid wall, .25" (6.4mm) x 100', polyethylene, orange. | RL | 1 | 1 | 1 | 55.18
07498373539 | CLTS35F-C3 | CLT Solid, .35"x100', Orange, 1rl | Corrugated loom tubing solid wall, .31" (7.9mm) x 100', polyethylene, orange. | RL | 1 | 1 | 1 | 63.06
07498373541 | CLTS38F-C3 | CLT Solid, .38"x100', Orange, 1rl | Corrugated loom tubing solid wall, .38" (9.7mm) x 100', polyethylene, orange. | RL | 1 | 1 | 1 | 68.34
07498395519 | CO35-36SL-QY | Cu,MechLug,2H,1B,OFT,#14-#6A,3/16S,PK25 | The CO35-36SL-QY Mechanical Connector Lug two-hole copper, single barrel, is made from high strength electrolytic copper to provide premium electrical and mechanical performance for wide wire range-taking capability that helps minimize inventory requireme | C | 100 | 50 | 1 | 322.63
07498313278 | CSM-1.25-C | CABLE STUD MGR,1.25 in CABLE SPACE,PK100 | Cable stud manager for 1.25" cable spacing. | C | 100 | 100 | 100 | 51.37
07498381432 | CSPC2LG-Q | 2" Pre-Cut Corner Strip | 1" bend radius corner strip pre-cut for 2" wall height. | C | 100 | 25 | 25 | 410.9
07498308072 | CT-100A | Term Crimp Tool,Plier Type,22-10AWG,EA | Crimps most Panduit #22 – 10 AWG insulated and non-insulated terminals, disconnects, and splices. Crimps 4mm² – 6mm² copper metric lugs. Cuts #4, #6, #8 and #10 screw sizes. Cuts and strips #22 – 10 AWG wire. Excellent all-around application tool of heat | PC | 1 | 1 | 1 | 66.88
07498353246 | CT-1014 | CrimpTool,controlcycle,lockingdisc,EA | Crimps Panduit #22 – 14 AWG loose piece Disco-Lok™ Disconnects. | PC | 1 | 1 | 1 | 521.11
61305617217 | CT-2300/UK | MicroCrimpTool,1.7Ton,UK,EA | The Panduit® BlackFin® Battery Powered Micro-crimping Tool crimps 65 percent faster than a manual crimping tool thanks to an innovative trigger with power sensing technology. The lightweight, ergonomic design requires less hand force, reducing the risk of | PC | 1 | 1 | 1 | 1074.46
61305616976 | CT-2500/LE | BLKFinCrimpTool,1.7Ton,EU,EA | The Panduit® BlackFin® Crimping Tool is built with an innovative in-line ergonomic design requires less hand force, reducing the risk of injury. The tool crimp force of 1.7 tons crimps a range of #22 – 10 AWG terminals, #26 – 10 AWG single wire ferrules, | PC | 1 | 1 | 1 | 2830.2
61305616916 | CT-2600/LINT | BLKFinCrimpTool,4Ton,INT,EA | The Panduit® BlackFin® Crimping Tool quickly terminates wires with just a push of a button – perfect for single-handed use. Users can even change dies quickly thanks to a flip-top crimp head. With a force of 4.0 tons, the tool crimps #8 – 2 AWG large insu | PC | 1 | 1 | 1 | 3128.18
61305617191 | CT-2920/CCPAUS | BLKFinMultiTool,12Ton,AUS,EA | The Panduit® BlackFin® Crimping Tool crimps, cuts and punches with just the touch of a button. Thanks to a 355-degree rotating, flip-top crimp head, adapters and dies change out quickly and easily. This crimping tool has a force of 12 tons and crimps #8 A | PC | 1 | 1 | 1 | 7435.26
07498319552 | CT-2930/L | CT-2930 Crimp Tool,Die Type,14 Ton,EA | Die type 14 ton crimping tool, 18V lithium-ion battery powered, 120 VAC charger, Jaw opening: 1.65" (41.9mm), Weight: 17.90 lbs. (8.1 kg) with battery, Length: 14.5" (368.3mm), Height: 16.5" (419.1mm), Width: 3.25" (82.6mm). | PC | 1 | 1 | 1 | 6701.71
61305617182 | CT-3001/CCPAUS | BLKFinMultiTool,6.7Ton,AUS,EA | Introducing the Panduit® BlackFin® 3-in-1 in-line Lithium-ion hydraulic Crimp, Cut and Punch Tool. Adapters and dies change out quickly and easily thanks to a 355-degree rotating flip-top crimp head. The crimp tool has a force of 6.7 tons and crimps Pandu | PC | 1 | 1 | 1 | 3576.82
07498318996 | CT-3001/E | Lithium,In-lineCrimpingTool,53Kn,EA | Die type 6 ton in-line crimping tool, 18V lithium-ion battery powered, 230 VAC charger; Jaw opening: 1.8" (45.7mm); Weight: 7.15 lbs. (3.2 kg) with battery; Length: 19.5" (495.3mm); Height: 4.5" (114.3mm); Width: 2.88" (73mm). | PC | 1 | 1 | 1 | 3688.6
61305617137 | CT-3001/STAUS | BLKFinCrimpTool,6.7Ton,Die,AUS,EA | Introducing the Panduit® BlackFin® 3-in-1 in-line Lithium-ion Hydraulic Crimp Tool. Adapters and dies change out quickly and easily thanks to a 355-degree rotating flip-top crimp head. The crimp tool has a force of 6.7 tons and crimps Panduit copper lugs | PC | 1 | 1 | 1 | 3769.57
61305617163 | CT-3980/TO | BLKFinCrimpTool,6.7T,Dieless,ToolOnly,EA | Introducing the Panduit® BlackFin® In-line Lithium-ion Dieless Hydraulic Crimp Tool. Terminations are quick and easy thanks to a 355-degree rotating flip-top crimp head. The crimp tool has a variable force of 3.4 - 6.7 tons and crimps Panduit copper lugs | PC | 1 | 1 | 1 | 3527.39
07498385012 | CT-400 | CrimpTool,controlcycle,InsTerm,D&S,EA | Crimps #22 – 14 Panduit insulated terminals, disconnects, and splices. Comes complete with tools for calibration. Has adjustable pre-load and emergency ratchet. Helps meet military and nuclear requirements. | PC | 1 | 1 | 1 | 1195.39
07498385015 | CT-460 | CrimpTool,insTerms,disc,splices,EA | Crimps #16 – 10 Panduit insulated terminals, disconnects, and splices. Has same features as CT-400 above. | PC | 1 | 1 | 1 | 1376.68
07498391486 | CT-500CH | CrimpHead,CT-600-A,InsTerms,Spl,Dis,EA | Crimping head for most #22 – 14 insulated terminals, splices, and disconnects. | PC | 1 | 1 | 1 | 608.45
07498300965 | CT-600-A | CrimpTool,Pneumatic,hose and case,EA |  | PC | 1 | 1 | 1 | 3697.85
07498391421 | CT-720-7 | Crimping Tool Kit with 7 Dies | Basic tool kit with seven dies.Includes: • Seven dies (CD-720-1 through CD-720-7) for installing #8 AWG – 500 kcmil copper compression connectors• Carrying/storage case (C-720) | PC | 1 | 1 | 1 | 2158.63
07498358933 | CT-901RFS | FootSwitch,CT-901HP-CT-8250HP,EA | Dual electrical foot switch that allows convenient "hands free" operation of the Panduit CT-901HP or CT-8250HP electric hydraulic pumps used with Panduit remote hydraulic crimp heads. Supplied with 10' electric cord that can be directly connected to Pandu | PC | 1 | 1 | 1 | 1347.51
07498391482 | CT-930 | Crimp Tool,Die Type,14 Ton,EA | Terminates Panduit compression connectors:• Copper compression lugs and splices for #8 AWG – 750 kcmil code conductor• Copper compression lugs and splices for #8 AWG – 600 kcmil flex conductor• Copper compression lugs and splices for 10mm² – 400mm² Class | PC | 1 | 1 | 1 | 3092.42
07498345678 | CTH19U04-C30 | CTH,PushMount,.19"dia,PK100 | Corrugated tubing holder push mount with umbrella, .19" (5mm) nominal diameter. | C | 100 | 100 | 100 | 26.57
07498344115 | CVR6-1 | Black H-tap Cover,w/CTAP4-8,EA | Black HTAP cover, use with CTAP4-8, CTAP4-6, and CTAP4-4. | C | 100 | 1 | 1 | 928.14
61305656753 | CVRSBC2 | Insulating Cover (for SBC3 and SBC2) | Insulating Cover (for SBC3 and SBC2) | C | 100 | 1 | 1 | 624.26
61305656754 | CVRSBC2/0 | Insulating Cover (for SBC1/0 and SBC2/0) | Insulating Cover (for SBC1/0 and SBC2/0) | C | 100 | 1 | 1 | 815.86
61305656752 | CVRSBC4 | Insulating Cover (for SBC8, SBC6S and SB | Insulating Cover (for SBC8, SBC6S and SBC4S) | C | 100 | 1 | 1 | 467.88
61305625346 | CX225-56HKR-Q | CuMechLug,1Hole,1Brl,StrFixedTng,#2,PK25 | Copper Mechanical Lug, 1 Hole, 1 Barrel, Straight Fixed Tongue, #2 - 4/0 AWG, 5/16 (7.9mm) Stud, 7/32 hex Key. | C | 100 | 1 | 1 | 1449.89
07498382749 | D-250A-M | DisconnectAdapter,NonIns,2Fem,1Male,1000 | The vibration resistant disconnect adapter in metallic brass couples two female tabs and one male tab all sized at 0.250 x 0.032 (6.3 x 0.8 mm). The adapter is 0.82" (20.8 mm) long and 0.57" (14.5 mm) wide. It tin-plated, non-insulated, and comes in boxes | M | 1000 | 1000 | 1000 | 451.35
07498321120 | D1.5X4WH6 | Round Hole Duct, PVC, 1.5X4X6',WHT,6ft | Panduct® flush cover type D round hole wiring duct, 1.5 W x 4 H, 6' length, PVC, white. | FT | 1 | 6 | 6 | 10.27
07498364585 | D18-187-C | Disconnect,Fm,NIn,.187x.032,22-18AWG,100 | The vibration resistant female disconnect in metallic brass helps overcome the failures caused by high vibration. It has a tab size of 0.187 x 0.032" inches (4.8 x 0.8 mm) and supports a wire range of 22-18 AWG (0.5-1.0 mm²). It is 0.58" (14.7 mm) long an | C | 100 | 100 | 100 | 64.18
61305674622 | DAP3PUNCH-SS | Data Access Port 2.5in Stainless Steel C | Data Access Port 2.5in Stainless Steel Conduit Greenlee Knockout Punch Attachment. For Use With DAP3* Part Numbers. | PC | 1 | 1 | 1 | 2004
07498350251 | DCT-RI | DCT Replacement Nylon sert, 1pc | Replacement Nylon Insert for DCT. | PC | 1 | 1 | 1 | 8.22
07498336432 | DNF10-250FIB-E | Disc,F,NylFl,12-10AWG,.250x.032",BS,PK20 | The vibration resistant female disconnect is made of brass and is tin-plated. It is fully insulated in a yellow, nylon housing. It has a tab size of 0.250 x 0.032" (6.3 x 0.8 mm) and supports a wire range of 12-10 AWG (4.0-6.0 mm²). It is 0.96" (24.4 mm) | C | 100 | 20 | 20 | 121.53
07498382645 | DNF14-205-M | Disc,F,BlNy,.205x.032",16-14AWG,1000 | The vibration resistant female disconnect is made of brass and is tin-plated. It is barrel insulated in a blue, nylon. It has a tab size of 0.205/0.187 x 0.032" (5.2/4.8 x 0.8 mm) and supports a wire range of 16-14 AWG (1.5-2.5 mm²). It is 0.83" (21.1 mm) | M | 1000 | 1000 | 1000 | 454.37
07498376155 | DNF14-250FI-M | Disc,F,BlNy,.250x.032,16-14AWG,IGS,1000 | The vibration resistant female disconnect is made of brass and is tin-plated. It is fully insulated in a blue, nylon housing. It has a tab size of 0.250 x 0.032" (6.3 x 0.8 mm) and supports a wire range of 16-14 AWG (1.5-2.5 mm²). It is 0.94" (23.9 mm) | M | 1000 | 1000 | 1000 | 417.98
07498336439 | DNF18-110FIB-E | Disc,F,RdNy,.110x.032",22-18AWG,20 | The vibration resistant female disconnect is made of brass and is tin-plated. It is fully insulated in a red, nylon housing. It has a tab size of 0.110 x 0.032" (2.8 x 0.8 mm) and supports a wire range of 22-18 AWG (0.5-1.0 mm²). It is 0.71" (18.0 mm) lon | C | 100 | 20 | 20 | 117.7
07498382615 | DNFR14-205FIB-M | Disc,F,RA,BlNy,.205x .032",16-14AWG,1000 | The vibration resistant, right angle style female disconnect is made of brass and is tin-plated. It is fully insulated in blue nylon and has a funnel entry with insulation support. It has a tab size of 0.205/0.187 x 0.032" (5.2/4.8 x 0.8 mm) and supports | M | 1000 | 1000 | 1000 | 576.32
07498382663 | DNFR14-206B-M | Disc,F,RA,BlNy,.205x.020",16-14WG,1000 | The vibration resistant, right angle style female disconnect is made of brass and is tin-plated. It is insulated in blue nylon. It has a tab size of 0.205/0.187 x 0.020" (5.2/4.7 x 0.5 mm) and supports a wire range of 16-14 AWG (1.5-2.5 mm²). It is 0.78" | M | 1000 | 1000 | 1000 | 574.9
07498382617 | DNFR14-206FIB-M | Dis,F,RA,BlNy,.205x.020",16-14AWG,BS1000 | The vibration resistant, right angle style female disconnect is made of brass and is tin-plated. It is fully insulated in blue nylon. It has a tab size of 0.205/0.187 x 0.020" (5.2/4.7 x 0.5 mm) and supports a wire range of 16-14 AWG (1.5-2.5 mm²). It is | M | 1000 | 1000 | 1000 | 599.38
07498368743 | DNG14-188FB-3K | SpGrp,FDis,BlNy,.187x.02",16-14AWG,3000 | The Supra-Grip™ female disconnect is made of brass and is tin-plated. It is fully insulated in blue nylon. It has a tab size of 0.187 x 0.020 (4.9 x 0.5 mm) and supports a wire range of 16-14 AWG (1.5-2.5 mm²). It is 0.89" (22.6 mm) long and 0.29" (7.4 mm | M | 1000 | 3000 | 3000 | 398.6
07498312066 | DNG18-250FB-L | SpGrp,FDis,RdNy,.25x.032",22-18AWG,50 | The Supra-Grip™ female disconnect is made of brass and is tin-plated. It is fully insulated in red nylon. It has a tab size of 0.250 x 0.032 (6.3 x 0.8 mm) and supports a wire range of 22-18 AWG (0.5-1.0 mm²). It is 0.93" (23.6 mm) long and 0.35" (8.9 mm) | C | 100 | 50 | 50 | 134.2
07498381831 | DNH10-250FI-E | Disc,Fem,Ylw,HS,.250 x .032",12-10AWG,20 | The female disconnect is made of brass and is tin-plated. It is fully insulated in yellow heat shrink. It has a tab size of 0.250 x 0.032 (6.3 x 0.8 mm) and supports a wire range of 12-10 AWG (4.0-6.0 mm²). It is 1.44" (36.6 mm) long and 0.35" (8.9 mm) wi | C | 100 | 20 | 20 | 230.26
07498320379 | DPF14-205FIB-C | Dis,PBuNy,.187/.205x.032",16-14AWG,100 | The vibration resistant DiscoGrip™ female disconnect is made of brass and is tin-plated. It is fully insulated in blue premium nylon housing. It has a tab size of 0.205/0.187 x 0.032" (5.2/4.8 x 0.8 mm) and supports a wire range of 16-14 AWG (1.5-2.5 mm²) | C | 100 | 100 | 100 | 119.49
07498320387 | DPF14-206FIB-C | Dis,PBuNy,.187/.205x.032",16-14AWG,100 | The vibration resistant DiscoGrip™ female disconnect is made of brass and is tin-plated. It is fully insulated in blue premium nylon housing. It has a tab size of 0.205/0.187 x 0.02" (5.2/4.7 x 0.5 mm) and supports a wire range of 16-14 AWG (1.5-2.5 mm²). | C | 100 | 100 | 100 | 119.49
07498311998 | DPF14-250FIM-L | Dis,M,PBuNy,.250x.032",16-14AWG,500 | The vibration resistant DiscoGrip™ male disconnect is made of brass and is nickel-plated. It is fully insulated in blue premium nylon housing. It has a tab size of 0.250 x 0.032" (6.3 x 0.8 mm) and supports a wire range of 16-14 AWG (1.5-2.5 mm²). It is 0 | C | 100 | 50 | 50 | 121.86
07498320376 | DPF18-205FIB-C | Dis,F,RdNy,.205/187x.032",22-18AWG,100 | The vibration resistant DiscoGrip™ female disconnect is made of brass and is tin-plated. It is fully insulated in red premium nylon housing. It has a tab size of 0.205/0.187 x 0.032" (5.2/4.8 x 0.8 mm) and supports a wire range of 22-18 AWG (0.5-1.0 mm²). | C | 100 | 100 | 100 | 119.49
07498320336 | DPF18-250FIMB-L | Disc,M,DsGrp,RdOs,.250x.032",22-18AWG,50 | The vibration resistant DiscoGrip™ male disconnect is made of brass and is nickel-plated. It is fully insulated in red premium nylon oversized housing. It has a tab size of 0.250 x 0.032" (6.3 x 0.8 mm) and supports a wire range of 22-18 AWG (0.5-1.0 mm²) | C | 100 | 50 | 50 | 134.03
07498311723 | DRDC2LG6 | 2 Replacement Cvr for DRD22, PVC,LG,6ft | The Panduct PanelMax 2 replacement cover in light gray is used with the DRD22 DIN Rail Wiring Duct. It is made of PVC material. | FT | 1 | 6 | 6 | 2.47
07498311740 | DRDC2WH6 | 2 Replacement Cvr for DRD22,PVC,WHT,6ft | The Panduct PanelMax 2 replacement cover in white is used with the DRD22 DIN Rail Wiring Duct. It is made of PVC material. | FT | 1 | 6 | 6 | 2.47
07498311725 | DRDC3LG6 | 3 Replacement Cvr for DRD22, PVC,LG,6ft | The Panduct PanelMax 3 replacement cover in light gray is used with the DRD33 DIN Rail Wiring Duct. It is made of PVC material. | FT | 1 | 6 | 6 | 3.59
07498311806 | DRDCS2-X | 2" Corner Strip for DRD,PVC,10pcs | The Panduct PanelMax 2" corner strip in light gray PVC material is used with the DRD22 DIN rail wiring duct. It comes in a package of 10 pieces. | PC | 1 | 100 | 10 | 5.26
07498311807 | DRDCS3-X | 3" Corner Strip for DRD,PVC,10pcs | The Panduct PanelMax 3" corner strip in light gray PVC material is used with the DRD33 DIN rail wiring duct. It comes in a package of 10 pieces. | PC | 1 | 100 | 10 | 5.81
07498311809 | DRDCS4-X | 4" Corner Strip for DRD,PVC,10pcs | The Panduct PanelMax 4" corner strip in light gray PVC material is used with the DRD44 DIN rail wiring duct. It comes in a package of 10 pieces. | PC | 1 | 100 | 10 | 6.85
07498311810 | DRDSF-C | Replace D" Rail Screws for DRD,100pcs | The Panduct® PanelMax™ replacement DIN rail fasteners are for the DRD DIN rail wiring duct. They come in packages of 100 pieces. | PC | 1 | 100 | 100 | .17
07498372531 | DSF-RS | DieSharpeningFixture,Black Oxide,EA | For use with black oxide cutter dies. | PC | 1 | 1 | 1
07498361728 | DSL110 | Non-AdhesivePaper,WH,EA | 110 Block Label, Non-Adhesive, 7.87" x 0.48" Write-On, For 3/4/5 four pair schemes, White | PK | 1 | 1 | 1 | 4.88
07498346017 | DV14-205B-C | Disc,F,BlVn,.187/.205x.032"16-14AWG,100 | The vibration resistant female disconnect is made of brass and is tin-plated. It is barrel insulated in blue vinyl housing. It has a tab size of 0.187/0.205 x 0.032" (4.7/5.2 x 0.8 mm) and supports a wire range of 16-14 AWG (1.5-2.5 mm²). It is 0.75" (19. | C | 100 | 100 | 100 | 80.86
07498334355 | DV14-250B-E | Disc,F,BlVn,.25x.032",16-14AWG,PK20 | The vibration resistant female disconnect is made of brass and is tin-plated. It is barrel insulated in blue vinyl housing. It has a tab size of 0.250 x 0.032" (6.3 x 0.8 mm) and supports a wire range of 16-14 AWG (1.5-2.5 mm²). It is 0.81" (20.6 mm) long | C | 100 | 20 | 20 | 103.06
07498382226 | DV14-250MB-M | Disc,M,BlVn,.25x.032",16-14AWG,1000 | The vibration resistant male disconnect is made of copper and is nickel-plated. It is barrel insulated in blue vinyl housing. It has a tab size of 0.250 x 0.032" (6.3 x 0.8 mm) and supports a wire range of 16-14 AWG (1.5-2.5 mm²). It is 0.96" (24.4 mm) lo | M | 1000 | 1000 | 1000 | 328.84
61305675781 | DV14-250P-EYY | Piggyback Disconnect, vinyl barrel insul | Piggyback Disconnect, vinyl barrel insulated, 16 – 14 AWG, .250 x .032 tab size, convenience package. | C | 100 | 20 | 20 | 202.85
07498368557 | DV18-188B-CY | Disc,F,RdVn,.187x.02",22-18AWG,PK1000 | The vibration resistant female disconnect is made of brass and is tin-plated. It is barrel insulated in red vinyl housing. It has a tab size of 0.187 x 0.02" (4.8 x 0.5 mm) and supports a wire range of 22-18 AWG (0.5-1.0 mm²). It is 0.76" (19.3 mm) long a | C | 100 | 100 | 100 | 82.33
07498340896 | DV18-206B-MY | Disc,F,RdVn.187/0.205x0.02",22-18AWG1000 | The vibration resistant female disconnect is made of brass and is tin-plated. It is barrel insulated in red vinyl housing. It has a tab size of 0.187/0.205 x 0.02" (4.8/5.2 x 0.5 mm) and supports a wire range of 22-18 AWG (0.5-1.0 mm²). It is 0.75" (19.1 | M | 1000 | 1000 | 1000 | 265.98
07498368565 | DVF18-188-CY | Disc,F,VinRd,22-18AWG,.187x.02FN,PK100 | The vibration resistant female disconnect is made of brass and is tin-plated. It is barrel insulated in red vinyl housing. It has a tab size of 0.187 x 0.02" (4.7 x 0.8 mm) and supports a wire range of 22-18 AWG (0.5-1.0 mm²). It is 0.76" (19.3 mm) long a | C | 100 | 100 | 100 | 113.16
07498328160 | EDV18-250P-L | PBDISCON,VylBrlInsul,22,18AWG,PK50 | StrongHold™ Piggyback Disconnect, vinyl barrel insulated, 22 – 18 AWG, .250 x .032 tab size. | C | 100 | 50 | 50 | 22.16
07498333856 | F2X2WH6-A | NAR Slot ADH Dct,PVC,2x2x6',WH,6ft | Panduct® type F narrow slot wiring duct, 2 W x 2 H, 6' length, PVC, adhesive, white. | FT | 1 | 6 | 6 | 7.97
07498376418 | F76-12-M | Ferrule,Non-Insul,18AWG,12mmLEN,PK1000 | Ferrule, non-insulated, 18 AWG wire range, 0.47(12.0mm) length. | M | 1000 | 1000 | 1000 | 105.39
07498376333 | F78-15-M | Ferrule,Non-Insul,16AWG,15mmLEN,PK1000 | Ferrule, non-insulated, 16 AWG wire range, 0.59(15.0mm) length. | M | 1000 | 1000 | 1000 | 116.33
07498376422 | F80-20-M | Ferrule,Non-Insul,14AWG,20mmLEN,PK1000 | Ferrule, non-insulated, 14 AWG wire range, 0.79(20.0mm) length. | M | 1000 | 1000 | 1000 | 199.36
07498376345 | F81-20-M | Ferrule,Non-Insul,12AWG,20mmLEN,PK1000 | Ferrule, non-insulated, 12 AWG wire range, 0.79(20.0mm) length. | M | 1000 | 1000 | 1000 | 256.08
07498359240 | FCBI3-S10-C20 | FlatCableBase,3inWCbl,#10Screw,BL,PK100 | The flat cable mounting system uses one base, one corresponding size plate (FCPI), and one intermediate cross section cable tie to secure stacked 3.0" (76.2mm) wide cables, folds, and breakouts, as well as laminated and molded bus bars. For indoor use onl | C | 100 | 100 | 100 | 66.12
07498359021 | FCPI2-M20 | FlatCablePlate,2"Wcble,BL,PK1000 | Flat cable mounting system, FCPI plate, 2" (50.8mm) cable width, black, bulk package. | M | 1000 | 1000 | 1000 | 311.91
07498359040 | FCPI3-C20 | FlatCablePlate,3"Wcble,BL,PK100 | Flat cable mounting system, FCPI plate, 3" (76.2mm) cable width, black, standard package. | C | 100 | 100 | 100 | 50.13
61305681806 | FL12X12LG | Slotted Duct, Polypropylene,12X12X500mm, | FlexDuct, 12 mm x 12 mm x 500 mm, Light Gray, Flexible polypropylene material without Adhesive, UL Recognized continuous use temperatures up to 149 Degrees F (65 Degrees C), UL94 Flammability Rating of V-2. | PC | 1 | 112 | 112 | 4.76
61305681803 | FL12X12LG-AV | Slotted Duct, Polypropylene,12X12X500mm, | FlexDuct, 12 mm x 12 mm x 500 mm, Light Gray, Flexible polypropylene material with High Bond Acrylic Adhesive, UL Recognized continuous use temperatures up to 149 Degrees F (65 Degrees C), UL94 Flammability Rating of V-2, factory-applied high bond acrylic | PC | 1 | 112 | 112 | 7.43
61305681802 | FL25X25LG | Slotted Duct, Polypropylene,25X25X500mm, | FlexDuct, 25 mm x 25 mm x 500 mm, Light Gray, Flexible polypropylene material without Adhesive, UL Recognized continuous use temperatures up to 149 Degrees F (65 Degrees C), UL94 Flammability Rating of V-2. | PC | 1 | 70 | 70 | 7.75
61305681804 | FL25X25LG-AV | Slotted Duct, Polypropylene,25X25X500mm, | FlexDuct, 25 mm x 25 mm x 500 mm, Light Gray, Flexible polypropylene material with High Bond Acrylic Adhesive,, UL Recognized continuous use temperatures up to 149 Degrees F (65 Degrees C), UL94 Flammability Rating of V-2, factory-applied high bond acryli | PC | 1 | 70 | 70 | 12.11
61305681801 | FL50X50LG | Slotted Duct, Polypropylene,50X50X500mm, | FlexDuct, 50 mm x 50 mm x 500 mm, Light Gray, Flexible polypropylene material without Adhesive, UL Recognized continuous use temperatures up to 149 Degrees F (65 Degrees C), UL94 Flammability Rating of V-2. | PC | 1 | 32 | 32 | 14.14
61305681805 | FL50X50LG-AV | Slotted Duct, Polypropylene,50X50X500mm, | FlexDuct, 50 mm x 50 mm x 500 mm, Light Gray, Flexible polypropylene material with High Bond Acrylic Adhesive,, UL Recognized continuous use temperatures up to 149 Degrees F (65 Degrees C), UL94 Flammability Rating of V-2, factory-applied high bond acryli | PC | 1 | 32 | 32 | 22.11
07498334876 | FMWR-C | Wire Retainer Labeling | Panduct® type MC duct wire retainer/labeling device, 1.46" - 3.94" duct width, PVC, dark beige, 100 pc. package quantity. | C | 100 | 100 | 100 | 121.14
07498333978 | FS.75X1.5LG6 | SLD Duct, PVC, .75x1.5x6', LG, 6ft | Solid Wall Raceway used in non-plenum applications. Base and covers sold separately. | FT | 1 | 6 | 6 | 5.69
07498334018 | FS1X4LG6NM | SLD Duct NMTG, PVC,1x4x6', LG, 6ft | Panduct® type FS solid wall wiring duct, 1 W x 4 H, 6' length, PVC, light gray, no mounting holes. | FT | 1 | 6 | 6 | 7.87
07498334144 | FS3X5LG6NM | SLD Duct NMTG, PVC,3x5x6', LG, 6ft | Panduct® type FS solid wall wiring duct, 3 W x 5 H, 6' length, PVC, light gray, no mounting holes. | FT | 1 | 6 | 6 | 13.91
07498334143 | FS3X5WH6NM | SLD Duct NMTG, PVC,3x5x6', WHT, 6ft | Panduct® type FS solid wall wiring duct, 3 W x 5 H, 6' length, PVC, white, no mounting holes. | FT | 1 | 60 | 60 | 13.26
07498301036 | FSD80-8-3K6 | FerruleReel,14AWG,0.31",BU,PK3000 | Insulated ferrules, single wire blue DIN end sleeve on reel,14 AWG (2.5mm²), 0.31(8.0mm) pin length. | M | 1000 | 3000 | 3000 | 106.81
07498333385 | FSDXL83-12-C | Ferrule,Ins,ShtCt,8AWG,12mmPIN,RED,PK100 | Polypropylene insulated ferrules single wire red DIN color expanded short circuit protection end sleeve, 8 AWG (10.0mm²), .47(12.0mm) pin length. | M | 1000 | 100 | 100 | 912.19
07498333386 | FSDXL84-12-C | Ferrule,Ins,ShtCrt,6AWG,12mmPIN,BU,PK100 | Polypropylene insulated ferrules single wire blue DIN color expanded short circuit protection end sleeve, #6 AWG (16.0mm²) Wire Size, 0.47 (12.0mm) Pin Length. | M | 1000 | 100 | 100 | 960.67
07498372399 | FSHH-X | FanningStripSystem,1.38"H,PK10 | Harness fanning strip system, 1.38" (35.1mm) high. | PC | 1 | 10 | 10 | 6.71
07498301784 | G1.5X1.5IB6 | Wide Slot Duct, PVC, 1.5x1.5x6',IB,6ft | Panduct® type G wide slot wiring duct, 1.5 W x 1.5 H, 6' length, PVC, intrinsic blue. | FT | 1 | 6 | 6 | 6.25
07498363915 | G1X1IB6 | Wide Slot Duct, PVC, 1x1x6',IB,6ft | Panduct® type G wide slot wiring duct, 1 W x 1 H, 6' length, PVC, intrinsic blue. | FT | 1 | 6 | 6 | 4.74
07498361551 | G1X3BL6-A | W Slot ADH Duct,PVC,1x3x6',BL,6ft | Panduct® type G wide slot wiring duct, 1 W x 3 H, 6' length, PVC, adhesive, black. | FT | 1 | 6 | 6 | 9.15
07498364031 | G3X1LG6-A | W Slot ADH Duct,PVC,3x1x6',LG,6ft | Panduct® type G wide slot wiring duct, 3 W x 1 H, 6' length, PVC, adhesive, light gray. | FT | 1 | 6 | 6 | 8
07498300946 | GCC6X61/0-1/0 | Cross Connector,Copper,1/0-1/0,EA | Grounding cross connector for #6 SOL – 1/0 STR AWG (16 – 50mm²) wire size. | PC | 1 | 3 | 1 | 61.96
07498300949 | GCC6X6500-1/0 | Cross Connector,Copper,500-1/0,EA | Grounding cross connector for 250 – 500 kcmil (150 – 240mm²) and #6 SOL – 1/0 STR AWG (15 – 50mm²) wire size. | PC | 1 | 1 | 1 | 158.07
61305656804 | GCHE250-250 | Heavy Duty Ground "E" Style Conn. 1/0 ST | Heavy Duty Ground "E" Style Conn. 1/0 STR–250 kcmil (70–120mm²), 1/0 STR–250 kcmil (70–120mm²) | C | 100 | 1 | 1 | 5508.44
61305664722 | GCHE500-250 | Heavy Duty Ground "E" Style Conn. 250– | Heavy Duty Ground "E" Style Conn. 250–500 kcmil (150–240mm²), 1/0 STR–250 kcmil (70–120mm²) | C | 100 | 1 | 1 | 7817.09
61305682287 | GEE189F-A-C | Grommet Edging, Slotted, 0.144"- 0.189" |  | RL | 1 | 1 | 1 | 108.92
61305682354 | GEE189F-A-C0 | Grommet Edging, Slotted, 0.144"- 0.189" |  | RL | 1 | 1 | 1 | 113.79
61305682355 | GEE189F-C | Grommet Edging, Slotted, 0.144"- 0.189" |  | RL | 1 | 1 | 1 | 87.24
61305682356 | GEE189F-C0 | Grommet Edging, Slotted, 0.144"- 0.189" |  | RL | 1 | 1 | 1 | 95.72
61305682357 | GES189F-A-C | Grommet Edging, Solid, 0.144"- 0.189" Pa |  | RL | 1 | 1 | 1 | 79.48
61305682358 | GES189F-A-C0 | Grommet Edging, Solid, 0.144"- 0.189" Pa |  | RL | 1 | 1 | 1 | 86.71
07498310753 | GES36FR-CY | Grom Edg SLD,.11"x.12",FR NAT,1rl | Solid grommet edging (use on straight edges only), .036" thickness, flame retardant polyethylene, natural, 100 ft. | RL | 1 | 1 | 1 | 48.63
07498366264 | GHC2/0-12-C | Guillotine Style Hub,Bronze,1/2 in,100PK | Bronze ground hubs, #10 SOL – 2/0 STR AWG conductor size range, 1/2" (12.7mm) conduit hub size, 1.98" (50.3mm) hub length. | C | 100 | 1 | 1 | 584.77
07498366280 | GHC3/0-1-L | Guillotine Style Hub,Bronze,1 in,50PK | Bronze ground hubs, #10 SOL – 3/0 STR AWG conductor size range, 1" (25.4mm) conduit hub size, 2.16" (54.9mm) hub length. | C | 100 | 1 | 1 | 761.14
07498366247 | GPC2-6-X | Pipe Clamp,Water Pipe 4 -1/2-6 in,10PK | Bronze grounding clamp, #10 SOL - #2 STR AWG conductor size range, 4 1/2" - 6" (114.3mm - 152.4mm) iron pipe size, 5.20" (132.1mm) pipe clamp screw length. | C | 100 | 1 | 1 | 9520.05
07498391930 | GPC4-1-12-Q | Pipe Clamp,1in,w/Conduit Hub,1/2 in,25PK | Bronze grounding clamp for conduit, #8 SOL - #4 STR AWG conductor size range, 1/2" -1" (12.7mm - 25.4mm) iron pipe size, 1/2" (12.7mm) conduit hub size, 1.65" (41.9mm) pipe clamp screw length. | C | 100 | 1 | 1 | 1876.75
07498391933 | GPC4-2-12-L | Pipe Clamp,2in,w/Conduit Hub,1/2 in,50PK | Bronze grounding clamp for conduit, #8 SOL - #4 STR AWG conductor size range, 1 1/4" -2" (31.8mm - 50.8mm) iron pipe size, 1/2" (12.7mm) conduit hub size, 2.22" (56.4mm) pipe clamp screw length. | C | 100 | 1 | 1 | 3001.47
07498366244 | GPCA2-1-C | Pipe Clamp,Armored Cable,1/2-1 in,100PK | Bronze grounding clamp, armored cable, zinc plated steel hardware, #8 SOL - #4 STR AWG conductor size range, 1/2" - 1" (12.7mm - 25.4mm) iron pipe size, 1.65" (41.9mm) pipe clamp screw length. | C | 100 | 1 | 1 | 1172.87
07498366352 | GPCA2-4-X | Pipe Clamp,Armored Cable,2-1/2-4 in,10PK | Bronze grounding clamp, armored cable, zinc plated steel hardware, #8 SOL - #4 STR AWG conductor size range, 2 1/2" - 4" (63.5mm - 101.6mm) iron pipe size, 4.25" (108.0mm) pipe clamp screw length. | C | 100 | 1 | 1 | 10104.49
07498367212 | GPCG2/0-2-12-Q | Pipe Clamp 2in,w/Guillotine,1/2 in,25PK | Bronze grounding clamp for conduit with guillotine, #10 SOL - 2/0 STR AWG conductor size range, 1 1/4" - 2" (31.8mm - 50.8mm) iron pipe size, 1/2" (12.7mm) conduit hub size, 2.22" (56.4mm) pipe clamp screw length. | C | 100 | 1 | 1 | 5221.09
07498366360 | GPCG2/0-4-12-E | Pipe Clamp 4in,w/Guillotine,1/2 in,20PK | Bronze grounding clamp for conduit with guillotine, #10 SOL - 2/0 STR AWG conductor size range, 2 1/2" - 4" (63.5mm - 101.6mm) iron pipe size, 1/2" (12.7mm) conduit hub size, 4.25" (108.0mm) pipe clamp screw length. | C | 100 | 1 | 1 | 12277.24
07498366363 | GPCG2/0-4-34-E | Pipe Clamp 4in,w/Guillotine,3/4 in,20PK | Bronze grounding clamp for conduit with guillotine, #10 SOL - 2/0 STR AWG conductor size range, 2 1/2" - 4" (63.5mm - 101.6mm) iron pipe size, 3/4" (19.1mm) conduit hub size, 4.25" (108.0mm) pipe clamp screw length. | C | 100 | 1 | 1 | 13538.89
07498366898 | GPCG3/0-4-1-X | Pipe Clamp 4in,w/Guillotine,1 in,10PK | Bronze grounding clamp for conduit with guillotine, #10 SOL - 3/0 STR AWG conductor size range, 2 1/2" - 4" (63.5mm - 101.6mm) iron pipe size, 1" (25.4mm) conduit hub size, 4.25" (108.0mm) pipe clamp screw length. | C | 100 | 1 | 1 | 14329.99
07498366923 | GPCH2-2-L | Hvy Duty Base Pipe Clamp,1-1/4-2 in,50PK | Bronze grounding clamp, heavy duty base, #10 SOL - #2 STR AWG conductor size range, 1 1/4" - 2" (31.8mm - 50.8mm) iron pipe size, 2.22" (56.4mm) pipe clamp screw length. | C | 100 | 1 | 1 | 3444.69
07498366918 | GPCH4/0-1D-L | Heavy Duty Pipe Clamp,DB,1/2-1 in,50PK | Bronze grounding clamp, heavy duty, direct burial #8 SOL - 4/0 STR AWG conductor size range, 1/2" - 1" (12.7mm - 25.4mm) iron pipe size, 1.65" (41.9mm) pipe clamp screw length. | C | 100 | 1 | 1 | 3559.54
07498366155 | GPCH4/0-6-X | Heavy Duty Pipe Clamp,4-1/2-6 in,10PK | Bronze grounding clamp, heavy duty, #8 SOL - 4/0 STR AWG conductor size range, 4 1/2" - 6" (114.3mm - 152.4mm) iron pipe size, 5.20" (132.1mm) pipe clamp screw length. | C | 100 | 1 | 1 | 18371.8
07498366255 | GPCJ2-1-C | Pipe Clamp,Light Water Pipe1/2-1in,100PK | Bronze grounding clamp, Light duty, #10 SOL - #2 STR AWG conductor size range, 1/2" - 1" (12.7mm - 25.4mm) iron pipe size, 1.65" (41.9mm) pipe clamp screw length. | C | 100 | 1 | 1 | 705.96
07498391927 | GPCS4-2-12-L | Pipe Clamp,1in,w/Strap & Hub 3/4 in,50PK | Bronze grounding clamp for conduit with strap, #8 SOL - #4 STR AWG conductor size range, 1/2" - 1" (12.7mm - 25.4mm) iron pipe size, 3/4" (19.1mm) conduit hub size, 1.65" (41.9mm) pipe clamp screw length. | C | 100 | 1 | 1 | 4116.32
07498366913 | GPCW6-1-12-L | Pipe Clamp,1/2-1 in,w/Swivel Hub,50PK | Bronze grounding clamp with conduit hub and swivel, #10 SOL - #6 STR AWG conductor size range, 1/2" - 1" (12.7mm - 25.4mm) iron pipe size, 1/2" - 3/4" (12.7mm - 19.1mm) EMT 1/2" (12.7mm) rigid conduit hub size, 1.65" (41.9mm) pipe clamp screw length. | C | 100 | 1 | 1 | 2160.78
07498367215 | GPCW6-2-12-Q | Pipe Clamp,1-1/4-2 in,w/Swivel Hub,25PK | Bronze grounding clamp with conduit hub and swivel, #10 SOL - #6 STR AWG conductor size range, 1 1/4" - 2" (31.8mm - 50.8mm)iron pipe size, 1/2" - 3/4" (12.7mm - 19.1mm) EMT 1/2" (12.7mm) rigid conduit hub size, 2.22" (56.4mm) pipe clamp screw length. | C | 100 | 1 | 1 | 4527.94
07498366899 | GPCW6-4-12-X | Pipe Clamp,2-1/2-4 in,w/Swivel Hub,10PK | Bronze grounding clamp with conduit hub and swivel, #10 SOL - #6 STR AWG conductor size range, 2 1/2" - 4" (63.5mm - 101.6mm) iron pipe size, 1/2" - 3/4" (12.7mm - 19.1mm) EMT 1/2" (12.7mm) rigid conduit hub size, 4.25" (108.0mm) pipe clamp screw length. | C | 100 | 1 | 1 | 8653.41
07498366912 | GPCWA6-1-L | Pipe Clamp with Swivel,1/2-1 in,50PK | Bronze grounding clamp for armored cable with swivel, #10 SOL - #6 STR AWG conductor size range, 1/2" - 1" (12.7mm - 25.4mm) iron pipe size, 1.65" (41.9mm) pipe clamp screw length. | C | 100 | 1 | 1 | 2478.36
07498366914 | GPCWA6-2-L | Pipe Clamp with Swivel,1-1/4-2 in,50PK | Bronze grounding clamp for armored cable with swivel, #10 SOL - #6 STR AWG conductor size range, 1 1/4" - 2" (31.8mm - 50.8mm) iron pipe size, 2.22" (56.4mm) pipe clamp screw length. | C | 100 | 1 | 1 | 4433.17
07498366252 | GPCZ2-1-C | Pipe Clamp,Zinc Plated,1/2-1 in,100PK | Zinc grounding clamp, #10 SOL - #2 STR conductor size range, 1/2" - 1" (12.7mm - 25.4mm) iron pipe size, 1.65" (41.9mm) pipe clamp screw length. | C | 100 | 1 | 1 | 468.87
61305636600 | GPSL-13AKA | Custom Corrosion Resistant Security Padl |  | PC | 1 | 12 | 12 | 8.97
61305636601 | GPSL-13BKA | Custom Corrosion Resistant Security Padl |  | PC | 1 | 12 | 12 | 10.94
61305636602 | GPSL-13CKA | Custom Corrosion Resistant Security Padl |  | PC | 1 | 12 | 12 | 14.06
61305636610 | GPSL-13D-LSKA | Custom Corrosion Resistant Security Padl |  | PC | 1 | 12 | 12 | 17.7
61305636603 | GPSL-13DKA | Custom Corrosion Resistant Security Padl |  | PC | 1 | 12 | 12 | 17.2
61305636611 | GPSL-13EKA | Custom Corrosion Resistant Security Padl |  | PC | 1 | 12 | 12 | 27.07
61305636640 | GPSL-14ABLKA | All Weather Security Padlock, 1.42" Soli |  | PC | 1 | 12 | 12 | 25.53
61305636639 | GPSL-14BYL-LSKA | Custom All Weather Security Padlock, 1.9 |  | PC | 1 | 12 | 12 | 31.06
61305636641 | GPSL-14BYLKA | Custom All Weather Security Padlock, 1.9 |  | PC | 1 | 12 | 12 | 30.53
61305636686 | GPSL-15ABU-LSKA | Custom Weather Proof Security Padlock, 1 |  | PC | 1 | 12 | 1 | 44.17
61305636685 | GPSL-15ABU-LSMK | Custom Weather Proof Security Padlock, 1 |  | PC | 1 | 12 | 1 | 51.87
61305636684 | GPSL-15ABUKA | Custom Weather Proof Security Padlock, 1 |  | PC | 1 | 12 | 1 | 35.1
61305636687 | GPSL-15ABUMK | Custom Weather Proof Security Padlock, 1 |  | PC | 1 | 12 | 1 | 42.82
61305636688 | GPSL-15BBUKA | Custom Weather Proof Security Padlock, 1 |  | PC | 1 | 12 | 1 | 49.88
61305636689 | GPSL-15BBUMK | Custom Weather Proof Security Padlock, 1 |  | PC | 1 | 12 | 1 | 57.62
61305636693 | GPSL-16AKA | Custom All Weather Security Padlock, .93 |  | PC | 1 | 12 | 1 | 13.03
61305636668 | GPSL-16BKA | Custom All Weather Security Padlock, 1.1 |  | PC | 1 | 12 | 1 | 15.63
61305636705 | GPSL-16C-LSKA | Custom All Weather Security Padlock, 1.5 |  | PC | 1 | 12 | 1 | 22.41
61305636694 | GPSL-16CKA | Custom All Weather Security Padlock, 1.5 |  | PC | 1 | 12 | 1 | 19.69
61305636695 | GPSL-16DKA | Custom All Weather Security Padlock, 1.6 |  | PC | 1 | 12 | 1 | 23.01
61305636696 | GPSL-16EKA | Custom All Weather Security Padlock, 1.8 |  | PC | 1 | 12 | 1 | 29.69
61305636697 | GPSL-16FKA | Custom All Weather Security Padlock, 2.2 |  | PC | 1 | 12 | 1 | 38.66
61305636774 | GPSL-17BBLKA | Custom Non-Sparking Padlock, 2.09" Solid |  | PC | 1 | 12 | 1 | 38.54
07498371390 | GPSL-4MK | 1.5" X 1.75" PLCK W/LABELMASTER KEYED |  | PC | 1 | 12 | 1 | 68.29
61305636670 | GPSL-6ABU-LSKA | Custom Corrosion Resistant, 1.38" Lamina |  | PC | 1 | 12 | 1 | 27.71
61305636669 | GPSL-6ABUKA | Custom Corrosion Resistant, 1.38" Lamina |  | PC | 1 | 12 | 1 | 25
61305636671 | GPSL-6ABUMK | Custom Corrosion Resistant, 1.38" Lamina |  | PC | 1 | 12 | 1 | 33.12
61305636673 | GPSL-6BU-LSKA | Custom Corrosion Resistant, 1.73" Lamina |  | PC | 1 | 12 | 1 | 31.88
61305636674 | GPSL-6BU-LSMK | Custom Corrosion Resistant, 1.73" Lamina |  | PC | 1 | 12 | 1 | 40
61305636672 | GPSL-6BUKA | Custom Corrosion Resistant, 1.73" Lamina |  | PC | 1 | 12 | 1 | 27.71
61305636675 | GPSL-6BUMK | Custom Corrosion Resistant, 1.73" Lamina |  | PC | 1 | 12 | 1 | 35.84
61305636678 | GPSL-6CBU-LSKA | Custom Corrosion Resistant, 1.92" Lamina |  | PC | 1 | 12 | 1 | 34.6
61305636679 | GPSL-6CBU-LSMK | Custom Corrosion Resistant, 1.92" Lamina |  | PC | 1 | 12 | 1 | 42.7
61305636677 | GPSL-6CBUKA | Custom Corrosion Resistant, 1.92" Lamina |  | PC | 1 | 12 | 1 | 31.06
61305636680 | GPSL-6CBUMK | Custom Corrosion Resistant, 1.92" Lamina |  | PC | 1 | 12 | 1 | 39.16
61305636682 | GPSL-6DBU-LSKA | Custom Corrosion Resistant, 2.09" Lamina |  | PC | 1 | 12 | 1 | 41.05
61305636681 | GPSL-6DBUKA | Custom Corrosion Resistant, 2.07" Lamina |  | PC | 1 | 12 | 1 | 37.73
61305636683 | GPSL-6DBUMK | Custom Corrosion Resistant, 2.07" Lamina |  | PC | 1 | 12 | 1 | 45.62
07498321941 | GPSL-6KA | 3/4" SHACKLE PADLOCK, KEYED ALIKE, COLOR |  | PC | 1 | 12 | 1 | 29.24
07498321949 | GPSL-6LSKA | 2" SHACKLE PADLOCK, KEYED ALIKE, COLOR A |  | PC | 1 | 12 | 1 | 37.22
07498321950 | GPSL-6LSKAMK | 2" SHACKLE PADLOCK, KEYED ALIKE AND MAST |  | PC | 1 | 12 | 1 | 45.49
07498321951 | GPSL-6LSMK | 2" SHACKLE PADLOCK, MASTER KEYED, COLOR |  | PC | 1 | 12 | 1 | 47.76
07498321943 | GPSL-6MK | 3/4" SHACKLE PADLOCK, MASTER KEYED, COLO |  | PC | 1 | 12 | 1 | 35.74
07498301518 | GPSL-8KA-P | Non-Conductive Padlock, Keyed Alike, Col |  | PC | 1 | 12 | 1 | 50.5
07498301467 | GPSL-8KAMK-P | Non-Conductive Padlock, Keyed Alike/Mast |  | PC | 1 | 12 | 1 | 54.83
07498333410 | GPSL-8MK-3KEY | ABUS 74/40 MASTER KEYED LOCKS WITH THREE |  | PC | 1 | 12 | 1 | 42
07498360486 | GPSL-PK-E | LOCKOUT KIT - ELECTRICIAN, WITHOUT PANDU | Electrician Lockout Kit without Panduit Logo | KT | 1 | 1 | 1 | 174.9
07498376000 | GS2B | Cable Tie Tool,M-I-S,Adj,EA | The cable tie tool in black (trigger handle and selector knob) and gray (metal housing) installs miniature, intermediate, and standard cross-section cable ties. It features adjustable tension and is a qualified product listed per Mil. Std. MS90387-1 and M | PC | 1 | 1 | 1 | 382.1
07498376040 | GS4EH | Cable Tie Tool,LH-H-EH,Adj,EA | The cable tie tool in blue (trigger handle and selector knob) and gray (metal housing) installs light-heavy, heavy, and extra-heavy cross-section cable ties. It features adjustable tension and is a qualified product listed per Mil. Std. SAE AS81306 and Mi | PC | 1 | 1 | 1 | 620.04
07498376020 | GS4H | Cable Tie Tool,S-HS-LH-H,Adj,EA | The cable tie tool in red (trigger handle and selector knob) and gray (metal housing) installs standard, heavy-standard, light-heavy, and heavy cross-section cable ties. It features adjustable tension and is a qualified product listed per Mil. Std. MS9038 | PC | 1 | 1 | 1 | 573.14
07498375921 | GS4H121W | Cable Tie Tool,LH-H,Adj,High Tension,EA | The cable tie tool in green (trigger handle and selector knob) and gray (metal housing) installs standard, heavy-standard, light-heavy, and heavy cross-section cable ties. It provides greater tension, especially on 175 lb. strength ties, for a tighter bun | PC | 1 | 1 | 1 | 518.99
07498376045 | GS4MT | InstallationTool,GunStyle,S,LH,H,EA | Installation tool for use with the following stainless steel cross section ties:Type MLT: Standard, light-heavy, and heavyType MLTC, MLTFC, and MLTD: HeavyUsed with custom length banding cross sections:Type MB: Standard and heavyType MBC: Heavy | PC | 1 | 1 | 1 | 947.61
61305658323 | GSC10-32-38-C | Slotted, #2 Philips, Hex Head with Cutti | Green Thread Forming Bonding Screw, #10-32 Thread Size, 3/8" Long, Slotted, #2 Philips, Hex Head with Cutting Point | C | 100 | 1000 | 100 | 12.34
61305658324 | GSH10-32-38-C | Slotted, #2 Philips, Hex Head, #2 Robert | Green Bonding Screw, #10-32 Thread Size, 3/8" Long, Slotted, #2 Philips, Hex Head, #2 Robertson with Tapered Die Point | C | 100 | 1000 | 100 | 12.34
61305600889 | GSP1-10-4-C | Service Post,#10SOL-#4STR,M,1C,PK100 | Bronze, service post connectors, ,#10SOL-#4STR, male, one cable, type GSP1. | C | 100 | 100 | 1 | 2552.7
61305600884 | GSP1-4-2/0-L | Service Post,#4SOL-#2/0STR,M,1C,PK50 | Bronze, service post connectors, ,#4SOL-#2/0STR, male, one cable, type GSP1. | C | 100 | 50 | 1 | 4709.03
61305634732 | GUBC500-6TP | Universal Beam Connector, #6 AWG - 500 k | Tin Plated Universal beam grounding clamp for #6 AWG – 500 kcmil (16 – 240mm²) wire size. | PC | 1 | 1 | 1 | 315.81
61305645021 | GXC4-4 | Mechanical Grounding Cross Connector For | Mechanical Grounding Cross Connector For Wire Ranges #8 - #4 SOL/STR AWG | C | 100 | 1 | 1 | 30889.14
61305645026 | GXC500-2/0 | Mechanical Grounding Cross Connector For | Mechanical Grounding Cross Connector For Wire Ranges #4 AWG - 2/0 AWG to Wire Ranges 300 kcmil - 500 kcmil or 3/4" Rod | C | 100 | 1 | 1 | 38263.44
61305682362 | H000X064HPM | MP Cassette, 2:1 Continuous Heatshrink T |  | PC | 1 | 1 | 1 | 84.42
61305682363 | H000X064HXM | MP Cassette, 2:1 Continuous Heatshrink T |  | PC | 1 | 1 | 1 | 84.42
61305682364 | H000X084HPM | MP Cassette, 2:1 Continuous Heatshrink T |  | PC | 1 | 1 | 1 | 89.06
61305682365 | H000X084HXM | MP Cassette, 2:1 Continuous Heatshrink T |  | PC | 1 | 1 | 1 | 89.06
61305682366 | H000X134HPM | MP Cassette, 2:1 Continuous Heatshrink T |  | PC | 1 | 1 | 1 | 138.53
61305682367 | H000X134HXM | MP Cassette, 2:1 Continuous Heatshrink T |  | PC | 1 | 1 | 1 | 138.53
07498301470 | H050X025H3T | TT,HeatShrink,.5"x.25",.13"dia,BL,2000PC | The thermal transfer military grade heat-shrink label in black is single sided with a 1/8" (3.175mm) diameter and made of 3:1 flattened polyolefin. It is .5" (12.7mm) wide and .25" (6.4mm) high. The heat-shrink sleeve is designed to provide a clear, relia | RL | 1 | 1 | 1 | 362.67
07498313864 | H1.5X3WH6 | Slot Hinge Duct,PVC,1.5X3X6',WH, 6ft | Panduct® type H hinged cover wide slot wiring duct, 1.5 W x 3 H, 6' length, PVC, white. | FT | 1 | 6 | 6 | 9.74
07498319497 | H100X034H2T-2-B | TT,2-Sided HS,1"x.34",.19" dia,YL,5000PC | The thermal transfer military grade heat-shrink label in yellow is 2-sided with a 3/16" (4.76mm) diameter and made of 3:1 flattened polyolefin. It is 1" (25.4mm) wide and .34" (8.6mm) high. The heat-shrink sleeve is designed to provide a clear, reliable, | RL | 1 | 1 | 1 | 1931.76
07498308094 | H100X034H4T | TT,HS,Tubing,1.00"Wx.34"H,RD,1000PC | The thermal transfer military grade heat-shrink label in red is single sided with a 3/16" (4.76mm) diameter and made of 3:1 flattened polyolefin. It is 1" (25.4mm) wide and .34" (8.6mm) high. The heat-shrink sleeve is designed to provide a clear, reliable | RL | 1 | 1 | 1 | 459.23
07498319501 | H100X044H2T-2-B | TT,2-Sided HS,1"x.44",.25" dia,YL,5000PC | The thermal transfer military grade heat-shrink label in yellow is 2-sided with a 1/4" (6.35mm) diameter and made of 3:1 flattened polyolefin. It is 1" (25.4mm) wide and .44" (11.2mm) high. The heat-shrink sleeve is designed to provide a clear, reliable, | RL | 1 | 1 | 1 | 2854.01
07498301500 | H100X044H3T | TT,HS,Tubing,1.00"Wx.44"H,BL,1000PC | The thermal transfer military grade heat-shrink label in black is single sided with a 1/4" (6.35mm) diameter and made of 3:1 flattened polyolefin. It is 1" (25.4mm) wide and .44" (11.2mm) high. The heat-shrink sleeve is designed to provide a clear, reliab | RL | 1 | 1 | 1 | 651.27
07498308097 | H100X044H4T | TT,HS,Tubing,1.00"Wx.44"H,RD,1000PC | The thermal transfer military grade heat-shrink label in red is single sided with a 1/4" (6.35mm) diameter and made of 3:1 flattened polyolefin. It is 1" (25.4mm) wide and .44" (11.2mm) high. The heat-shrink sleeve is designed to provide a clear, reliable | RL | 1 | 1 | 1 | 621.66
07498332303 | H100X064H2C | P1 Heat Shrink Cass,1"x.64",YL,75Lbls | The portable printer die-cut heat shrink labels in yellow are made of military-grade polyolefin. They measure 0.38" (9.7mm) diameter, 1" (25.4mm) length, and 0.64" (16.3mm) width and have a wire range of 12–6 AWG. The fast-loading P1™ label cassette inclu | PC | 1 | 10 | 1 | 106.43
07498301501 | H100X064H3T | TT,HS,Tubing,1"Wx.64"H,BL,1000PC | The thermal transfer military grade heat-shrink label in black is single sided with a 3/8" (9.525mm) diameter and made of 3:1 flattened polyolefin. It is 1" (25.4mm) wide and .64" (16.3mm) high. The heat-shrink sleeve is designed to provide a clear, relia | RL | 1 | 1 | 1 | 779.97
07498301019 | H100X084H2C | P1 Heat Shrink Cass,1"x.84"x.5" dia,YL | The portable printer die-cut heat shrink labels in yellow are made of military-grade polyolefin. They measure 0.5" (12.7mm) diameter, 1" (25.4mm) length, and 0.84" (21.3mm) width and have a wire range of 8–1 AWG. The fast-loading P1™ label cassette includ | PC | 1 | 10 | 1 | 112.41
07498301506 | H150X044H3T | TT,HS,Tubing,1.5"Wx.44"H,BL,500/roll | The thermal transfer military grade heat-shrink label in black is single sided with a 1/4" (6.35mm) diameter and made of 3:1 flattened polyolefin. It is 1.5" (38.1mm) wide and .44" (11.2mm) high. The heat-shrink sleeve is designed to provide a clear, reli | RL | 1 | 1 | 1 | 505.07
07498308099 | H150X044H4T | TT,HS,Tubing,1.5"Wx.44"H,RD,500/roll | The thermal transfer military grade heat-shrink label in red is single sided with a 1/4" (6.35mm) diameter and made of 3:1 flattened polyolefin. It is 1.5" (38.1mm) wide and .44" (11.2mm) high. The heat-shrink sleeve is designed to provide a clear, reliab | RL | 1 | 1 | 1 | 505.07
07498319504 | H200X044H2T-2-B | TT,2-Sided HS,2"x.44",.25" dia,YL,2500PC | The thermal transfer military grade printable heat-shrink label in yellow is two-sided with a 1/4" (6.4 mm) diameter and made of 3:1 flattened polyolefin. It is 2.0" wide and 0.44" high (50.8 x 11.2 mm). The heat-shrink sleeve is designed to provide a cle | RL | 1 | 1 | 1 | 2315.72
07498357434 | H200X044HST-2 | 2-Sided,FL-RST,HS Lbl,0.25"Dia.,YL,500PC | The thermal transfer fluid-resistant heat-shrink label in yellow is two-sided with a 1/4" (6.4 mm) diameter and made of crosslinked polyolefin. It is 2.0" wide and 0.44" high (50.8 x 11.2 mm). The heat-shrink sleeve is designed to provide a clear, reliabl | RL | 1 | 1 | 1 | 1475.04
07498363221 | H2L13-2N-2 | Cu,MechLug,2H,2B,#1-2/0STR,1/2S,PK2 | Two-hole, copper, two barrel lug, straight tongue, NEMA hole sizes and spacing, #1 STR - 2/0 STR, 1/2 (12.7mm) stud hole. | C | 100 | 1 | 1 | 15365.07
07498363220 | H2L8-2N-2 | Cu,MechLug,2H,2B,#4SOL-#1STR,1/2S,PK2 | Two-hole, copper, two barrel lug, straight tongue, NEMA hole sizes and spacing, #4 SOL - #1 STR, 1/2 (12.7mm) stud hole. | C | 100 | 1 | 1 | 12796.81
07498313871 | H3X4WH6 | Slot Hinge Duct,PVC,3X4X6',WH, 6ft | Panduct® type H hinged cover wide slot wiring duct, 3 W x 4 H, 6' length, PVC, white. | FT | 1 | 6 | 6 | 14.41
07498363234 | HC13-3 | CuMechSplice,2-SetScrew,#1STR-2/0STRPKG3 | Two-set screw splice with internal pressure plate, copper, type HC, #1 STR - 2/0 STR. | C | 100 | 1 | 1 | 7902.54
07498363237 | HC50-1 | CuMechSplice,2-SetScrew,300-500kcmilPKG1 | Two-set screw splice with internal pressure plate, copper, type HC, 300 - 500 kcmil. | C | 100 | 1 | 1 | 27947.85
07498358122 | HCMP06C12-C20 | HrnessClpWngdPshMnt,.24"-.47",BL,SP | Harness clip, winged push barb mount, horizontal, .24 "- .47" (5.9mm - 12.5mm) bundle range, black, standard package. | C | 100 | 100 | 100 | 19.15
07498310428 | HDW1/4-KT | Mounting Hardware Kit,1/4,12-24,M6,EA | Stainless steel mounting hardware for busbar; two 1/4-20 hex bolts, two 1/4-20 hex nuts, four 1/4 flat washers and two 1/4 Belleville compression washers. Mounting hardware for rack or cabinet; two #12-24 thread-forming screws and two M6 thread-forming sc | KT | 1 | 1 | 1 | 13.56
07498364847 | HL1-2-25-X | Cu,MechLug,2H,IntrlPresPlt,#14SOL,PK10 | Two-hole, copper, single barrel, straight tongue lug with internal pressure plate, #14 SOL - #8 STR, 1/4 (6.4mm) stud hole. | C | 100 | 1 | 1 | 4254.69
07498363192 | HL13-1-5 | CuMechLug,#1STR-2/0STR,3/8StudPKG5 | One-hole, copper, single barrel, straight tongue lug with internal pressure plate, #1 STR - 2/0 STR, 3/8 (9.5mm) stud hole. | C | 100 | 1 | 1 | 5735.62
07498363194 | HL30-1-2 | CuMechLug,4/0STR-300kcmil,1/2StudPKG2 | One-hole, copper, single barrel, straight tongue lug with internal pressure plate, 4/0 STR - 300 kcmil, 1/2 (12.7mm) stud hole. | C | 100 | 1 | 1 | 12003.81
07498363190 | HL4-1-X | CuMechLug,#8SOL-#4STR,1/4StudPKG10 | One-hole, copper, single barrel, straight tongue lug with internal pressure plate, #8 SOL - #4 STR, 1/4 (6.4mm) stud hole. | C | 100 | 1 | 1 | 2698.77
07498363195 | HL50-1-2 | CuMechLug,300-500kcmil,1/2StudPKG2 | One-hole, copper, single barrel, straight tongue lug with internal pressure plate, 300 - 500 kcmil, 1/2 (12.7mm) stud hole. | C | 100 | 2 | 1 | 15176.44
07498363191 | HL8-1-X | CuMechLug,#4SOL-#1STR,1/4StudPKG10 | One-hole, copper, single barrel, straight tongue lug with internal pressure plate, #4 SOL - #1 STR, 1/4 (6.4mm) stud hole. | C | 100 | 1 | 1 | 3659.79
07498363205 | HL8-2-X | Cu,MechLug,2H,IntrlPresPlt,PK10 | Two-hole, copper, single barrel, straight tongue lug with internal pressure plate, #4 SOL - #1 STR, 1/4 (6.4mm) stud hole. | C | 100 | 1 | 1 | 4712.74
07498363212 | HL8-2N-X | Cu,MechLug,2H,NEMA,#4SOL-#1STR,1/2S,PK10 | Two-hole, copper, single barrel, straight tongue lug, NEMA hole sizes and spacing, #4 SOL - #1 STR, 1/2 (12.7mm) stud hole. | C | 100 | 1 | 1 | 4710.92
07498363202 | HLA21-1-90-5 | CuMechLug,90°,2/0STR-4/0STR,3/8StudPKG5 | One-hole, copper, 90° single barrel lug, straight tongue, 2/0 STR - 4/0 STR, 3/8 (9.5mm) stud hole. | C | 100 | 1 | 1 | 6493.58
07498363200 | HLA8-1-90-X | CuMechLug,90°,#4SOL-#1STR,1/4StudPKG10 | One-hole, copper, 90° single barrel lug, straight tongue, #4 SOL - #1 STR, 1/4 (6.4mm) stud hole. | C | 100 | 1 | 1 | 5787.2
07498302864 | HN2X2WH6 | NAR Hinge Duct,PVC,2X2X6',WH, 6ft | Panduct® type HN hinged cover narrow slot wiring duct, 2 W x 2 H, 6' length, PVC, white. | FT | 1 | 6 | 6 | 7.23
07498346255 | HS2X3WH6NM | SLD Hinge DCT,PVC,2X3X6',WH,NMTG,6ft | Solid hinged duct, 2 W x 3 H, 6' length, PVC, white, no mounting holes. | FT | 1 | 6 | 6 | 8.28
07498346256 | HS2X4WH6NM | SLD Hinge DCT,PVC,2X4X6',WH,NMTG,6ft | Solid hinged duct, 2 W x 4 H, 6' length, PVC, white, no mounting holes. | FT | 1 | 6 | 6 | 10.72
07498322212 | HSG-A1 | ShrinkTubeReflector,0.75Inch,EA | Shrink tube reflector for tubing up to 3/4" inside diameter, directs heat around tubing to reduce shrink time. | PC | 1 | 1 | 1 | 27.89
07498322216 | HSG-A2 | ShrinkTubeReflector,1.5Inch,EA | Shrink tube reflector for tubing up to 1 1/2" inside diameter, directs heat around tubing to reduce shrink time. | PC | 1 | 1 | 1 | 27.89
07498310709 | HST0.4-3-Q2Y | HeatShrinkThickAdh,0.4in ID,RD,PK25 | Thick wall adhesive lined, .4" (10.2mm) diameter, 3.0" (76.2mm) length, adhesive lined red cross-linked polyolefin, 25 pc. package quantity. | PC | 1 | 25 | 25 | 5.71
07498310831 | HST0.8-6-3Y | HeatShrinkThickAdh,.8"Dia,BL,PK3 | Thick wall adhesive lined, .8" (20.3mm) diameter, 6.0" (152.4mm) length, adhesive lined black cross-linked polyolefin, 3 pc. package quantity. | PC | 1 | 3 | 3 | 10.89
07498310727 | HST0.8-9-XY | HeatShrinkThkAdh,.4inID,.8/9"L,BL,PK10 | Thick wall adhesive lined, .8" (20.3mm) diameter, 9.0" (228.6mm) length, adhesive lined black cross-linked polyolefin, 10 pc. package quantity. | PC | 1 | 10 | 10 | 8.68
07498310730 | HST1.1-12-5-2Y | HeatShrinkThkAdh,1.1"D/12"L,RD,PK5 | Thick wall adhesive lined, 1.1" (27.9mm) diameter, 12.0" (304.8mm) length, adhesive lined red cross-linked polyolefin, 5 pc. package quantity. | PC | 1 | 5 | 5 | 13.26
07498310833 | HST1.1-9-2Y | HeatShrinkThickAdh,1.1"Dia,BL,PK2 | Thick wall adhesive lined, 1.1" (27.9mm) diameter, 9.0" (228.6mm) length, adhesive lined black cross-linked polyolefin, 2 pc. package quantity, Black. | PC | 1 | 2 | 2 | 14.61
07498310744 | HST2.0-9-5Y | HeatShrinkThickAdh,2"Dia,BL,PK5 | Thick wall adhesive lined, 2" (50.8mm) diameter, 9.0" (228.6mm) length, adhesive lined black cross-linked polyolefin, 5 pc. package quantity. | PC | 1 | 5 | 5 | 20.67
07498390612 | HSTT05-48-Q4 | Heat Shrink Thin,.05"Dia,YL,PK25 | Thin wall heat shrink, .05" (1.2mm) diameter, yellow cross-linked polyolefin, 25 pc. package quantity. | PC | 1 | 25 | 25 | 2.44
07498390613 | HSTT06-48-Q4 | Heat Shrink Thin,.06"Dia,YL,PK25 | Thin wall heat shrink, .06" (1.6mm) diameter, yellow cross-linked polyolefin, 25 pc. package quantity. | PC | 1 | 25 | 25 | 2.47
07498374707 | HSTT06-C2 | HeatShrinkThn,.06"Dia,RD,EA,100f | Thin wall heat shrink, .06" (1.6mm) diameter, red cross-linked polyolefin, 100 ft. (30.5m) per reel. | RL | 1 | 1 | 1 | 65.01
07498391517 | HSTT06-M4 | HeatShrinkThn,.06"Dia,YL,EA,1000f | Thin wall heat shrink, .06" (1.6mm) diameter, yellow cross-linked polyolefin, 1000 ft. (304.8m) per reel. | RL | 1 | 1 | 1 | 602.02
07498391529 | HSTT06-M5 | HeatShrinkThn,.06"Dia,GR,EA,1000f | Thin wall heat shrink, .06" (1.6mm) diameter, green cross-linked polyolefin, 1000 ft. (304.8m) per reel. | RL | 1 | 1 | 1 | 602.02
07498391560 | HSTT06-MC | HeatShrinkThin,.06"Dia,Clear,1000f/RL,EA | Thin wall heat shrink, .06" (1.6mm) diameter, clear cross-linked polyolefin, 1000 ft. (304.8m) per reel. | RL | 1 | 1 | 1 | 602.02
07498390578 | HSTT06-QC | Heat Shrink Thin,.06"Dia,Clear,25f/RL,EA | Thin wall heat shrink on 25 foot reel, .06" (1.6mm) diameter, clear cross-linked polyolefin. | RL | 1 | 1 | 1 | 21.86
07498391550 | HSTT09-M10 | Heat Shrink Thin,.09"Dia,WH,EA | Thin wall heat shrink, .09" (2.4mm) diameter, white cross-linked polyolefin, 1000 ft. (304.8m) per reel. | RL | 1 | 1 | 1 | 656.74
07498384881 | HSTT12-C4 | HeatShrinkThn,.12"Dia,YL,EA,100f | Thin wall heat shrink, .12" (3.2mm) diameter, yellow cross-linked polyolefin, 100 ft. (30.5m) per reel. | RL | 1 | 1 | 1 | 71.51
07498384883 | HSTT12-C6 | HeatShrinkThn,.12"Dia,BU,EA,100f | Thin wall heat shrink, .12" (3.2mm) diameter, blue cross-linked polyolefin, 100 ft. (30.5m) per reel. | RL | 1 | 1 | 1 | 71.51
07498352066 | HSTT12-M45 | HeatShrinkThn,.12"Dia,YL/GR,EA,1000f | Thin wall heat shrink, .12" (3.2mm) diameter, yellow/green cross-linked polyolefin, 1000 ft. (304.8m) per reel. | RL | 1 | 1 | 1 | 1187.47
07498352074 | HSTT12-Q45 | HeatShrinkThn,.12"Dia,YL/GR,EA,25f | Thin wall heat shrink on 25 foot reel, .12" (3.2mm) diameter, yellow/green cross-linked polyolefin. | RL | 1 | 1 | 1 | 43.82
07498390580 | HSTT12-QC | HeatShrinkThn,.12"Dia,CL,EA,25f | Thin wall heat shrink on 25 foot reel, .12" (3.2mm) diameter, clear cross-linked polyolefin. | RL | 1 | 1 | 1 | 26.17
07498384887 | HSTT19-C6 | HeatShrinkThn,.19"Dia,BU,EA,100f | Thin wall heat shrink, .19" (4.8mm) diameter, blue cross-linked polyolefin, 100 ft. (30.5m) per reel. | RL | 1 | 1 | 1 | 86.81
07498352075 | HSTT19-Q45 | HeatShrinkThn,.19"Dia,YL/GR,EA,25f | Thin wall heat shrink on 25 foot reel, .19" (4.8mm) diameter, yellow/green cross-linked polyolefin. | RL | 1 | 1 | 1 | 54.83
07498390581 | HSTT19-QC | HeatShrinkThn,.19"Dia,CL,EA,25f | Thin wall heat shrink on 25 foot reel, .19" (4.8mm) diameter, clear cross-linked polyolefin. | RL | 1 | 1 | 1 | 31.51
07498384889 | HSTT25-C4 | HeatShrinkThn,.25"Dia,YL,EA,100f | Thin wall heat shrink, .25" (6.4mm) diameter, yellow cross-linked polyolefin, 100 ft. (30.5m) per reel. | RL | 1 | 1 | 1 | 109.79
07498352069 | HSTT25-D45 | HeatShrinkThn,.25"Dia,YL/GR,EA,500f | Thin wall heat shrink, .25" (6.4mm) diameter, yellow/green cross-linked polyolefin, 500 ft. (152.4m) per reel. | RL | 1 | 1 | 1 | 901.6
07498390582 | HSTT25-QC | HeatShrinkThn,.25"Dia,CL,EA,25f | Thin wall heat shrink on 25 foot reel, .25" (6.4mm) diameter, clear cross-linked polyolefin. | RL | 1 | 1 | 1 | 38.56
07498352077 | HSTT38-Q45 | HeatShrinkThn.38"Dia,YL/GR,EA,25f | Thin wall heat shrink on 25 foot reel, .38" (9.5mm) diameter, yellow/green cross-linked polyolefin. | RL | 1 | 1 | 1 | 69.44
07498390583 | HSTT38-QC | HeatShrinkThn.38"Dia,CL,EA,25f | Thin wall heat shrink on 25 foot reel, .38" (9.5mm) diameter, clear cross-linked polyolefin. | RL | 1 | 1 | 1 | 41.42
07498391553 | HSTT38-T10 | HeatShrinkThn.38"Dia,WH,EA,200f | Thin wall heat shrink, .38" (9.5mm) diameter, white cross-linked polyolefin, 200 ft. (61.0m) per reel. | RL | 1 | 1 | 1 | 237.34
07498391506 | HSTT38-T2 | HeatShrinkThn.38"Dia,RD,EA,200f | Thin wall heat shrink, .38" (9.5mm) diameter, red cross-linked polyolefin, 200 ft. (61.0m) per reel. | RL | 1 | 1 | 1 | 237.34
07498391522 | HSTT38-T4 | HeatShrinkThn.38"Dia,YL,EA,200f | Thin wall heat shrink, .38" (9.5mm) diameter, yellow cross-linked polyolefin, 200 ft. (61.0m) per reel. | RL | 1 | 1 | 1 | 237.34
07498391533 | HSTT38-T5 | HeatShrinkThn,.38"Dia,GR,EA,200f | Thin wall heat shrink, .38" (9.5mm) diameter, green cross-linked polyolefin, 200 ft. (61.0m) per reel. | RL | 1 | 1 | 1 | 237.34
07498391542 | HSTT38-T6 | HeatShrinkThn.38"Dia,BU,EA,200f | Thin wall heat shrink, .38" (9.5mm) diameter, blue cross-linked polyolefin, 200 ft. (61.0m) per reel. | RL | 1 | 1 | 1 | 237.34
07498390619 | HSTT50-48-5-4 | Heat Shrink Thin, .50" Dia, Yellow ,PK5 | Thin wall heat shrink, .50" (12.7mm) diameter, yellow cross-linked polyolefin, 5 pc. package quantity. | PC | 1 | 5 | 5 | 5.79
07498352078 | HSTT50-Q45 | HeatShrinkThn.50"Dia,YL/GR,EA,25f | Thin wall heat shrink on 25 foot reel, .50" (12.7mm) diameter, yellow/green cross-linked polyolefin. | RL | 1 | 1 | 1 | 77.02
07498391554 | HSTT50-T10 | HeatShrinkThn.50"Dia,WH,EA,200f | Thin wall heat shrink, .50" (12.7mm) diameter, white cross-linked polyolefin, 200 ft. (61.0m) per reel. | RL | 1 | 1 | 1 | 268.72
07498391507 | HSTT50-T2 | HeatShrinkThn.50"Dia,RD,EA,200f | Thin wall heat shrink, .50" (12.7mm) diameter, red cross-linked polyolefin, 200 ft. (61.0m) per reel. | RL | 1 | 1 | 1 | 279.47
07498391543 | HSTT50-T6 | HeatShrinkThn.50"Dia,BU,EA,200f | Thin wall heat shrink, .50" (12.7mm) diameter, blue cross-linked polyolefin, 200 ft. (61.0m) per reel. | RL | 1 | 1 | 1 | 268.72
07498391565 | HSTT50-TC | HeatShrinkThn,.50"Dia,CL,EA,200f | Thin wall heat shrink, .50" (12.7mm) diameter, clear cross-linked polyolefin, 200 ft. (61.0m) per reel. | RL | 1 | 1 | 1 | 268.72
07498391524 | HSTT75-T4 | HeatShrinkThn.75"Dia,YL,EA,200f | Thin wall heat shrink, .75" (19.0mm) diameter, yellow cross-linked polyolefin, 200 ft. (61.0m) per reel. | RL | 1 | 1 | 1 | 362.54
07498391544 | HSTT75-T6 | HeatShrinkThn.75"Dia,BU,EA,200f | Thin wall heat shrink, .75" (19.0mm) diameter, blue cross-linked polyolefin, 200 ft. (61.0m) per reel. | RL | 1 | 1 | 1 | 362.54
07498309908 | HSTTN100-CY | Heat Shrink Neoprene,1.00in ID,BLK,EA | Thin wall Chlorinated Polyolefin heat shrink, 1" (25.4mm) diameter, black cross-linked Chlorinated Polyolefin, 100 ft. (30.5m) per reel. | RL | 1 | 1 | 1 | 902.42
07498309856 | HSTTN75-CY | Heat Shrink ThinNeoprene,.75"Dia,EA | Thin wall Chlorinated Polyolefin heat shrink, .75" (19.0mm) diameter, black cross-linked Chlorinated Polyolefin, 100 ft. (30.5m) per reel. | RL | 1 | 1 | 1 | 739.96
07498345677 | HSTTPN100-775-Q | Heat Shrink,Clear,1"PVC,PK25 | Crystal clear thin wall PVC heat shrink, 1" (25.4mm) diameter, 7.75" (196.9mm) length, clear polyvinyl chloride, 25 pc. package quantity. | C | 100 | 25 | 25 | 401.64
07498345434 | HSTTPN50-438-L | Heat Shrink,Clear,.50"PVC,PK50 | Crystal clear thin wall PVC heat shrink, .50" (12.7mm) diameter, 4.38" (111.3mm) length, clear polyvinyl chloride, 50 pc. package quantity. | C | 100 | 50 | 50 | 169.07
07498390671 | HSTTV05-M | HShrinkThinVW-1,.05"Dia,BL,BulkReel,EA | Thin wall VW-1 heat shrink on bulk reel, .05" (1.2mm) diameter, black cross-linked polyolefin. | RL | 1 | 1 | 1 | 626.1
07498390692 | HSTTV100-48-5 | Heat Shrink ThinVW-1,1"Dia,BL,PK5 | Thin wall VW-1 heat shrink, 1" (25.4mm) diameter, black cross-linked polyolefin, 5 pc. package quantity. | PC | 1 | 5 | 5 | 10.91
07498390686 | HSTTV12-48-Q | Heat Shrink ThinVW-1,.12"Dia,BL,PK25 | Thin wall VW-1 heat shrink, .12" (3.2mm) diameter, black cross-linked polyolefin, 25 pc. package quantity. | PC | 1 | 25 | 25 | 2.99
07498377805 | HSTTV25-D2 | Heat Shrink ThinVW-1,.25"Dia,RD,EA | Thin wall VW-1 heat shrink on bulk reel, .25" (6.4mm) diameter, red cross-linked polyolefin. | RL | 1 | 1 | 1 | 599.58
07498397009 | HT2-YEL | HAZARD TAPE,ADH.,YL,2.00 IN X 60 YD,RL1 | Solid color adhesive warning tape, 2.00" W x 180.0' length, vinyl, yellow, 1 pc. package quantity. | RL | 1 | 1 | 1 | 67.07
07498397230 | HT3S-BLK-YEL | HZ TAPE,BL/YL STRIPE 3.00 IN X 18 YD,RL1 | Hazard tape, 3.00" W x 54.0' length, adhesive continuous tape, vinyl, black/yellow striped, 1 pc. package quantity. | RL | 1 | 1 | 1 | 60.09
07498376669 | ILT3S-C | BeltTyTie,NYL,STD,11.5L,NAT,PK100 | Panduit Belt-Ty™ in line locking ties are easy to use thanks to low-profile snag-free heads and a belt-like parallel entry lock. Plus, with Nylon 6.6 material it's ideal for indoor environments. Standard cross section, 11.5in, Tensile strength: 222, natur | C | 100 | 1000 | 100 | 55.49
07498376671 | ILT3S-M | BeltTyTie,NYL,STD,11.5L,NAT,PK1000 | Panduit Belt-Ty™ in line locking ties are easy to use thanks to low-profile snag-free heads and a belt-like parallel entry lock. Plus, with Nylon 6.6 material it's ideal for indoor environments. Standard cross section, 11.5in, Tensile strength: 222, natur | M | 1000 | 1000 | 1000 | 288.02
07498376673 | ILT4S-C | BeltTyTie,NYL,STD,14.7L,NAT,PK100 | Panduit Belt-Ty™ in line locking ties are easy to use thanks to low-profile snag-free heads and a belt-like parallel entry lock. Plus, with Nylon 6.6 material it's ideal for indoor environments. Standard cross section, 14.7in, Tensile strength: 222, natur | C | 100 | 1000 | 100 | 63.21
07498379518 | ILT6LH-C | BeltTyTie,NYL,LT-H,21.2L,NAT,PK100 | Panduit Belt-Ty™ in line locking ties are easy to use thanks to low-profile snag-free heads and a belt-like parallel entry lock. Plus, with Nylon 6.6 material it's ideal for indoor environments. Light-heavy cross section, 21.2in, Tensile strength: 534, na | M | 1000 | 1000 | 100 | 988.72
61305602364 | IMLT304H-Q | IMLT Tie,, 304 SS, Heavy, 998mm (39.3"), | Stronghold IMLT Tie, 304 SS, Heavy, 998mm (39.3"), 0.25 mm (0.010") thick | M | 1000 | 25 | 25 | 2244.86
07498353493 | IT9100-CUV16B | BeltTyTie,WR NYL,LT-H,14.1L,MAG,PK100 | Panduit Belt-Ty™ in line locking ties are easy to use thanks to low-profile snag-free heads and a belt-like parallel entry lock. Plus, with weather-resistant Nylon 6.6 material, they're ideal for indoor and outdoor environments and harsh UV light. Light-h | M | 1000 | 1000 | 100 | 707.46
07498353499 | IT9100-CUV8 | BeltTyTie,WR NYL,LT-H,14.1L,GRY,PK100 | Panduit Belt-Ty™ in line locking ties are easy to use thanks to low-profile snag-free heads and a belt-like parallel entry lock. Plus, with weather-resistant Nylon 6.6 material, they're ideal for indoor and outdoor environments and harsh UV light. Light-h | M | 1000 | 1000 | 100 | 707.46
07498360366 | IT9115-CUV11 | BeltTyTie,WR NYL,LT-H,15.3L,TEAL,PK100 | Panduit Belt-Ty™ in line locking ties are easy to use thanks to low-profile snag-free heads and a belt-like parallel entry lock. Plus, with weather-resistant Nylon 6.6 material, they're ideal for indoor and outdoor environments and harsh UV light. Light-h | M | 1000 | 1000 | 100 | 885.35
07498384100 | J214-312-T | Wire Joint,Non-Ins,2#14-3#12AWG,PK200 | Wire Joint, non-insulated, 2 #14 - 3 #12 AWG, standard package. | C | 100 | 200 | 200 | 30.09
07498384104 | J216-410-L | Wire Joint,Non-Ins,2#16-4#10AWG,PK50 | Wire Joint, non-insulated, 2 #16 - 4 #10 AWG, standard package. | C | 100 | 50 | 50 | 60.09
07498384103 | J318-412-2M | Wire Joint,Non-Ins,3#18-4#12AWG,PK2000 | Wire Joint, non-insulated, 3 #18 - 4 #12 AWG, bulk package. | M | 1000 | 2000 | 2000 | 289.98
07498368404 | JLEFPS-1 | InkJet,ComponentLbl,WH,PK1000 | Ink jet component label, 1.80" W x 0.38" H, adhesive polyolefin, white. | M | 1000 | 1000 | 1000 | 224.23
07498338199 | JMTRB38-1-X | SINGLE-LEVEL THREADED ROD BRACKET,PK10 | Single-level threaded rod bracket. Accepts 1/4" - 3/8" (6.4mm - 9.5mm) threaded rod. | PC | 1 | 10 | 10 | 5.79
61305624102 | JP2WP2B-L6 | J-PRO J-Hook for 2.00" bundle with 2-hol | J-PRO J-Hook for 2.00" bundle with 2-hole mounting plate for wall mount applications. Blue | C | 100 | 50 | 50 | 449.31
07498344068 | JP4CP-X20 | J-PRO,4.00 in,C-PURLIN CLIP,BL,PK10 | J-PRO Cable support system, with c-purlin clip for use with vertical flanges up to 1/4 (6.4mm) thick, 4.00 (101.6mm) max. bundle capacity, nylon 6.6 with metal attachments, black, 10 pc. package quantity. | C | 100 | 10 | 10 | 892.62
07498302171 | JP4W-X2 | J-PRO,4.00 in,WALL MOUNT,RED,PK10 | J-PRO Cable support system, for wall mount applications, one 1/4 (M6) mounting hole for user supplied screw, 4.00 (101.6mm) max. bundle capacity, nylon 6.6 with metal attachments, red, 10 pc. package quantity. | C | 100 | 10 | 10 | 919.89
07498302172 | JP4W-X6 | J-PRO,4.00 in,WALL MOUNT,BU,PK10 | J-PRO Cable support system, for wall mount applications, one 1/4 (M6) mounting hole for user supplied screw, 4.00 (101.6mm) max. bundle capacity, nylon 6.6 with metal attachments, blue, 10 pc. package quantity. | C | 100 | 10 | 10 | 878.05
61305624103 | JP4WP2B-X6 | J-PRO J-Hook for 4.00" bundle with 2-hol | J-PRO J-Hook for 4.00" bundle with 2-hole mounting plate for wall mount applications. Blue | C | 100 | 10 | 10 | 873.64
07498397748 | JP75SBC50RB-L | J-PRO,.75 in,1/2 SCR-ON,ROTATE,NAT,PK50 | J-PRO Cable support system, with screw-on beam clamp for use with flanges up to 1/2 (12.7mm) thick, rotates 360 degrees, 0.75 (19.0mm) max. bundle capacity, nylon 6.6 with metal attachments, natural, 50 pc. package quantity. nylon 6.6 with metal attachmen | C | 100 | 50 | 50 | 594.57
07498386230 | K-1100 | Empty Steel Box And CT-100A Crimp Tool | Steel box and CT-100A crimping tool. | PK | 1 | 1 | 1 | 171.96
07498386202 | K-504 | CableTie,MountKit,Steelbox,EA | Kit for Indoor UsePan-Ty® Cable Ties, cable tie installation tool, and mounts: (1) STS2 tool Natural Nylon 6.6 Cable Ties(100) PLT1M(100) PLT1.5I(100) PLT2S(100) PLC2S-S10Mounts(100) TM2S8(100) ABM2S-A | KT | 1 | 1 | 1 | 393.75
61305601611 | KBINPDSF | Collection Bin Spare Part Kit |  | KT | 1 | 1 | 1
61305671767 | KC22-2/0 | KC22 Series Hex Crimp Die, 2/0 AWG | KC22 Series Hex Crimp Die, 2/0 AWG | PC | 1 | 1 | 1 | 165.51
07498304121 | KDHPAT | Detent Harness Spare Part Kit |  | KT | 1 | 1 | 1
07498328963 | KF-1005 | Empty Fabric Kit for Terminal Bottles | Empty fabric kit, 5 terminal compartments and one tool compartment, measures 5 1/2 wide x 2 1/2 deep x 11 1/2 high. | PK | 1 | 1 | 1 | 76.29
07498376425 | KGTSTL | Tool Tension Kit,GTS Tool,EA | Tool Tension Locking Kit for GTS Tool. | PC | 1 | 1 | 1 | 15.58
61305601582 | KHARNPDM | Buzzer, Power Module, Switch & Door Swit |  | KT | 1 | 1 | 1
07498376222 | KHCA9 | CA9 Hose Kit | CA9 Hose Kit | PC | 1 | 1 | 1
07498304122 | KHRPAT | Head Retainer & Blade Pin & E-Ring Spare |  | KT | 1 | 1 | 1
61305601587 | KHRPAT2-3 | Shaft, Pivot Head Retainer, Head Retaine |  | KT | 1 | 1 | 1
61305601596 | KHSGPAT2-3 | RH & LH Housing Assm & Screws Spare Part |  | KT | 1 | 1 | 1
07498308539 | KLABELSPAT | Tension Label Indicator & PAT1M Label & |  | KT | 1 | 1 | 1
61305601604 | KPHM | LH Coupler, RH Coupler Assm & Screws Spa |  | KT | 1 | 1 | 1
61305601579 | KPISTONPDM | Piston Assm Spare Part Kit |  | KT | 1 | 1 | 1
61305601616 | KPISTSLVPAT2-3 | O-Ring, Piston Sleeve, Gaskets & Reducer |  | KT | 1 | 1 | 1
61305626019 | KPPTMTEHTV | Trigger and Valve Replacement Kit |  | KT | 1 | 1 | 1
07498327874 | KPTSG | Gripper Kit,PPTS Tool,EA | Gripper Replacement Kit for PPTS | PC | 1 | 1 | 1
61305601573 | KTUBEPDMFMY | Air Hose, Plug, Quick Connect & Quick Co |  | KT | 1 | 1 | 1
07498391020 | LAA1-56-X | AlLug,#1AWG,5/16StudPKG10 | One-hole, aluminum, long barrel, #1 AWG, 5/16 (7.9mm) stud hole. | C | 100 | 1 | 1 | 1422.34
07498391031 | LAA2/0-12-5 | AlLug,2/0AWG,1/2StudPKG5 | One-hole, aluminum, long barrel, 2/0 AWG, 1/2 (12.7mm) stud hole. | C | 100 | 1 | 1 | 2009.38
07498391051 | LAA300-12-2 | AlLug,300kcmil,1/2StudPKG2 | One-hole, aluminum, long barrel, 300 kcmil, 1/2 (12.7mm) stud hole. | C | 100 | 1 | 1 | 3608.9
07498391065 | LAA500-58-2 | AlLug,500kcmil,5/8StudPKG2 | One-hole, aluminum, long barrel, 500 kcmil, 5/8 (15.9mm) stud hole. | C | 100 | 1 | 1 | 7487.66
07498397019 | LAA900-58-1 | One-hole,Al,LgBrl,900Kcmil,58-1,EA | One-hole, aluminum, long barrel, 900 kcmil, 5/8 (15.9mm) stud hole. | C | 100 | 1 | 1 | 7860.59
07498391125 | LAB1/0-38-X | AlLug,2Hole,1/0AWG,3/8StudPKG10 | Two-hole, aluminum, long barrel, 1/0 AWG, 3/8 (9.5mm) stud hole. | C | 100 | 1 | 1 | 2108.11
07498391150 | LAB300-12-2 | AlLug,2Hole,300kcmil,1/2StudPKG2 | Two-hole, aluminum, long barrel, 300 kcmil, 1/2 (12.7mm) stud hole. | C | 100 | 1 | 1 | 4059.35
07498391180 | LAB800-12-1 | AlLug,2Hole,800kcmil,1/2StudPKG1 | Two-hole, aluminum, long barrel, 800 kcmil, 1/2 (12.7mm) stud hole. | C | 100 | 1 | 1 | 9922.69
07498359227 | LAM2A1000-58-6Y | Al,MechLug,1H,2B,500-1000K,5/8S,PK6 | One-hole, aluminum, two barrel lug, dual barrel, type LAM2A, NEMA hole sizes and spacing, 500 - 1000 kcmil, 5/8 (15.9mm) stud hole. | C | 100 | 1 | 1 | 5247.54
07498359294 | LAM3B350-12-1Y | Al,MechLug,2H,3B,#6A-350K,1/2S,EA | Two-hole, aluminum, three barrel lug, type LAM3B, NEMA hole sizes and spacing, #6 AWG - 350 kcmil, 1/2 (12.7mm) stud hole. | C | 100 | 1 | 1 | 14140.47
07498359372 | LAM3D350-12-1Y | Al,MechLug,4H,3B,#6A-350K,1/2S,EA | Four-hole, aluminum, three barrel lug, type LAM3D, NEMA hole sizes and spacing, #6 AWG - 350 kcmil, 1/2 (12.7mm) stud hole. | C | 100 | 1 | 1 | 14140.47
07498332585 | LAM3LD600-12-1 | AlMechLug,4Hole,3Brl,#2-600,1/2StudPKG1 | Four-hole, aluminum, three barrel lug, type LAM3D, NEMA hole sizes and spacing, #2 AWG - 600 kcmil, 1/2 (12.7mm) stud hole. | C | 100 | 1 | 1 | 16686.51
07498359501 | LAM4D350-12-1Y | Al,MechLug,4H,4B,#6A-350K,1/2S,EA | Four-hole, aluminum, four barrel lug, type LAM4D, NEMA hole sizes and spacing, #6 AWG - 350 kcmil, 1/2 (12.7mm) stud hole. | C | 100 | 1 | 1 | 15282.65
07498337742 | LAMA1/0-56-Q | AlMechLug,5/16StudPKG25 | One-hole, aluminum, single barrel lug, type LAMA, 5/16 (7.9mm) stud hole, bulk package. | C | 100 | 50 | 1 | 350.5
07498359569 | LAMA1000-58-6Y | AlMechLug,500-1000kcmil,5/8StudPKG6Y | One-hole, aluminum, single barrel lug, type LAMA, 500 - 1000 kcmil, 5/8 (15.9mm) stud hole. | C | 100 | 1 | 1 | 2945.26
07498359617 | LAMA600-38-6Y | AlMechLug,#4AWG-600kcmil,3/8StudPKG6Y | One-hole, aluminum, single barrel lug, type LAMA, #2 AWG - 600 kcmil, 3/8 (9.5mm) stud hole. | C | 100 | 1 | 1 | 2206
61305666736 | LAMAR2/0-14-Q | Aluminum Mechanical Connector, One Hole, | Anti-Rotational,Aluminum Mechanical Connector, One Hole, Single Barrel Lug - #14 - 2/0 AWG, .257 (6.53mm) Stud Hole | C | 100 | 50 | 1 | 644.85
61305671790 | LAMAR350-56-Q | Aluminum Mechanical Connector, One Hole, | Anti-Rotational,Aluminum Mechanical Connector, One Hole, Single Barrel Lug - #6 - 350 kcmil, .437 (11.10mm) Stud Hole | C | 100 | 25 | 1 | 1380.76
61305666735 | LAMAR630S-38-6 | Aluminum Mechanical Connector, One Hole, | Anti-Rotational,Aluminum Mechanical Connector, One Hole, Single Barrel Lug - #4 AWG - 600 kcmil, .420 (10.6mm) Stud Hole | C | 100 | 1 | 1 | 3359.84
07498359621 | LAMB350-12-6Y | Al Lug,#6AWG-350kcmil,1/2in Stud,PK6 | Two-hole, aluminum, single barrel lug, type LAMB, NEMA hole sizes and spacing, #6 AWG - 350 kcmil, 1/2 (12.7mm) stud hole. | C | 100 | 1 | 1 | 1901.13
07498359622 | LAMB600-12-3Y | Al,MechLug,2H,1B,#4A-600K,1/2S,PK3 | Two-hole, aluminum, single barrel lug, type LAMB, NEMA hole sizes and spacing, #4 AWG - 600 kcmil, 1/2 (12.7mm) stud hole. | C | 100 | 1 | 1 | 3095.24
07498355830 | LCA1-14H-E | CuLug,#1AWG,1/4Stud,45°PKG20 | One-hole, standard barrel with window lug, #1 AWG wire, 45° angle tongue, 1/4 stud hole. | C | 100 | 20 | 1 | 1005.56
07498355916 | LCA1-38F-E | CuLug,#1AWG,3/8Stud,90°PKG20 | One-hole, standard barrel with window lug, #1 AWG wire, 90° angle tongue, 3/8 stud hole. | C | 100 | 20 | 1 | 1157.18
07498355832 | LCA1-38H-E | CuLug,#1AWG,3/8Stud,45°PKG20 | One-hole, standard barrel with window lug, #1 AWG wire, 45° angle tongue, 3/8 stud hole. | C | 100 | 1 | 1 | 1212.29
07498338228 | LCA1/0-00-X | CuLug,Blank,1/0AWGPKG10 | Blank tongue, standard barrel lug, #1/0 AWG wire. | C | 100 | 1 | 1 | 969.65
07498355849 | LCA1/0-12H-X | CuLugSBW,1/0AWG,1/2Stud,45°PKG10 | One-hole, standard barrel with window lug, 1/0 AWG wire, 45° angle tongue, 1/2 stud hole. | C | 100 | 20 | 1 | 1234.9
07498355837 | LCA1/0-14H-X | CuLugSBW,1/0AWG,1/4Stud,45°PKG10 | One-hole, standard barrel with window lug, 1/0 AWG wire, 45° angle tongue, 1/4 stud hole. | C | 100 | 20 | 1 | 1309
07498355847 | LCA1/0-56H-X | CuLugSBW,1/0AWG,5/16Stud,45°PKG10 | One-hole, standard barrel with window lug, 1/0 AWG wire, 45° angle tongue, 5/16 stud hole. | C | 100 | 20 | 1 | 1234.9
07498344443 | LCA10-10H-L | CuLug,#10AWG,#10Stud,45°PKG50 | One-hole, standard barrel with window lug, #10 AWG wire, 45° angle tongue, #10 stud hole. | C | 100 | 1 | 1 | 121.51
07498397209 | LCA10-14H-L | CuLug,#10AWG,1/4Stud,45°PKG50 | One-hole, standard barrel with window lug, #10 AWG wire, 45° angle tongue, 1/4 stud hole. | C | 100 | 50 | 1 | 127.29
61305661153 | LCA1000-12-3 | Copper Lug, 1 Hole, 1000 kcmil, 1/2" Stu | Copper compression lug, 1 hole, 1000 kcmil Code conductor, Standard barrel, 1/2” stud hole | C | 100 | 1 | 1 | 9867.35
07498338224 | LCA2-00-Q | CuLug,Blank,#2AWGPKG25 | Blank tongue, standard barrel lug, #2 AWG wire. | C | 100 | 1 | 1 | 812.42
07498355913 | LCA2-12F-Q | CuLug,#2AWG,1/2Stud,90°PKG25 | One-hole, standard barrel with window lug, #2 AWG wire, 90° angle tongue, 1/2 stud hole. | C | 100 | 25 | 1 | 1115.68
07498355826 | LCA2-14H-Q | CuLug,#2AWG,1/4Stud,45°PKG25 | One-hole, standard barrel with window lug, #2 AWG wire, 45° angle tongue, 1/4 stud hole. | C | 100 | 25 | 1 | 1096.74
07498355855 | LCA2/0-34H-X | CuLug,2/0AWG,3/4Stud,45°PKG10 | One-hole, standard barrel with window lug, 2/0 AWG wire, 45° angle tongue, 3/4 stud hole. | C | 100 | 1 | 1 | 1500.83
07498390192 | LCA250-14-X | CuLugSBW,250kcmil,1/4StudPKG10 | One-hole, standard barrel with window lug, 250 kcmil cable, 1/4 stud hole. | C | 100 | 10 | 1 | 1791.58
07498390193 | LCA250-56-X | CuLugSBW,250kcmil,5/16StudPKG10 | One-hole, standard barrel with window lug, 250 kcmil cable, 5/16 stud hole. | C | 100 | 10 | 1 | 1711.6
07498355947 | LCA250-56F-X | CuLugSBW,250kcmil,5/16Stud,90°PKG10 | One-hole, standard barrel with window lug, 250 kcmil cable, 90° angle tongue, 5/16 stud hole. | C | 100 | 1 | 1 | 2541.69
07498355928 | LCA3/0-14F-X | STDLug,3/0AWG,.25in,90°,WDW,PK10 | One-hole, standard barrel with window lug, 3/0 AWG wire, 90° angle tongue, 1/4 stud hole. | C | 100 | 10 | 1 | 1790.52
07498355856 | LCA3/0-14H-X | STDLug,3/0AWG,.25in,45°,WDW,PK10 | One-hole, standard barrel with window lug, 3/0 AWG wire, 45° angle tongue, 1/4 stud hole. | C | 100 | 1 | 1 | 1875.81
07498386960 | LCA300-12H-X | CuLug,300kcmil,1/2Stud,45°PKG10 | One-hole, standard barrel with window lug, 300 kcmil cable, 45° angle tongue, 1/2 stud hole. | C | 100 | 1 | 1 | 2871.6
07498386959 | LCA300-38F-X | STDLug,300mcm,.38in,90°,WDW,PK10 | One-hole, standard barrel with window lug, 300 kcmil cable, 90° angle tongue, 3/8 stud hole. | C | 100 | 1 | 1 | 2675.94
07498386958 | LCA300-38H-X | STDLug,300mcm,.38in,45°,WDW,PK10 | One-hole, standard barrel with window lug, 300 kcmil cable, 45° angle tongue, 3/8 stud hole. | C | 100 | 1 | 1 | 2803.36
07498390195 | LCA300-56-X | STDLug,300mcm,.3in,WDW,PK10 | One-hole, standard barrel with window lug, 300 kcmil cable, 5/16 stud hole. | C | 100 | 1 | 1 | 1873.16
07498386963 | LCA300-58F-X | CuLug,300kcmil,5/8Stud,90°PKG10 | One-hole, standard barrel with window lug, 300 kcmil cable, 90° angle tongue, 5/8 stud hole. | C | 100 | 1 | 1 | 2803.36
07498371936 | LCA300-78-X | CuLug,300kcmil,7/8StudPKG10 | One-hole, standard barrel with window lug, 300 kcmil cable, 7/8 stud hole. | C | 100 | 1 | 1 | 1873.16
07498386965 | LCA300-78F-X | CuLug,300kcmil,7/8Stud,90°PKG10 | One-hole, standard barrel with window lug, 300 kcmil cable, 90° angle tongue, 7/8 stud hole. | C | 100 | 1 | 1 | 2675.41
07498371940 | LCA350-00-X | CuLug,Blank,350KcmilPKG10 | Blank tongue, standard barrel lug, 350 Kcmil Cable. | C | 100 | 1 | 1 | 1956.02
07498386966 | LCA350-38H-X | CuLug,350kcmil,3/8Stud,45°PKG10 | One-hole, standard barrel with window lug, 350 kcmil cable, 45° angle tongue, 3/8 stud hole, standard package. | C | 100 | 1 | 1 | 2772.7
07498371939 | LCA350-78-X | CuLug,350kcmil,7/8StudPKG10 | One-hole, standard barrel with window lug, 350 kcmil cable, 7/8 stud hole. | C | 100 | 1 | 1 | 2151.63
07498355822 | LCA4-10H-L | CuCompLugSB,1H,#4-#3A,#2A,#10S,45°,PK50 | One-hole, standard barrel with window lug, #4 — #3 AWG STR, #2 AWG SOL wire, 45° angle tongue, #10 stud hole. | C | 100 | 1 | 1 | 578.57
07498355823 | LCA4-14H-L | CuCompLugSB,1H,#4-#3A,#2A,1/4S,45°,PK50 | One-hole, standard barrel with window lug, #4 — #3 AWG STR, #2 AWG SOL wire, 45° angle tongue, 1/4 stud hole. | C | 100 | 50 | 1 | 578.57
07498355825 | LCA4-38H-L | Cu,CompLug,1H,#4-#3A,#2A,3/8S,45°,PK50 | One-hole, standard barrel with window lug, #4 — #3 AWG STR, #2 AWG SOL wire, 45° angle tongue, 3/8 stud hole. | C | 100 | 1 | 1 | 578.57
07498343241 | LCA4/0-12-C | Copper Compression Lug, 1 Hole, 4/0 AWG, | One-hole, standard barrel with window lug, 4/0 AWG wire, 1/2" stud hole, bulk package. | C | 100 | 100 | 100 | 1578.97
07498355861 | LCA4/0-14H-X | STDLug,4/0AWG,.25in,45°,WDW,PK10 | One-hole, standard barrel with window lug, 4/0 AWG wire, 45° angle tongue, 1/4 stud hole. | C | 100 | 1 | 1 | 2131.5
07498355865 | LCA4/0-34H-X | CuLug,4/0AWG,3/4Stud,45°PKG10 | One-hole, standard barrel with window lug, 4/0 AWG wire, 45° angle tongue, 3/4bolt hole. | C | 100 | 1 | 1 | 1937.73
07498343233 | LCA4/0-38-C | Copper Compression Lug, 1 Hole, 4/0 AWG, | One-hole, standard barrel with window lug, 4/0 AWG wire, 3/8" stud hole, bulk package. | C | 100 | 100 | 100 | 1503.72
07498355862 | LCA4/0-56H-X | STDLug,4/0AWG,.3in,45°,WDW,PK10 | One-hole, standard barrel with window lug, 4/0 AWG wire, 45° angle tongue, 5/16 stud hole. | C | 100 | 1 | 1 | 1937.73
07498386974 | LCA400-38H-6 | CuLug,400kcmil,3/8Stud,45°PKG6 | One-hole, standard barrel with window lug, 400 kcmil cable, 45° angle tongue, 3/8 stud hole. | C | 100 | 1 | 1 | 3130.16
07498386979 | LCA400-58F-6 | CuLug,400kcmil,5/8Stud,90°PKG6 | One-hole, standard barrel with window lug, 400 kcmil cable, 90° angle tongue, 5/8 stud hole. | C | 100 | 1 | 1 | 3130.16
07498386978 | LCA400-58H-6 | CuLug,400kcmil,5/8Stud,45°PKG6 | One-hole, standard barrel with window lug, 400 kcmil cable, 45° angle tongue, 5/8 stud hole. | C | 100 | 1 | 1 | 3130.16
07498371947 | LCA500-1-6 | CuLug,500kcmil,1StudPKG6 | One-hole, standard barrel with window lug, 500 kcmil cable, 1 stud hole. | C | 100 | 1 | 1 | 2929.75
07498386984 | LCA500-12H-6 | CuLug,500kcmil,1/2Stud,45°,PKG6 | One-hole, standard barrel with window lug, 500 kcmil cable, 45° angle tongue, 1/2 stud hole. | C | 100 | 6 | 1 | 3775.47
07498386987 | LCA500-58F-6 | CuLug,1H,500kcmil,5/8Stud,90°PKG6 | One-hole, standard barrel with window lug, 500 kcmil cable, 90° angle tongue, 5/8 stud hole. | C | 100 | 1 | 1 | 3955.24
07498371946 | LCA500-78-6 | CuLug,500kcmil,7/8StudPKG6 | One-hole, standard barrel with window lug, 500 kcmil cable, 7/8 stud hole. | C | 100 | 1 | 1 | 2929.75
07498338226 | LCA6-00-L | CuLug,Blank,#6AWGPKG50 | Blank tongue, standard barrel lug, #6 AWG wire. | C | 100 | 1 | 1 | 342.35
07498302820 | LCA6-12-L | CuLug,#6AWG,1/2StudPKG50 | One-hole, standard barrel with window lug, #6 AWG wire, 1/2 stud hole. | C | 100 | 1 | 1 | 585.85
07498355904 | LCA6-38F-L | CuLugSBW,#6AWG,3/8Stud,90°PKG50 | One-hole, standard barrel with window lug, #6 AWG wire, 90° angle tongue, 3/8 stud hole. | C | 100 | 50 | 1 | 441.2
07498355810 | LCA6-56H-L | CuLugSBW,#6AWG,5/16Stud,45°PKG50 | One-hole, standard barrel with window lug, #6 AWG wire, 45° angle tongue, 5/16 stud hole. | C | 100 | 50 | 1 | 441.2
07498390070 | LCA600-58-6 | CuLug,600kcmil,5/8StudPKG6 | One-hole, standard barrel with window lug, 600 kcmil cable, 5/8 stud hole. | C | 100 | 6 | 1 | 5507.68
07498386997 | LCA600-58F-6 | CuLug,600kcmil,5/8Stud,90°PKG6 | One-hole, standard barrel with window lug, 600 kcmil cable, 90° angle tongue, 5/8 stud hole. | C | 100 | 1 | 1 | 7081.32
07498371949 | LCA600-78-6 | CuLug,600kcmil,7/8StudPKG6 | One-hole, standard barrel with window lug, 600 kcmil cable, 7/8 stud hole. | C | 100 | 1 | 1 | 5769.93
61305601619 | LCA750-12-6 | Copper compression lug, 1 hole, 750 kcmi | Copper compression lug, 1 hole, 750 kcmil Code conductor, standard barrel, ½” stud hole. | C | 100 | 6 | 1 | 5686.37
07498355804 | LCA8-38H-L | CuLugSBW,#8AWG,3/8Stud,45°PKG50 | One-hole, standard barrel with window lug, #8 AWG wire, 45° angle tongue, 3/8 stud hole. | C | 100 | 1 | 1 | 420.14
07498355803 | LCA8-56H-L | CuLugSBW,#8AWG,5/16Stud,45°PKG50 | One-hole, standard barrel with window lug, #8 AWG wire, 45° angle tongue, 5/16 stud hole. | C | 100 | 50 | 1 | 420.14
07498387256 | LCAF1-12F-X | CuLug,#1AWG,Flared,1/2Stud,90°PKG10 | One-hole, flared barrel, #1 AWG wire, 1/2 stud hole, 90° angle tongue. | C | 100 | 1 | 1 | 1307.96
07498387250 | LCAF1-14F-X | CuLug,1H,#1AWG,Flared,1/4Stud,90°PKG10 | One-hole, flared barrel, #1 AWG wire, 1/4 stud hole, 90° angle tongue. | C | 100 | 1 | 1 | 1205.42
07498387249 | LCAF1-14H-X | CuLug,1H,#1AWG,Flared,1/4Stud,45°PKG10 | One-hole, flared barrel, #1 AWG wire, 1/4 stud hole, 45° angle tongue. | C | 100 | 1 | 1 | 1205.42
07498387254 | LCAF1-38F-X | CuLug,#1AWG,Flared,3/8Stud,90°PKG10 | One-hole, flared barrel, #1 AWG wire, 3/8 stud hole, 90° angle tongue. | C | 100 | 1 | 1 | 1314.87
07498387253 | LCAF1-38H-X | CuLug,#1AWG,Flared,3/8Stud,45°PKG10 | One-hole, flared barrel, #1 AWG wire, 3/8 stud hole, 45° angle tongue. | C | 100 | 1 | 1 | 1314.87
07498387252 | LCAF1-56F-X | CuLug,#1AWG,Flared,5/16Stud,90°PKG10 | One-hole, flared barrel, #1 AWG wire, 5/16 stud hole, 90° angle tongue. | C | 100 | 20 | 1 | 1324.34
07498387251 | LCAF1-56H-X | CuLug,#1AWG,Flared,5/16Stud,45°PKG10 | One-hole, flared barrel, #1 AWG wire, 5/16 stud hole, 45° angle tongue. | C | 100 | 1 | 1 | 1387.4
07498387264 | LCAF1/0-12F-X | CuLug,1/0AWG,Flared,1/2Stud,90°PKG10 | One-Hole, flared barrel, 1/0 AWG wire, 1/2 stud hole, 90° angle tongue. | C | 100 | 20 | 1 | 1493.13
07498387263 | LCAF1/0-12H-X | CuLug,1/0AWG,Flared,1/2Stud,45°PKG10 | One-Hole, flared barrel, 1/0 AWG wire, 1/2 stud hole, 45° angle tongue. | C | 100 | 1 | 1 | 1422.04
07498387258 | LCAF1/0-14F-X | CuLug,1/0AWG,Flared,1/4Stud,90°PKG10 | One-Hole, flared barrel, 1/0 AWG wire, 1/4 stud hole, 90° angle tongue. | C | 100 | 20 | 1 | 1340.46
07498387262 | LCAF1/0-38F-X | CuLug,1/0AWG,Flared,3/8Stud,90°PKG10 | One-Hole, flared barrel, 1/0 AWG wire, 3/8 stud hole, 90° angle tongue. | C | 100 | 1 | 1 | 1544.72
07498387260 | LCAF1/0-56F-X | CuLug,1/0AWG,Flared,5/16Stud,90°PKG10 | One-Hole, flared barrel, 1/0 AWG wire, 5/16 stud hole, 90° angle tongue. | C | 100 | 1 | 1 | 1474.51
07498387248 | LCAF2-12F-E | CuLug,#2AWG,Flared,1/2Stud,90°PKG20 | One-hole, flared barrel, #2 AWG wire, 1/2 stud hole, 90° angle tongue. | C | 100 | 1 | 1 | 1218.72
07498387246 | LCAF2-38F-E | CuLug,1H,#2AWG,Flared,3/8Stud,90°PKG20 | One-hole, flared barrel, #2 AWG wire, 3/8 stud hole, 90° angle tongue. | C | 100 | 1 | 1 | 1123.61
07498387245 | LCAF2-38H-E | CuLug,#2AWG,Flared,3/8Stud,45°PKG20 | One-hole, flared barrel, #2 AWG wire, 3/8 stud hole, 45° angle tongue. | C | 100 | 1 | 1 | 1177.15
07498387243 | LCAF2-56H-E | CuLug,#2AWG,Flared,5/16Stud,45°PKG20 | One-hole, flared barrel, #2 AWG wire, 5/16 stud hole, 45° angle tongue. | C | 100 | 20 | 1 | 1284.15
07498387707 | LCAF2/0-12H-X | CuLug,2/0AWG,Flared,1/2Stud,45°PKG10 | One-hole, flared barrel, 2/0 AWG wire, 1/2 stud hole, 45° angle tongue. | C | 100 | 1 | 1 | 1773.34
07498387266 | LCAF2/0-14F-X | CuLug,2/0AWG,Flared,1/4Stud,90°PKG10 | One-hole, flared barrel, 2/0 AWG wire, 1/4 stud hole, 90° angle tongue. | C | 100 | 1 | 1 | 1632.01
07498387265 | LCAF2/0-14H-X | CuLug,2/0AWG,Flared,1/4Stud,45°PKG10 | One-hole, flared barrel, 2/0 AWG wire, 1/4 stud hole, 45° angle tongue. | C | 100 | 1 | 1 | 1709.73
07498387269 | LCAF2/0-38H-X | CuLug,2/0AWG,Flared,3/8Stud,45°PKG10 | One-hole, flared barrel, 2/0 AWG wire, 3/8 stud hole, 45° angle tongue. | C | 100 | 1 | 1 | 1613.19
07498387268 | LCAF2/0-56F-X | CuLug,2/0AWG,Flared,5/16Stud,90°PKG10 | One-hole, flared barrel, 2/0 AWG wire, 5/16 stud hole, 90° angle tongue. | C | 100 | 1 | 1 | 1715.64
07498387728 | LCAF250-12F-X | CuLug,250kcmil,Flared,1/2Stud,90°PKG10 | One-hole, flared barrel, 250 kcmil cable, 1/2 stud hole, 90° angle tongue. | C | 100 | 10 | 1 | 2822.93
07498387726 | LCAF250-38F-X | CuLug,250kcmil,Flared,3/8Stud,90°PKG10 | One-hole, flared barrel, 250 kcmil cable, 3/8 stud hole, 90° angle tongue. | C | 100 | 1 | 1 | 2822.93
07498355798 | LCAF250-58-X | CuLug,250kcmil,Flared,5/8StudPKG10 | One-hole, flared barrel, 250 kcmil cable, 5/8 stud hole. | C | 100 | 1 | 1 | 2091.14
07498374450 | LCAF250-78-X | CuLug,250kcmil,Flared,7/8StudPKG10 | One-hole, flared barrel, 250 kcmil cable, 7/8 stud hole. | C | 100 | 1 | 1 | 2190.72
07498387715 | LCAF3/0-12H-X | CuLug,3/0AWG,Flared,1/2Stud,45°PKG10 | One-hole, flared barrel, 3/0 AWG wire, 1/2 stud hole, 45° angle tongue. | C | 100 | 10 | 1 | 1963.87
07498355777 | LCAF3/0-14-X | CuLug,3/0AWG,Flared,1/4StudPKG10 | One-hole, flared barrel, 3/0 AWG wire, 1/4 stud hole. | C | 100 | 1 | 1 | 1525.24
07498387709 | LCAF3/0-14H-X | CuLug,3/0AWG,Flared,1/4Stud,45°PKG10 | One-hole, flared barrel, 3/0 AWG wire, 1/4 stud hole, 45° angle tongue. | C | 100 | 1 | 1 | 2157.01
07498387714 | LCAF3/0-38F-X | CuLug,3/0AWG,Flared,3/8Stud,90°PKG10 | One-hole, flared barrel, 3/0 AWG wire, 3/8 stud hole, 90° angle tongue. | C | 100 | 1 | 1 | 2003.87
07498355778 | LCAF3/0-56-X | CuLug,3/0AWG,Flared,5/16StudPKG10 | One-hole, flared barrel, 3/0 AWG wire, 5/16 stud hole. | C | 100 | 20 | 1 | 1525.24
07498387711 | LCAF3/0-56H-X | CuLug,3/0AWG,Flared,5/16Stud,45°PKG10 | One-hole, flared barrel, 3/0 AWG wire, 5/16 stud hole, 45° angle tongue. | C | 100 | 1 | 1 | 2157.01
07498387752 | LCAF300-12F-6 | CuLug,300kcmil,Flared,1/2Stud,90°PKG6 | One-hole, flared barrel, 300 kcmil cable, 1/2 stud hole, 90° angle tongue. | C | 100 | 1 | 1 | 3706.48
07498374452 | LCAF300-78-6 | CuLug,300kcmil,Flared,7/8StudPKG6 | One-hole, flared barrel, 300 kcmil cable, 7/8 stud hole. | C | 100 | 1 | 1 | 2799.1
07498374456 | LCAF350-1-6 | CuLug,350kcmil,Flared,1StudPKG6 | One-hole, flared barrel, 350 kcmil cable, 1 stud hole. | C | 100 | 1 | 1 | 3143.12
07498387760 | LCAF350-12F-6 | CuLug,350kcmil,Flared,1/2Stud,90°PKG6 | One-hole, flared barrel, 350 kcmil cable, 1/2 stud hole, 90° angle tongue. | C | 100 | 1 | 1 | 4580.31
07498374454 | LCAF350-34-6 | CuLug,350kcmil,Flared3/4StudPKG6 | One-hole, flared barrel, 350 kcmil cable, 3/4 stud hole. | C | 100 | 1 | 1 | 3143.12
07498387758 | LCAF350-38F-6 | CuLug,350kcmil,Flared,3/8Stud,90°PKG6 | One-hole, flared barrel, 350 kcmil cable, 3/8 stud hole, 90° angle tongue. | C | 100 | 1 | 1 | 4050.59
07498355668 | LCAF350-58-6 | CuLug,350kcmil,Flared,5/8StudPKG6 | One-hole, flared barrel, 350 kcmil cable, 5/8 stud hole. | C | 100 | 6 | 1 | 3000.26
07498387234 | LCAF4-10F-L | CuLug,#4AWG,Flared,#10Stud,90°PKG50 | One-hole, flared barrel, #4 AWG wire, #10 stud hole, 90° angle tongue. | C | 100 | 1 | 1 | 621.82
07498387233 | LCAF4-10H-L | CuLug,#4AWG,Flared,#10Stud,45°PKG50 | One-hole, flared barrel, #4 AWG wire, #10 stud hole, 45° angle tongue. | C | 100 | 1 | 1 | 592.22
07498387236 | LCAF4-14F-L | CuLug,#4AWG,Flared,1/4Stud,90°PKG50 | One-hole, flared barrel, #4 AWG wire, 1/4 stud hole, 90° angle tongue. | C | 100 | 50 | 1 | 626.15
07498387235 | LCAF4-14H-L | CuLug,#4AWG,Flared,1/4Stud,45°PKG50 | One-hole, flared barrel, #4 AWG wire, 1/4 stud hole, 45° angle tongue. | C | 100 | 1 | 1 | 655.96
07498387240 | LCAF4-38F-L | CuLug,#4AWG,Flared,3/8Stud,90°PKG50 | One-hole, flared barrel, #4 AWG wire, 3/8 stud hole, 90° angle tongue. | C | 100 | 1 | 1 | 651.43
07498387238 | LCAF4-56F-L | CuLug,#4AWG,Flared,5/16Stud,90°PKG50 | One-hole, flared barrel, #4 AWG wire, 5/16 stud hole, 90° angle tongue. | C | 100 | 1 | 1 | 759.35
07498387237 | LCAF4-56H-L | CuLug,#4AWG,Flared,5/16Stud,45°PKG50 | One-hole, flared barrel, #4 AWG wire, 5/16 stud hole, 45° angle tongue. | C | 100 | 50 | 1 | 724.83
07498355781 | LCAF4/0-14-X | CuLug,4/0AWG,Flared,1/4StudPKG10 | One-hole, flared barrel, 4/0 AWG wire, 1/4 stud hole. | C | 100 | 10 | 1 | 1693.21
07498387718 | LCAF4/0-14F-X | CuLug,4/0AWG,Flared,1/4Stud,90°PKG10 | One-hole, flared barrel, 4/0 AWG wire, 1/4 stud hole, 90° angle tongue. | C | 100 | 1 | 1 | 2394.7
07498387721 | LCAF4/0-38H-X | CuLug,1H,4/0AWG,Flared,3/8Stud,45°PKG10 | One-hole, flared barrel, 4/0 AWG wire, 3/8 stud hole, 45° angle tongue. | C | 100 | 1 | 1 | 2398.65
07498387719 | LCAF4/0-56H-X | CuLug,4/0AWG,Flared,5/16Stud,45°PKG10 | One-hole, flared barrel, 4/0 AWG wire, 5/16 stud hole, 45° angle tongue. | C | 100 | 1 | 1 | 2466.19
07498387769 | LCAF400-12H-6 | CuLug,400kcmil,Flared,1/2Stud,45°PKG6 | One-hole, flared barrel, 400 kcmil cable, 1/2 stud hole, 45° angle tongue. | C | 100 | 1 | 1 | 8474.13
07498374457 | LCAF400-78-6 | CuLug,400kcmil,Flared,7/8StudPKG6 | One-hole, flared barrel, 400 kcmil cable, 7/8 stud hole. | C | 100 | 1 | 1 | 5937.45
07498355712 | LCAF6-10-L | CuLug,#6AWG,Flared,#10StudPKG50 | One-hole, flared barrel, #6 AWG wire, #10 stud hole. | C | 100 | 1 | 1 | 409.33
07498387226 | LCAF6-10F-L | CuLug,#6AWG,Flared,#10Stud,90°PKG50 | One-hole, flared barrel, #6 AWG wire, #10 stud hole, 90° angle tongue. | C | 100 | 1 | 1 | 526.27
07498387228 | LCAF6-14F-L | CuLug,#6AWG,Flared,1/4Stud,90°PKG50 | One-hole, flared barrel, #6 AWG wire, 1/4 stud hole, 90° angle tongue. | C | 100 | 1 | 1 | 526.27
07498387227 | LCAF6-14H-L | CuLug,#6AWG,Flared,1/4Stud,45°PKG50 | One-hole, flared barrel, #6 AWG wire, 1/4 stud hole, 45° angle tongue. | C | 100 | 1 | 1 | 526.27
07498355714 | LCAF6-56-L | CuLug,#6AWG,Flared,5/16StudPKG50 | One-hole, flared barrel, #6 AWG wire, 5/16 stud hole. | C | 100 | 50 | 1 | 306.86
07498387230 | LCAF6-56F-L | CuLug,#6AWG,Flared,5/16Stud,90°PKG50 | One-hole, flared barrel, #6 AWG wire, 5/16 stud hole, 90° angle tongue. | C | 100 | 1 | 1 | 439.11
07498355677 | LCAF750-58-3 | CuLug,777.7kcmil,Flared,5/8StudPKG3 | One-hole, flared barrel, 750 kcmil cable, 5/8 stud hole. | C | 100 | 3 | 1 | 13458.06
07498355708 | LCAF8-10-L | CuLug,#8AWG,Flared,#10StudPKG50 | One-hole, flared barrel, #8 AWG wire, #10 stud hole. | C | 100 | 1 | 1 | 315.68
07498387218 | LCAF8-10F-L | CuLug,#8AWG,Flared,#10Stud,90°PKG50 | One-hole, flared barrel, #8 AWG wire, #10 stud hole, 90° angle tongue. | C | 100 | 1 | 1 | 446.44
07498355711 | LCAF8-38-L | CuLug,#8AWG,Flared,3/8StudPKG50 | One-hole, flared barrel, #8 AWG wire, 3/8 stud hole. | C | 100 | 50 | 1 | 315.68
07498355710 | LCAF8-56-L | CuLug,#8AWG,Flared,5/16StudPKG50 | One-hole, flared barrel, #8 AWG wire, 5/16 stud hole. | C | 100 | 50 | 1 | 315.68
07498387222 | LCAF8-56F-L | CuLug,#8AWG,Flared,5/16Stud,90°PKG50 | One-hole, flared barrel, #8 AWG wire, 5/16 stud hole, 90° angle tongue. | C | 100 | 1 | 1 | 405.86
61305664403 | LCAN1/0-38-X | Copper Compression Lug, 1 Hole, #1/0 AWG | Copper Compression Lug, 1 Hole, #1/0 AWG, Narrow Tongue, 3/8" Stud | C | 100 | 1 | 1 | 1270.29
61305668368 | LCAN2-56-Q | Copper Narrow Tongue Lug, 1 Hole, #2 AWG | Copper Compression Lug, 1 Hole, #2 AWG, Narrow Tongue, 5/16" Stud | C | 100 | 1 | 1 | 904.59
61305664397 | LCAN2/0-14H-X | Copper Compression Lug, 1 Hole, #2/0 AWG | Copper Compression Lug, 1 Hole, #2/0 AWG, Narrow Tongue, 1/4" Stud, 45° Angle Tongue | C | 100 | 10 | 1 | 1740.42
61305668372 | LCAN2/0-56F-X | Copper Compression Lug, 1 Hole, #2/0 AWG | Copper Compression Lug, 1 Hole, #2/0 AWG, Narrow Tongue, 5/16" Stud, 90° Angle Tongue | C | 100 | 10 | 1 | 1740.42
61305664396 | LCAN2/0-56H-X | Copper Compression Lug, 1 Hole, #2/0 AWG | Copper Compression Lug, 1 Hole, #2/0 AWG, Narrow Tongue, 5/16" Stud, 45° Angle Tongue | C | 100 | 10 | 1 | 1740.42
07498360341 | LCAN250-14-X | CuLug,250kcmil,Narrow,1/4StudPKG10 | One-hole, standard barrel with window, narrow tongue lug, 250 kcmil cable, 1/4 stud hole. | C | 100 | 10 | 1 | 2252.3
61305668387 | LCAN250-56-X | Copper Compression Lug, 1 Hole, 250 KCMI | Copper Compression Lug, 1 Hole, 250 KCMIL, Narrow Tongue, 5/16" Stud | C | 100 | 10 | 1 | 2430.15
07498360343 | LCAN300-14-X | CuLug,300kcmil,Narrow,1/4StudPKG10 | One-hole, standard barrel with window, narrow tongue lug, 300 kcmil cable, 1/4 stud hole. | C | 100 | 10 | 1 | 2479.78
61305668385 | LCAN4/0-56F-X | Copper Compression Lug, 1 Hole, #4/0 AWG | Copper Compression Lug, 1 Hole, #4/0 AWG, Narrow Tongue, 5/16" Stud, 90° Angle Tongue | C | 100 | 1 | 1 | 2168.16
61305668375 | LCAN4/0-56H-X | Copper Compression Lug, 1 Hole, #4/0 AWG | Copper Compression Lug, 1 Hole, #4/0 AWG, Narrow Tongue, 5/16" Stud, 45° Angle Tongue | C | 100 | 10 | 1 | 2168.16
07498322535 | LCAS1-38-E | CuLug,#1AWG,Short,3/8StudPKG20 | One-hole, short barrel with window lug, #1 AWG wire, 3/8 stud hole. | C | 100 | 1 | 1 | 777.89
07498322507 | LCAS3/0-38-X | CuLug,3/0AWG,Short,3/8StudPKG10 | One-hole, short barrel with window lug, 3/0 AWG wire, 3/8 stud hole. | C | 100 | 1 | 1 | 1138.36
07498386899 | LCAS4-38F-L | CuLug,#4AWG,Short,3/8Stud,90°PKG50 | One-hole, short barrel with window lug, #4 AWG wire, 3/8 stud hole, 90° angle tongue. | C | 100 | 1 | 1 | 500.57
07498322511 | LCAS4/0-38-X | CuLug,4/0AWG,Short,3/8StudPKG10 | One-hole, short barrel with window lug, 4/0 AWG wire, 3/8 stud hole. | C | 100 | 1 | 1 | 1333.14
07498322510 | LCAS4/0-56-X | CuLug,4/0AWG,Short,5/16StudPKG10 | One-hole, short barrel with window lug, 4/0 AWG wire, 5/16 stud hole. | C | 100 | 1 | 1 | 1233.13
07498322517 | LCAS8-10-L | CuLug,#8AWG,Short,#10StudPKG50 | One-hole, short barrel with window lug, #8 AWG wire, #10 stud hole. | C | 100 | 1 | 1 | 271.17
07498344749 | LCAX1-10F-X | CuLug,#1AWG,#10Stud,90°PKG10 | One-hole, flex lug, #1 AWG wire, #10 stud hole., 90° angle tongue. | C | 100 | 1 | 1 | 1194.28
07498344750 | LCAX1-10H-X | CuLug,#1AWG,#10Stud,45°PKG10 | One-hole, flex lug, #1 AWG wire, #10 stud hole, 45° angle tongue. | C | 100 | 1 | 1 | 1194.28
07498343519 | LCAX1-12H-X | CuLug,#1AWG,1/2Stud,45°PKG10 | One-hole, flex lug, #1 AWG wire, 1/2 stud hole, 45° angle tongue. | C | 100 | 1 | 1 | 1182.11
07498343511 | LCAX1-14F-X | CuLug,#1AWG,1/4Stud,90°PKG10 | One-hole, flex lug, #1 AWG wire, 1/4 stud hole., 90° angle tongue. | C | 100 | 20 | 1 | 1140.01
07498343517 | LCAX1-38F-X | CuLug,#1AWG,3/8Stud,90°PKG10 | One-hole, flex lug, #1 AWG wire, 3/8 stud hole., 90° angle tongue. | C | 100 | 1 | 1 | 1183.2
07498343513 | LCAX1-56H-X | CuLug,#1AWG,5/16Stud,45°PKG10 | One-hole, flex lug, #1 AWG wire, 5/16 stud hole, 45° angle tongue. | C | 100 | 1 | 1 | 1140.01
07498328293 | LCAX1/0-12-C | CuLug,1/0AWG,1/2Stud,PKG100 | One-hole, flex lug, 1/0 AWG wire, 1/2 stud hole, bulk package. | C | 100 | 100 | 100 | 1105.94
07498343531 | LCAX1/0-12H-X | CuLugF,1/0AWG,1/2Stud,45°PKG10 | One-hole, flex lug, 1/0 AWG wire, 1/2 stud hole, 45° angle tongue. | C | 100 | 20 | 1 | 1493.1
07498343525 | LCAX1/0-56H-X | CuLugF,1/0AWG,5/16Stud,45°PKG10 | One-hole, flex lug, 1/0 AWG wire, 5/16 stud hole, 45° angle tongue. | C | 100 | 20 | 1 | 1430.49
07498344263 | LCAX2-12H-E | CuLug,#2AWG,1/2Stud,45°PKG20 | One-hole, flex lug, #2 AWG wire, 1/2 stud hole, 45° angle tongue. | C | 100 | 1 | 1 | 1217.81
07498344751 | LCAX2/0-10-X | CuLug,2/0AWG,#10StudPKG10 | One-hole, flex lug, 2/0 AWG wire, #10 stud hole. | C | 100 | 20 | 1 | 961.92
07498344752 | LCAX2/0-10F-X | CuLug,2/0AWG,#10Stud,90°PKG10 | One-hole, flex lug, 2/0 AWG wire, #10 stud hole., 90° angle tongue. | C | 100 | 20 | 1 | 1298.64
07498344753 | LCAX2/0-10H-X | CuLug,2/0AWG,#10Stud,45°PKG10 | One-hole, flex lug, 2/0 AWG wire, #10 stud hole, 45° angle tongue. | C | 100 | 1 | 1 | 1360.47
07498344306 | LCAX2/0-14F-X | CuLugF,2/0AWG,1/4Stud,90°PKG10 | One-hole, flex lug, 2/0 AWG wire, 1/4 stud hole., 90° angle tongue. | C | 100 | 1 | 1 | 1352.68
07498344307 | LCAX2/0-14H-X | CuLugF,2/0AWG,1/4Stud,45°PKG10 | One-hole, flex lug, 2/0 AWG wire, 1/4 stud hole, 45° angle tongue. | C | 100 | 1 | 1 | 1352.68
07498344755 | LCAX2/0-58F-X | CuLug,2/0AWG,5/8Stud,90°PKG10 | One-hole, flex lug, 2/0 AWG wire, 5/8 stud hole., 90° angle tongue. | C | 100 | 10 | 1 | 1717.98
07498344775 | LCAX250-14-X | CuLugF,250kcmil,1/4StudPKG10 | One-hole, flex lug, 250 kcmil cable, 1/4 stud hole. | C | 100 | 1 | 1 | 2074.02
07498344776 | LCAX250-14F-X | CuLugF,250kcmil,1/4Stud,90°PKG10 | One-hole, flex lug, 250 kcmil cable, 1/4 stud hole., 90° angle tongue. | C | 100 | 1 | 1 | 2665.95
07498344772 | LCAX250-34-X | CuLug,250kcmil,3/4StudPKG10 | One-hole, flex lug, 250 kcmil cable, 3/4 stud hole. | C | 100 | 1 | 1 | 2363.32
07498344771 | LCAX250-56H-X | CuLugF,250kcmil,5/16Stud,45°PKG10 | One-hole, flex lug, 250 kcmil cable, 5/16 stud hole, 45° angle tongue. | C | 100 | 1 | 1 | 2946.26
07498343578 | LCAX250-58F-X | CuLug,250kcmil,5/8Stud,90°PKG10 | One-hole, flex lug, 250 kcmil cable, 5/8 stud hole., 90° angle tongue. | C | 100 | 1 | 1 | 3190.48
07498344760 | LCAX3/0-10-X | CuLug,3/0AWG,#10StudPKG10 | One-hole, flex lug, 3/0 AWG wire, #10 stud hole. | C | 100 | 1 | 1 | 1571.55
07498343547 | LCAX3/0-14F-X | STDFlexLug,3/0AWG,.25in,90°,WDW,PK10 | One-hole, flex lug, 3/0 AWG wire, 1/4 stud hole., 90° angle tongue. | C | 100 | 1 | 1 | 2025.14
61305644893 | LCAX3/0-38-T | Copper Compression Lug, 1 Hole, 3/0 AWG |  | C | 100 | 200 | 200 | 1414.37
07498343549 | LCAX3/0-56H-X | STDFlexLug,3/0AWG,.3in,45°,WDW,PK10 | One-hole, flex lug, 3/0 AWG wire, 5/16 stud hole, 45° angle tongue. | C | 100 | 10 | 1 | 2024.98
07498343583 | LCAX300-12H-6 | CuLug,300kcmil,1/2Stud,45°PKG6 | One-hole, flex lug, 300 kcmil cable, 1/2 stud hole, 45° angle tongue. | C | 100 | 1 | 1 | 4131.41
07498343580 | LCAX300-38H-6 | CuLug,300kcmil,3/8Stud,45°PKG6 | One-hole, flex lug, 300 kcmil cable, 3/8 stud hole, 45° angle tongue. | C | 100 | 1 | 1 | 3661.29
07498343596 | LCAX350-58F-6 | CuLug,350kcmil,5/8Stud,90°PKG6 | One-hole, flex lug, 350 kcmil cable, 5/8 stud hole., 90° angle tongue. | C | 100 | 1 | 1 | 4104.31
07498343595 | LCAX350-58H-6 | CuLug,350kcmil,5/8Stud,45°PKG6 | One-hole, flex lug, 350 kcmil cable, 5/8 stud hole, 45° angle tongue. | C | 100 | 1 | 1 | 4104.31
07498343398 | LCAX4-10F-L | CuLug,#4AWG,#10Stud,90°PKG50 | One-hole, flex lug, #4 AWG wire, #10 stud hole., 90° angle tongue. | C | 100 | 1 | 1 | 588.07
07498343404 | LCAX4-14H-L | CuLug,#4AWG,1/4Stud,45°PKG50 | One-hole, flex lug, #4 AWG wire, 1/4 stud hole, 45° angle tongue. | C | 100 | 50 | 1 | 627.99
07498343420 | LCAX4-38F-L | CuLug,#4AWG,3/8Stud,90°PKG50 | One-hole, flex lug, #4 AWG wire, 3/8 stud hole., 90° angle tongue. | C | 100 | 1 | 1 | 580.38
07498343419 | LCAX4-38H-L | CuLug,#4AWG,3/8Stud,45°PKG50 | One-hole, flex lug, #4 AWG wire, 3/8 stud hole, 45° angle tongue. | C | 100 | 1 | 1 | 580.38
07498343598 | LCAX450-12H-6 | CuLug,450kcmil,1/2Stud,45°PKG6 | One-hole, flex lug, 450 kcmil cable, 1/2 stud hole, 45° angle tongue. | C | 100 | 1 | 1 | 7678.79
07498344790 | LCAX500-12F-6 | CuLug,500kcmil,1/2Stud,90°PKG6 | One-hole, flex lug, 500 kcmil cable, 1/2 stud hole., 90° angle tongue. | C | 100 | 6 | 1 | 7327.39
07498344791 | LCAX500-12H-6 | CuLug,500kcmil,1/2Stud,45°PKG6 | One-hole, flex lug, 500 kcmil cable, 1/2 stud hole, 45° angle tongue. | C | 100 | 6 | 1 | 7693.77
07498344788 | LCAX500-38F-6 | CuLug,500kcmil,3/8Stud,90°PKG6 | One-hole, flex lug, 500 kcmil cable, 3/8 stud hole., 90° angle tongue. | C | 100 | 1 | 1 | 7693.77
07498344789 | LCAX500-38H-6 | CuLug,500kcmil,3/8Stud,45°PKG6 | One-hole, flex lug, 500 kcmil cable, 3/8 stud hole, 45° angle tongue. | C | 100 | 1 | 1 | 8060.12
07498344784 | LCAX500-56-6 | CuLug,500kcmil,5/16StudPKG6 | One-hole, flex lug, 500 kcmil cable, 5/16 stud hole. | C | 100 | 1 | 1 | 5699.13
07498344980 | LCAX500-58F-6 | CuLug,500kcmil,5/8Stud,90°PKG6 | One-hole, flex lug, 500 kcmil cable, 5/8 stud hole., 90° angle tongue. | C | 100 | 1 | 1 | 8374.11
07498343361 | LCAX6-14H-L | CuLugF,#6AWG,1/4Stud,45°PKG50 | One-hole, flex lug, #6 AWG wire, 1/4 stud hole, 45° angle tongue. | C | 100 | 50 | 1 | 483.63
07498343383 | LCAX6-38H-L | CuLugF,#6AWG,3/8Stud,45°PKG50 | One-hole, flex lug, #6 AWG wire, 3/8 stud hole, 45° angle tongue. | C | 100 | 1 | 1 | 502.6
07498343375 | LCAX6-56H-L | CuLugF,#6AWG,5/16Stud,45°PKG50 | One-hole, flex lug, #6 AWG wire, 5/16 stud hole, 45° angle tongue. | C | 100 | 1 | 1 | 446.69
07498344797 | LCAX650-38H-6 | CuLug,646.4kcmil,3/8Stud,45°PKG6 | One-hole, flex lug, 650 kcmil cable, 3/8 stud hole, 45° angle tongue. | C | 100 | 1 | 1 | 11156.49
07498344800 | LCAX650-58F-6 | CuLug,646.4kcmil,5/8Stud,90°PKG6 | One-hole, flex lug, 650 kcmil cable, 5/8 stud hole., 90° angle tongue. | C | 100 | 6 | 1 | 12126.24
07498344801 | LCAX650-58H-6 | CuLug,646.4kcmil,5/8Stud,45°PKG6 | One-hole, flex lug, 650 kcmil cable, 5/8 stud hole, 45° angle tongue. | C | 100 | 6 | 1 | 12126.24
07498344802 | LCAX750-12F-3 | CuLug,777.7kcmil,1/2Stud,90°PKG3 | One-hole, flex lug, 750 kcmil cable, 1/2 stud hole., 90° angle tongue. | C | 100 | 1 | 1 | 12890.53
07498344803 | LCAX750-12H-3 | CuLug,777.7kcmil,1/2Stud,45°PKG3 | One-hole, flex lug, 750 kcmil cable, 1/2 stud hole, 45° angle tongue. | C | 100 | 1 | 1 | 12890.53
61305639772 | LCAX8-12-L | Copper Compression Lug, 1 Hole, #8 AWG F | Copper Compression Lug, 1 Hole, #8 AWG Flex Conductor, Standard Barrel, 1/2" Stud | C | 100 | 1 | 1 | 506.59
07498343343 | LCAX8-38F-L | CuLugF,#8AWG,3/8Stud,90°PKG50 | One-hole, flex lug, #8 AWG wire, 3/8 stud hole., 90° angle tongue. | C | 100 | 1 | 1 | 423.03
07498343340 | LCAX8-38H-L | CuLugF,#8AWG,3/8Stud,45°PKG50 | One-hole, flex lug, #8 AWG wire, 3/8 stud hole, 45° angle tongue. | C | 100 | 1 | 1 | 423.03
07498343334 | LCAX8-56F-L | CuLugF,#8AWG,5/16Stud,90°PKG50 | One-hole, flex lug, #8 AWG wire, 5/16 stud hole., 90° angle tongue. | C | 100 | 50 | 1 | 423.03
07498343332 | LCAX8-56H-L | CuLugF,#8AWG,5/16Stud,45°PKG50 | One-hole, flex lug, #8 AWG wire, 5/16 stud hole, 45° angle tongue. | C | 100 | 1 | 1 | 423.03
61305625765 | LCAXN1/0-56-X | Copper Compression Lug, 1 Hole, Flex, 1/ | Copper Compression Lug, 1 Hole, Flex, 1/0 AWG, Narrow Tongue, 5/16'' (7.9mm) Stud | C | 100 | 10 | 1 | 1353.65
61305625777 | LCAXN250-56-X | Copper Compression Lug, 1 Hole, Flex, 25 | Copper Compression Lug, 1 Hole, Flex, 250 kcmil, Narrow Tongue, 5/16'' (7.9mm) Stud | C | 100 | 10 | 1 | 2525.98
61305625780 | LCAXN350-56-6 | Copper Compression Lug, 1 Hole, Flex, 35 | Copper Compression Lug, 1 Hole, Flex, 350 kcmil, Narrow Tongue, 5/16'' (7.9mm) Stud | C | 100 | 6 | 1 | 3790.27
07498339840 | LCAXN4/0-14-X | STDFlexLugN,4/0AWG,.25in,WDW,PK10 | One-hole, flex lug, narrow tongue, 4/0 AWG wire, 1/4 stud hole. | C | 100 | 10 | 1 | 2597.85
07498387160 | LCB1-10F-E | CuLug,#1AWG,Long,#10Stud,90°PKG20 | One-hole, long barrel lug, #1 AWG wire, #10 stud hole, 90° angle tongue. | C | 100 | 1 | 1 | 1476.23
07498387162 | LCB1-56F-E | CuLug,#1AWG,Long,5/16Stud,90°PKG20 | One-hole, long barrel lug, #1 AWG wire, 5/16 stud hole, 90° angle tongue. | C | 100 | 1 | 1 | 1476.23
07498338238 | LCB1/0-10-X | CuLug,1/0AWG,Long,#10StudPKG10 | One-hole, long barrel lug, 1/0 AWG wire, #10 stud hole. | C | 100 | 1 | 1 | 1064.41
07498387164 | LCB1/0-10F-X | CuLug,1/0AWG,Long,#10Stud,90°PKG10 | One-hole, long barrel lug, 1/0 AWG wire, #10 stud hole, 90° angle tongue. | C | 100 | 1 | 1 | 1436.98
07498387163 | LCB1/0-10H-X | CuLug,1/0AWG,Long,#10Stud,45°PKG10 | One-hole, long barrel lug, 1/0 AWG wire, #10 stud hole, 45° angle tongue. | C | 100 | 1 | 1 | 1505.42
07498387169 | LCB1/0-12H-X | CuLug,1/0AWG,Long,1/2Stud,45°PKG10 | One-hole, long barrel lug, 1/0 AWG wire, 1/2 stud hole, 45° angle tongue. | C | 100 | 1 | 1 | 1505.42
61305631823 | LCB1/0-12W-X | Copper 1 Hole Long Barrel With Inspectio | Copper Compression Lug, 1 Hole, 1/0 AWG, Long Barrel, 1/2" (12,7mm) Stud, Window | C | 100 | 1 | 1 | 964.76
07498387167 | LCB1/0-38H-X | CuLug,1/0AWG,Long,3/8Stud,45°PKG10 | One-hole, long barrel lug, 1/0 AWG wire, 3/8 stud hole, 45° angle tongue. | C | 100 | 1 | 1 | 1381.07
61305634386 | LCB1/0-38W-X | Copper 1 Hole Long Barrel With Inspectio | Copper Compression Lug, 1 Hole, 1/0 AWG, Long Barrel, 3/8" Stud (9.525mm), Window | C | 100 | 1 | 1 | 931.59
07498387166 | LCB1/0-56F-X | CuLug,1/0AWG,Long,5/16Stud,90°PKG10 | One-hole, long barrel lug, 1/0 AWG wire, 5/16 stud hole, 90° angle tongue. | C | 100 | 20 | 1 | 1436.98
07498387165 | LCB1/0-56H-X | CuLug,1/0AWG,Long,5/16Stud,45°PKG10 | One-hole, long barrel lug, 1/0 AWG wire, 5/16 stud hole, 45° angle tongue. | C | 100 | 1 | 1 | 1505.42
07498397213 | LCB10-14WF-L | CuLug,#10AWG,Long,1/4Stud,90°PKG50 | One-hole, long barrel lug with inspection window, #10 AWG wire, 1/4 stud hole, 90° angle tongue. | C | 100 | 1 | 1 | 502.6
07498397214 | LCB10-14WH-L | CuLug,#10AWG,Long,1/4Stud,45°PKG50 | One-hole, long barrel lug with inspection window, #10 AWG wire, 1/4 stud hole, 45° angle tongue. | C | 100 | 1 | 1 | 526.53
07498390190 | LCB1000-58-3 | CuLugLB,1000kcmil,Long,5/8StudPKG3 | One-hole, long barrel lug, 1000 kcmil cable, 5/8 stud hole. | C | 100 | 1 | 1 | 13937.62
07498387155 | LCB2-10H-Q | CuLug,#2AWG,Long,#10Stud,45°PKG25 | One-hole, long barrel lug, #2 AWG wire, #10 stud hole, 45° angle tongue. | C | 100 | 1 | 1 | 1343.18
07498387158 | LCB2-56F-Q | CuLug,#2AWG,Long,5/16Stud,90°PKG25 | One-hole, long barrel lug, #2 AWG wire, 5/16 stud hole, 90° angle tongue. | C | 100 | 25 | 1 | 1231.19
07498341998 | LCB2-56W-Q | LGLug,2AWG,.31in stud,WDW,PK25 | One-hole, long barrel lug with window, #2 AWG cable, 5/16 stud hole. | C | 100 | 25 | 1 | 949.75
07498387174 | LCB2/0-12F-X | CuLug,2/0AWG,Long,1/2Stud,90°,PKG10 | One-hole, long barrel lug, 2/0 AWG wire, 1/2 stud hole, 90° angle tongue. | C | 100 | 10 | 1 | 1700.46
07498387173 | LCB2/0-12H-X | CuLug,2/0AWG,Long,1/2Stud,45°PKG10 | One-hole, long barrel lug, 2/0 AWG wire, 1/2 stud hole, 45° angle tongue. | C | 100 | 1 | 1 | 1619.48
07498387172 | LCB2/0-38F-X | CuLug,2/0AWG,Long,3/8Stud,90°PKG10 | One-hole, long barrel lug, 2/0 AWG wire, 3/8 stud hole, 90° angle tongue. | C | 100 | 10 | 1 | 1700.46
07498387184 | LCB250-12F-X | CuLug,250kcmil,Long,1/2Stud,90°PKG10 | One-hole, long barrel lug, 250 kcmil cable, 1/2 stud hole, 90° angle tongue. | C | 100 | 1 | 1 | 2663.47
07498387183 | LCB250-12H-X | CuLug,250kcmil,Long,1/2Stud,45°PKG10 | One-hole, long barrel lug, 250 kcmil cable, 1/2 stud hole, 45° angle tongue. | C | 100 | 1 | 1 | 2663.47
61305616974 | LCB250-38-X | Copper Compression Lug, 1 Hole, 250 kcmi | One-hole, long barrel lug, 250 kcmil cable, 3/8" stud hole | C | 100 | 1 | 1 | 1973.27
07498390143 | LCB250-78-X | CuLug,250kcmil,Long,7/8StudPKG10 | One-hole, long barrel lug, 250 kcmil cable, 7/8 stud hole. | C | 100 | 1 | 1 | 2066.84
07498387186 | LCB250-78F-X | CuLug,250kcmil,Long,7/8Stud,90°PKG10 | One-hole, long barrel lug, 250 kcmil cable, 7/8 stud hole, 90° angle tongue. | C | 100 | 1 | 1 | 2790.32
07498387178 | LCB3/0-12F-X | CuLug,3/0AWG,Long,1/2Stud,90°PKG10 | One-hole, long barrel lug, 3/0 AWG wire, 1/2 stud hole, 90° angle tongue. | C | 100 | 1 | 1 | 2071.75
07498387177 | LCB3/0-12H-X | CuLug,3/0AWG,Long,1/2Stud,45°PKG10 | One-hole, long barrel lug, 3/0 AWG wire, 1/2 stud hole, 45° angle tongue. | C | 100 | 1 | 1 | 2170.43
07498387176 | LCB3/0-38F-X | LGLug,3/0AWG,.38in,90°,NoWDW,PK10 | One-hole, long barrel lug, 3/0 AWG wire, 3/8 stud hole, 90° angle tongue. | C | 100 | 1 | 1 | 2071.75
07498387189 | LCB300-38H-X | CuLug,300kcmil,Long,3/8Stud,45°PKG10 | One-hole, long barrel lug, 300 kcmil cable, 3/8 stud hole, 45° angle tongue. | C | 100 | 1 | 1 | 3012.2
07498387195 | LCB350-12H-X | CuLug,350kcmil,Long,1/2Stud,45°PKG10 | One-hole, long barrel lug, 350 kcmil cable, 1/2 stud hole, 45° angle tongue. | C | 100 | 1 | 1 | 3217.27
07498390156 | LCB350-78-X | CuLug,350kcmil,Long,7/8StudPKG10 | One-hole, long barrel lug, 350 kcmil cable, 7/8 stud hole. | C | 100 | 1 | 1 | 2496.73
07498387152 | LCB4-10F-L | Cu,CompLug,1H,#4-#3A,#2A,#10S,90°, PK50 | One-hole, long barrel lug, #4 — #3 AWG STR, #2 AWG SOL wire, #10 stud hole, 90° angle tongue. | C | 100 | 1 | 1 | 757.61
61305616501 | LCB4-12-L | CuLug,1H,#4AWG,LongBarr,1/2Stud,PK50 | Copper Compression Lug, 1 Hole, #4 AWG, Long Barrel, 1/2 (12.7mm) Stud. | C | 100 | 50 | 1 | 945.69
61305631482 | LCB4-12WF-L | Copper Compression Lug, 1 Hole, #4 AWG, | Copper Compression Lug, 1 Hole, #4 AWG, Long Barrel, 1/2" Stud(12.7mm), Window, 90° Bent | C | 100 | 1 | 1 | 1216.26
07498387154 | LCB4-14F-L | Cu,CompLug,1H,#4-#3A,#2A,1/4S,90°, PK50 | One-hole, long barrel lug, #4 — #3 AWG STR, #2 AWG SOL wire, 1/4 stud hole, 90° angle tongue. | C | 100 | 50 | 1 | 671.12
07498387153 | LCB4-14H-L | Cu,CompLug,1H,#4-#3A,#2A,1/4S,45°, PK50 | One-hole, long barrel lug, #4 — #3 AWG STR, #2 AWG SOL wire, 1/4 stud hole, 45° angle tongue. | C | 100 | 50 | 1 | 671.12
07498387182 | LCB4/0-12F-X | LGLug,4/0AWG,.5in,90°,NoWDW,PK10 | One-hole, long barrel lug, 4/0 AWG wire, 1/2 stud hole, 90° angle tongue. | C | 100 | 1 | 1 | 2299.87
07498387181 | LCB4/0-12H-X | LGLug,4/0AWG,.5in,45°,NoWDW,PK10 | One-hole, long barrel lug, 4/0 AWG wire, 1/2 stud hole, 45° angle tongue. | C | 100 | 1 | 1 | 2409.41
07498387179 | LCB4/0-38H-X | LGLug,4/0AWG,.38in,45°,NoWDW,PK10 | One-hole, long barrel lug, 4/0 AWG wire, 3/8 stud hole, 45° angle tongue. | C | 100 | 1 | 1 | 2276.79
07498387202 | LCB400-12F-6 | Copper Compression Lug, 1 Hole, 400 kcmi | Copper Compression Lug, 1 Hole, 400 kcmil, Long Barrel, 1/2" (12.7mm) Stud, 90° Bent | C | 100 | 1 | 1 | 3900.02
07498387201 | LCB400-12H-6 | CuLug,400kcmil,Long,1/2Stud,45°PKG6 | One-hole, long barrel lug, 400 kcmil cable, 1/2 stud hole, 45° angle tongue. | C | 100 | 12 | 1 | 3714.28
07498387199 | LCB400-38H-6 | CuLug,400kcmil,Long,3/8Stud,45°PKG6 | One-hole, long barrel lug, 400 kcmil cable, 3/8 stud hole, 45° angle tongue. | C | 100 | 1 | 1 | 3714.28
07498390160 | LCB400-58-6 | CuLug,400kcmil,Long,5/8StudPKG6 | One-hole, long barrel lug, 400 kcmil cable, 5/8 stud hole. | C | 100 | 1 | 1 | 3026.51
07498387208 | LCB500-12F-6 | CuLug,500kcmil,Long,1/2Stud,90°,PKG6 | One-hole, long barrel lug, 500 kcmil cable, 1/2 stud hole, 90° angle tongue. | C | 100 | 6 | 1 | 4690.31
07498387207 | LCB500-12H-6 | CuLug,500kcmil,Long,1/2Stud,45°,PKG6 | One-hole, long barrel lug, 500 kcmil cable, 1/2 stud hole, 45° angle tongue. | C | 100 | 1 | 1 | 4913.66
07498387146 | LCB6-10F-L | CuLug,#6AWG,Long,#10Stud,90°PKG50 | One-hole, long barrel lug, #6 AWG wire, #10 stud hole, 90° angle tongue. | C | 100 | 1 | 1 | 559.2
07498387112 | LCB6-10H-L | CuLug,#6AWG,Long,#10Stud,45°PKG50 | One-hole, long barrel lug, #6 AWG wire, #10 stud hole, 45° angle tongue. | C | 100 | 1 | 1 | 559.2
61305631556 | LCB6-12W-L | Copper Compression Lug, 1 Hole, #6 AWG, | Copper Compression Lug, 1 Hole, #6 AWG, Long Barrel, 1/2" (12,7mm) Stud, Window | C | 100 | 1 | 1 | 900.66
61305631934 | LCB6-12WH-L | Copper Compression Lug, 1 Hole, #6 AWG, | Copper Compression Lug, 1 Hole, #6 AWG, Long Barrel, 1/2" (12,7mm) Stud, Window, 45° Bent | C | 100 | 1 | 1 | 1161.57
07498387147 | LCB6-14H-L | CuLugLB,#6AWG,Long,1/4Stud,45°PKG50 | One-hole, long barrel lug, #6 AWG wire, 1/4 stud hole, 45° angle tongue. | C | 100 | 1 | 1 | 471.84
07498341997 | LCB6-56W-L | CuLug,#6AWG,Long,5/16StudPKG50 | One-hole, long barrel lug with window, #6 AWG cable, 5/16 stud hole. | C | 100 | 1 | 1 | 404.07
07498387214 | LCB600-12F-6 | CuLug,600kcmil,Long,1/2Stud,90°PKG6 | One-hole, long barrel lug, 600 kcmil cable, 1/2 stud hole, 90° angle tongue. | C | 100 | 6 | 1 | 9435.28
07498387215 | LCB600-58H-6 | CuLug,600kcmil,Long,5/8Stud,90°PKG6 | One-hole, long barrel lug, 600 kcmil cable, 5/8 stud hole, 45° angle tongue. | C | 100 | 1 | 1 | 8094.17
07498344913 | LCB750-12-6 | CuLug,1H,750kcmil,Long,1/2StudPKG6 | One-hole, long barrel lug, 750 kcmil cable, 1/2 stud hole. | C | 100 | 1 | 1 | 6237.9
07498379759 | LCB750-58W-6 | CuLug,750kcmil,Long,5/8StudPKG6 | One-hole, long barrel lug with window, 750 kcmil cable, 5/8 stud hole. | C | 100 | 1 | 1 | 6496.82
07498390174 | LCB750-78-6 | CuLug,1H,750kcmil,Long,7/8StudPKG6 | One-hole, long barrel lug, 750 kcmil cable, 7/8 stud hole. | C | 100 | 1 | 1 | 6612.18
07498338237 | LCB8-10-L | CuLug,#8AWG,Long,#10StudPKG50 | One-hole, long barrel lug, #8 AWG wire, #10 stud hole. | C | 100 | 50 | 1 | 384.6
07498387099 | LCB8-10F-L | CuLug,#8AWG,Long,#10Stud,90°PKG50 | One-hole, long barrel lug, #8 AWG wire, #10 stud hole, 90° angle tongue. | C | 100 | 1 | 1 | 543.85
07498342005 | LCB8-56W-L | CuLug,#8AWG,Long,5/16StudPKG50 | One-hole, long barrel lug with window, #8 AWG cable, 5/16 stud hole. | C | 100 | 50 | 1 | 384.6
07498390146 | LCBH250-12-X | Cu,CompLug,1H,250K,CRT,1/2S,PK10 | One-hole, long barrel lug with corona relief taper, 250 kcmil cable, 1/2 stud hole. | C | 100 | 1 | 1 | 2299.57
07498364522 | LCBX1-12-X | Copper Compression Lug, 1 Hole, #1 AWG F | One-hole, flex lug, long barrel, #1 AWG, 1/2" stud hole. | C | 100 | 1 | 1 | 1067.8
07498343667 | LCBX1-14-X | CuLug,#1AWG,Long,1/4StudPKG10 | One-hole, flex lug, long barrel, #1 AWG, 1/4 stud hole. | C | 100 | 1 | 1 | 1003.64
07498343668 | LCBX1-14H-X | CuLug,#1AWG,Long,1/4Stud,45°PKG10 | One-hole, flex lug, long barrel, #1 AWG, 1/4 stud hole, 45° angle tongue. | C | 100 | 1 | 1 | 1290.23
07498343679 | LCBX1-38F-X | CuLug,#1AWG,Long,3/8Stud,90°PKG10 | One-hole, flex lug, long barrel, #1 AWG, 3/8 stud hole, 90° angle tongue. | C | 100 | 1 | 1 | 1491.11
07498343671 | LCBX1-56-X | CuLug,#1AWG,Long,5/16StudPKG10 | One-hole, flex lug, long barrel, #1 AWG, 5/16 stud hole. | C | 100 | 1 | 1 | 1043.92
07498343674 | LCBX1-56F-X | CuLug,#1AWG,Long,5/16Stud,90°PKG10 | One-hole, flex lug, long barrel, #1 AWG, 5/16 stud hole, 90° angle tongue. | C | 100 | 1 | 1 | 1342.23
07498343689 | LCBX1/0-12-X | LGFlexLug,1/0AWG,.5in stud,WDW,PK10 | One-hole, flex lug, long barrel, 1/0 AWG, 1/2 stud hole. | C | 100 | 20 | 1 | 1208.58
07498343692 | LCBX1/0-12F-X | CuLugF,1/0AWG,Long,1/2Stud,90°PKG10 | One-hole, flex lug, long barrel, 1/0 AWG, 1/2 stud hole, 90° angle tongue. | C | 100 | 1 | 1 | 1709.23
07498343680 | LCBX1/0-14-X | CuLug,1/0AWG,Long,1/4StudPKG10 | One-hole, flex lug, long barrel, 1/0 AWG, 1/4 stud hole. | C | 100 | 20 | 1 | 1114.59
07498343683 | LCBX1/0-14F-X | CuLug,1/0AWG,Long,1/4Stud,90°PKG10 | One-hole, flex lug, long barrel, 1/0 AWG, 1/4 stud hole, 90° angle tongue. | C | 100 | 1 | 1 | 1504.62
07498343688 | LCBX1/0-38F-X | CuLugF,1/0AWG,Long,3/8Stud,90°PKG10 | One-hole, flex lug, long barrel, 1/0 AWG, 3/8 stud hole, 90° angle tongue. | C | 100 | 1 | 1 | 1584
07498344309 | LCBX2-12F-E | CuLug,#2AWG,Long,1/2Stud,90°PKG20 | One-hole, flex lug, long barrel, #2 AWG, 1/2 stud hole, 90° angle tongue. | C | 100 | 1 | 1 | 1452.8
07498344313 | LCBX2-14H-E | CuLug,#2AWG,Long,1/4Stud,45°PKG20 | One-hole, flex lug, long barrel, #2 AWG, 1/4 stud hole, 45° angle tongue. | C | 100 | 1 | 1 | 1282.13
07498344316 | LCBX2-38H-E | CuLug,#2AWG,Long,3/8Stud,45°PKG20 | One-hole, flex lug, long barrel, #2 AWG, 3/8 stud hole, 45° angle tongue. | C | 100 | 20 | 1 | 1346.27
07498343703 | LCBX2/0-12-X | CuLugF,2/0AWG,Long,1/2StudPKG10 | One-hole, flex lug, long barrel, 2/0 AWG, 1/2 stud hole. | C | 100 | 10 | 1 | 1420.95
07498343709 | LCBX2/0-12F-X | CuLug,2/0AWG,Long,1/2Stud,90°PKG10 | One-hole, flex lug, long barrel, 2/0 AWG, 1/2 stud hole, 90° angle tongue. | C | 100 | 1 | 1 | 1918.23
07498343706 | LCBX2/0-12H-X | CuLugF,2/0AWG,Long,1/2Stud,45°PKG10 | One-hole, flex lug, long barrel, 2/0 AWG, 1/2 stud hole, 45° angle tongue. | C | 100 | 1 | 1 | 2009.54
07498343694 | LCBX2/0-14-X | CuLug,2/0AWG,Long,1/4StudPKG10 | One-hole, flex lug, long barrel, 2/0 AWG, 1/4 stud hole. | C | 100 | 1 | 1 | 1314.12
07498343697 | LCBX2/0-14F-X | CuLug,2/0AWG,Long,1/4Stud,90°PKG10 | One-hole, flex lug, long barrel, 2/0 AWG, 1/4 stud hole, 90° angle tongue. | C | 100 | 1 | 1 | 1858.64
07498343701 | LCBX2/0-38F-X | CuLugF,2/0AWG,Long,3/8Stud,90°PKG10 | One-hole, flex lug, long barrel, 2/0 AWG, 3/8 stud hole, 90° angle tongue. | C | 100 | 1 | 1 | 1862.65
07498343739 | LCBX250-38-X | CuLug,250kcmil,Long,3/8StudPKG10 | One-hole, flex lug, long barrel, 250 kcmil, 3/8 stud hole. | C | 100 | 10 | 1 | 2613.5
07498343742 | LCBX250-38H-X | CuLug,250kcmil,Long,3/8Stud,45°PKG10 | One-hole, flex lug, long barrel, 250 kcmil, 3/8 stud hole, 45° angle tongue. | C | 100 | 10 | 1 | 3528.09
07498312656 | LCBX250-58-X | CuLug,250kcmil,Long,5/8StudPKG10 | One-hole, flex lug, long barrel, 250 kcmil, 5/8 stud hole. | C | 100 | 1 | 1 | 2688.22
07498343718 | LCBX3/0-38F-X | LGFlexLug,3/0AWG,.38in,90°,WDW,PK10 | One-hole, flex lug, long barrel, 3/0 AWG, 3/8 stud hole, 90° angle tongue. | C | 100 | 10 | 1 | 2311.26
07498344561 | LCBX300-12-6 | CuLug,300kcmil,Long,1/2StudPKG6 | One-hole, flex lug, long barrel, 300 kcmil, 1/2 stud hole. | C | 100 | 6 | 1 | 2879.36
07498343748 | LCBX300-38-6 | CuLug,300kcmil,Long,3/8StudPKG6 | One-hole, flex lug, long barrel, 300 kcmil, 3/8 stud hole. | C | 100 | 6 | 1 | 2780.63
07498343754 | LCBX300-38F-6 | CuLug,300kcmil,Long,3/8Stud,90°PKG6 | One-hole, flex lug, long barrel, 300 kcmil, 3/8 stud hole, 90° angle tongue. | C | 100 | 1 | 1 | 3932.8
07498343751 | LCBX300-38H-6 | CuLug,300kcmil,Long,3/8Stud,45°PKG6 | One-hole, flex lug, long barrel, 300 kcmil, 3/8 stud hole, 45° angle tongue. | C | 100 | 1 | 1 | 3575.27
07498343763 | LCBX350-38F-6 | CuLug,350kcmil,Long,3/8Stud,90°PKG6 | One-hole, flex lug, long barrel, 350 kcmil, 3/8 stud hole, 90° angle tongue. | C | 100 | 1 | 1 | 4417.63
07498342883 | LCBX4-14H-L | CuLug,#4AWG,Long,1/4Stud,45°PKG50 | One-hole, flex lug, long barrel, #4 AWG, 1/4 stud hole, 45° angle tongue. | C | 100 | 1 | 1 | 702.05
07498342885 | LCBX4-38-L | CuLug,#4AWG,Long,3/8StudPKG50 | One-hole, flex lug, long barrel, #4 AWG, 3/8 stud hole. | C | 100 | 50 | 1 | 521.12
07498342887 | LCBX4-38F-L | CuLug,#4AWG,Long,3/8Stud,90°PKG50 | One-hole, flex lug, long barrel, #4 AWG, 3/8 stud hole, 90° angle tongue. | C | 100 | 1 | 1 | 737.1
07498342886 | LCBX4-38H-L | CuLug,#4AWG,Long,3/8Stud,45°PKG50 | One-hole, flex lug, long barrel, #4 AWG, 3/8 stud hole, 45° angle tongue. | C | 100 | 1 | 1 | 737.1
07498343736 | LCBX4/0-12F-X | LGFlexLug,4/0AWG,.5in,90°,WDW,PK10 | One-hole, flex lug, long barrel, 4/0 AWG, 1/2 stud hole, 90° angle tongue. | C | 100 | 10 | 1 | 2579.57
07498343733 | LCBX4/0-12H-X | LGFlexLug,4/0AWG,.5in,45°,WDW,PK10 | One-hole, flex lug, long barrel, 4/0 AWG, 1/2 stud hole, 45° angle tongue. | C | 100 | 1 | 1 | 2702.43
07498343727 | LCBX4/0-38F-X | LGFlexLug,4/0AWG,.38in,90°,WDW,PK10 | One-hole, flex lug, long barrel, 4/0 AWG, 3/8 stud hole, 90° angle tongue. | C | 100 | 1 | 1 | 2623.99
07498357615 | LCBX450-38F-6 | CuLug,450kcmil,Long,3/8Stud,90°PKG6 | One-hole, flex lug, long barrel, 450 kcmil, 3/8 stud hole, 90° angle tongue. | C | 100 | 1 | 1 | 6935.36
07498357632 | LCBX500-38-6 | CuLug,500kcmil,Long,3/8StudPKG6 | One-hole, flex lug, long barrel, 500 kcmil, 3/8 stud hole. | C | 100 | 6 | 1 | 5459.8
07498342878 | LCBX6-14F-L | CuLugF,#6AWG,Long,1/4Stud,90°PKG50 | One-hole, flex lug, long barrel, #6 AWG, 1/4 stud hole, 90° angle tongue. | C | 100 | 50 | 1 | 495.71
07498342881 | LCBX6-38F-L | CuLugF,#6AWG,Long,3/8Stud,90°PKG50 | One-hole, flex lug, long barrel, #6 AWG, 3/8 stud hole, 90° angle tongue. | C | 100 | 1 | 1 | 545.94
07498342341 | LCBX8-10-L | CuLugF,#8AWG,Long,#10StudPKG50 | One-hole, flex lug, long barrel, #8 AWG, #10 stud hole. | C | 100 | 50 | 1 | 413.29
07498342346 | LCBX8-14F-L | CuLugF,#8AWG,Long,1/4Stud,90°PKG50 | One-hole, flex lug, long barrel, #8 AWG, 1/4 stud hole, 90° angle tongue. | C | 100 | 1 | 1 | 589.89
07498342347 | LCBX8-38-L | CuLugF,#8AWG,Long,3/8StudPKG50 | One-hole, flex lug, long barrel, #8 AWG, 3/8 stud hole. | C | 100 | 50 | 1 | 438.14
07498390071 | LCC1-12H-E | CuLugLB,2Hole,#1AWG,1/2Stud,45°PKG20 | Two-hole, long barrel lug, #1 AWG wire, 1/2 stud hole, 1 3/4 hole spacing, 45° angle tongue. | C | 100 | 1 | 1 | 1972.42
07498338241 | LCC1-14A-E | CuLugLB,2Hole,#1AWG,1/4Stud,.63PKG20 | Two-hole, long barrel lug, #1 AWG wire, 1/4 stud hole, .63 hole spacing. | C | 100 | 20 | 1 | 1636.68
07498390053 | LCC1-14AF-E | CuLugLB,2Hole,#1AWG,1/4,5/8,90°PKG20 | Two-hole, long barrel lug, #1 AWG wire, 1/4 stud hole, 5/8 hole spacing, 90° angle tongue. | C | 100 | 1 | 1 | 2208.83
07498379801 | LCC1-14BW-E | CuLug,2Hole,#10AWG,1/4Stud,.75PKG20 | Two-hole, long barrel lug with window, #1 AWG wire, 1/4 stud hole, .75 hole spacing. | C | 100 | 1 | 1 | 1529.39
07498379802 | LCC1-38DW-E | CuLugLBW,2Hole,#1AWG,3/8,1,1PKG20 | Two-hole, long barrel lug with window, #1 AWG wire, 3/8 stud hole, 1 hole spacing. | C | 100 | 20 | 1 | 1518.31
07498338244 | LCC1-56B-E | CuLugLB,2Hole,#1AWG,5/16,.75PKG20 | Two-hole, long barrel lug, #1 AWG wire, 5/16 stud hole, .75 hole spacing. | C | 100 | 1 | 1 | 1646.6
07498379803 | LCC1-56BW-E | CuLugLBW,2Hole,#1AWG,5/16,.75PKG20 | Two-hole, long barrel lug with window, #1 AWG wire, 5/16 stud hole, .75 hole spacing. | C | 100 | 1 | 1 | 1529.39
07498338245 | LCC1-56C-E | CuLugLB,2Hole,#1AWG,5/16,.88PKG20 | Two-hole, long barrel lug, #1 AWG wire, 5/16 stud hole, .88 hole spacing. | C | 100 | 1 | 1 | 1646.6
07498390084 | LCC1/0-12DF-X | CuLugLB,2Hole,1/0AWG,1/2,1,90°PKG10 | Two-hole, long barrel lug, 1/0 AWG wire, 1/2 stud hole, 1 hole spacing, 90° angle tongue. | C | 100 | 1 | 1 | 2174.39
07498379807 | LCC1/0-12DW-X | CuLugLBW,2Hole,1/0AWG,1/2,1PKG10 | Two-hole, long barrel lug with window, 1/0 AWG wire, 1/2 stud hole, 1 hole spacing. | C | 100 | 1 | 1 | 1721.6
07498390086 | LCC1/0-12F-X | CuLugLB,2Hole,1/0AWG,1/2,13/4,90°PKG10 | Two-hole, long barrel lug, 1/0 AWG wire, 1/2 stud hole, 1 3/4 hole spacing, 90° angle tongue. | C | 100 | 1 | 1 | 2391.87
07498338269 | LCC1/0-14A-X | LGLug,1/0AWG,.63in space,NoWDW,PK10 | Two-hole, long barrel lug, 1/0 AWG wire, 1/4 stud hole, .63 hole spacing. | C | 100 | 10 | 1 | 1803.82
07498390074 | LCC1/0-14AF-X | CuLugLB,2Hole,1/0AWG,1/4,5/8,90°PKG10 | Two-hole, long barrel lug, 1/0 AWG wire, 1/4 stud hole, 5/8 hole spacing, 90° angle tongue. | C | 100 | 1 | 1 | 2551.21
07498379808 | LCC1/0-14AW-X | LGLug,1/0AWG,.63in space,WDW,PK10 | Two-hole, long barrel lug with window, 1/0 AWG wire, 1/4 stud hole, .63 hole spacing. | C | 100 | 20 | 1 | 1595.48
07498338270 | LCC1/0-14B-X | CuLug,2Hole,1/0AWG,1/4Stud,.75,PKG10 | Two-hole, long barrel lug, 1/0 AWG wire, 1/4 stud hole, .75 hole spacing. | C | 100 | 10 | 1 | 1803.82
07498379809 | LCC1/0-14BW-X | CuLugLBW,2Hole,1/0AWG,1/4,.75PKG10 | Two-hole, long barrel lug with window, 1/0 AWG wire, 1/4 stud hole, .75 hole spacing. | C | 100 | 1 | 1 | 1611.47
07498379810 | LCC1/0-14DW-X | CuLug,2Hole,1/0AWG,1/4Stud,1PKG10 | Two-hole, long barrel lug with window, 1/0 AWG wire, 1/4 stud hole, 1 hole spacing. | C | 100 | 10 | 1 | 1643.36
07498363924 | LCC1/0-38-X | Cu Lug,1/0AWG,2H,3/8Stud,1.75HS,PK10 | Two-hole, long barrel lug, 1/0 AWG wire, 3/8" stud hole, 1.75" hole spacing. | C | 100 | 1 | 1 | 1762.99
07498390082 | LCC1/0-38DF-X | CuLugLB,2Hole,1/0AWG,3/8,1,90°PKG10 | Two-hole, long barrel lug, 1/0 AWG wire, 3/8 stud hole, 1 hole spacing, 90° angle tongue. | C | 100 | 1 | 1 | 2260.23
07498380728 | LCC1/0-38DWF-X | CuLugLBW,2Hole,1/0AWG,3/8,1,90°PKG10 | Two-hole, long barrel lug with window, 1/0 AWG wire, 3/8 stud hole, 1 hole spacing, 90° angle tongue. | C | 100 | 1 | 1 | 2152.78
07498379811 | LCC1/0-38W-X | CuLug,2Hole,1/0AWG,3/8Stud,1.75PKG10 | Two-hole, long barrel lug with window, 1/0 AWG wire, 3/8 stud hole, 1.75 hole spacing. | C | 100 | 10 | 1 | 1792.33
07498380727 | LCC1/0-38WF-X | CuLugLBW,2Hole,1/0AWG,3/8,1.75,90°PKG10 | Two-hole, long barrel lug with window, 1/0 AWG wire, 3/8 stud hole, 1.75 hole spacing, 90° angle tongue. | C | 100 | 1 | 1 | 2420.95
07498338272 | LCC1/0-56C-X | CuLugLB,2Hole,1/0AWG,5/16,.88PKG10 | Two-hole, long barrel lug, 1/0 AWG wire, 5/16 stud hole, .88 hole spacing. | C | 100 | 1 | 1 | 1889.71
07498338273 | LCC1/0-56D-X | CuLugLB,2Hole,1/0AWG,5/16,1PKG10 | Two-hole, long barrel lug, 1/0 AWG wire, 5/16 stud hole, 1 hole spacing. | C | 100 | 1 | 1 | 1803.82
07498397384 | LCC10-14AWF-L | CuLugLBW,2Hole,#10AWG,1/4,.63,90°PKG50 | Two-hole, long barrel lug with window, #10 AWG wire, 1/4 stud hole, .63 hole spacing, 90° angle tongue. | C | 100 | 50 | 1 | 1719.55
07498397385 | LCC10-14AWH-L | CuLugLBW,2Hole,#10AWG,1/4,.63,45°PKG50 | Two-hole, long barrel lug with window, #10 AWG wire, 1/4 stud hole, .63 hole spacing, 45° angle tongue. | C | 100 | 1 | 1 | 1801.45
07498397387 | LCC10-14BWF-L | CuLugLBW,2Hole,#10AWG,1/4,.75,90°PKG50 | Two-hole, long barrel lug with window, #10 AWG wire, 1/4 stud hole, .75 hole spacing, 90° angle tongue. | C | 100 | 50 | 1 | 1651.78
07498397388 | LCC10-14BWH-L | CuLugLBW,2Hole,#10AWG,1/4,.75,45°PKG50 | Two-hole, long barrel lug with window, #10 AWG wire, 1/4 stud hole, .75 hole spacing, 45° angle tongue. | C | 100 | 1 | 1 | 1651.78
07498345576 | LCC10-14DW-L | CuLug,2 Hole,#10AWG,1/4Stud,1PKG50 | Two-hole, long barrel lug with window, #10 AWG wire, 1/4 stud hole, 1 hole spacing. | C | 100 | 1 | 1 | 1273.73
07498364880 | LCC10-14JAWH-L | Cu,CompLug,2H,#10A,1/4S,ST,45°,PK50 | Two-hole, long barrel lug with window, #10 AWG wire, 1/4 stud hole, .50 — .63 hole spacing, 45° angle tongue. | C | 100 | 50 | 1 | 2077.78
07498379862 | LCC1000-38DW-3 | CuLugLBW,2Hole,1000kcmil,3/8,1PKG3 | Two-hole, long barrel lug with window, 1000 kcmil, 3/8 stud hole, 1.00 hole spacing. | C | 100 | 1 | 1 | 11354.48
07498390298 | LCC2-00-Q | CuLug,Blank,#2AWG,Long,PKG25 | Blank tongue, long barrel lug, #2 AWG wire. | C | 100 | 1 | 1 | 1354.89
07498383078 | LCC2-10AW-Q | CuLug,2Hole,#2AWG,#10Stud,.63PKG25 | Two-hole, long barrel lug with window, #2 AWG wire, #10 stud hole, .63 hole spacing. | C | 100 | 25 | 1 | 1308.34
61305611148 | LCC2-12-B-Q | Cu Lug,DB,#2,2H,1/2Stud,1.75HS,PK25 | Direct Burial Grounding Lug for 2 AWG wire. | C | 100 | 1 | 1 | 1618.21
07498380772 | LCC2-14AWH-Q | CuLugLBW,2Hole,#2AWG,1/4,.63,45°PKG25 | Two-hole, long barrel lug with window, #2 AWG wire, 1/4 stud hole, .63 hole spacing, 45° angle tongue. | C | 100 | 1 | 1 | 1766.14
07498390028 | LCC2-14BF-Q | CuLugLB,2Hole,#2AWG,1/4,3/4,90°PKG25 | Two-hole, long barrel lug, #2 AWG wire, 1/4 stud hole, 3/4 hole spacing, 90° angle tongue. | C | 100 | 25 | 1 | 1880.42
07498379790 | LCC2-14BW-Q | CuLugLBW,2Hole,#2AWG,1/4,.75PKG25 | Two-hole, long barrel lug with window, #2 AWG wire, 1/4 stud hole, .75 hole spacing. | C | 100 | 25 | 1 | 1321.59
07498380595 | LCC2-14BWF-Q | CuLugLBW,2Hole,#2AWG,1/4,.75,90°PKG25 | Two-hole, long barrel lug with window, #2 AWG wire, 1/4 stud hole, .75 hole spacing, 90° angle tongue. | C | 100 | 25 | 1 | 1784.04
07498380596 | LCC2-14DWF-Q | CuLugLBW,2Hole,#2AWG,1/4,1,90°PKG25 | Two-hole, long barrel lug with window, #2 AWG wire, 1/4 stud holes, 1 hole spacing, 90° angle tongue. | C | 100 | 25 | 1 | 1820.02
07498379794 | LCC2-38CW-Q | CuLug,2Hole,#2AWG,3/8Stud,.88PKG25 | Two-hole, long barrel lug with window, #2 AWG wire, 3/8 stud hole, .88 hole spacing. | C | 100 | 25 | 1 | 1388.04
07498390042 | LCC2-38DF-Q | CuLugLB,2Hole,#2AWG,3/8,1,90°PKG25 | Two-hole, long barrel lug, #2 AWG wire, 3/8 stud hole, 1 hole spacing, 90° angle tongue. | C | 100 | 1 | 1 | 1897.15
07498380778 | LCC2-38DWH-Q | CuLugLBW,2Hole,#2AWG,3/8,1,45°PKG25 | Two-hole, long barrel lug with window, #2 AWG wire, 3/8 stud hole, 1 hole spacing, 45° angle tongue. | C | 100 | 1 | 1 | 1858.89
07498379792 | LCC2-38W-Q | CuLugLBW,2Hole,#2AWG,3/8,1.75PKG25 | Two-hole, long barrel lug with window, #2 AWG wire, 3/8 stud hole, 1.75 hole spacing. | C | 100 | 25 | 1 | 1443.95
07498380775 | LCC2-38WH-Q | CuLugLBW,2Hole,#2AWG,3/8,1.75,45°PKG25 | Two-hole, long barrel lug with window, #2 AWG wire, 3/8 stud hole, 1.75 hole spacing, 45° angle tongue. | C | 100 | 1 | 1 | 1859.58
07498338250 | LCC2-56B-Q | CuLugLB,2Hole,#2AWG,5/16,.75PKG25 | Two-hole, long barrel lug, #2 AWG wire, 5/16 stud hole, .75 hole spacing. | C | 100 | 25 | 1 | 1354.04
07498390029 | LCC2-56BH-Q | CuLugLB,2Hole,#2AWG,5/16,3/4,45°PKG25 | Two-hole, long barrel lug, #2 AWG wire, 5/16 stud hole, 3/4 hole spacing, 45° angle tongue. | C | 100 | 1 | 1 | 1739.57
07498380682 | LCC2-56BWF-Q | CuLugLBW,2Hole,#2AWG,5/16,.75,90°PKG25 | Two-hole, long barrel lug with window, #2 AWG wire, 5/16 stud hole, .75 hole spacing, 90° angle tongue. | C | 100 | 1 | 1 | 1801.95
61305611150 | LCC2/0-12-B-X | Cu Lug,DB,2/0AWG,2H,1/2Stud,1.75HS,PK10 | Direct Burial Grounding Lug for 2/0 AWG wire. | C | 100 | 1 | 1 | 1740.77
07498338274 | LCC2/0-12D-X | CuLugLB,2Hole,2/0AWG,1/2,1PKG10 | Two-hole, long barrel lug, 2/0 AWG wire, 1/2 stud hole, 1 hole spacing. | C | 100 | 1 | 1 | 1686.63
07498379815 | LCC2/0-12DW-X | CuLugLBW,2Hole,2/0AWG,1/2,1PKG10 | Two-hole, long barrel lug with window, 2/0 AWG wire, 1/2 stud hole, 1 hole spacing. | C | 100 | 1 | 1 | 1686.63
07498338275 | LCC2/0-14A-X | CuLug,2 Hole,2/0 AWG,1/4Stud,.63PKG10 | Two-hole, long barrel lug, 2/0 AWG wire, 1/4 stud hole, .63 hole spacing. | C | 100 | 1 | 1 | 1817.18
07498390121 | LCC2/0-14AF-X | CuLugLB,2Hole,2/0AWG,1/4,5/8,90°PKG10 | Two-hole, long barrel lug, 2/0 AWG wire, 1/4 stud hole, 5/8 hole spacing, 90° angle tongue. | C | 100 | 1 | 1 | 2570.05
07498379816 | LCC2/0-14AW-X | CuLugLBW,2Hole,2/0AWG,1/4,.63PKG10 | Two-hole, long barrel lug with window, 2/0 AWG wire, 1/4 stud hole, .63 hole spacing. | C | 100 | 1 | 1 | 1606.16
07498338276 | LCC2/0-14B-X | CuLugLB,2Hole,2/0AWG,1/4,.75PKG10 | Two-hole, long barrel lug, 2/0 AWG wire, 1/4 stud hole, .75 hole spacing. | C | 100 | 1 | 1 | 1903.73
07498390132 | LCC2/0-38DF-X | CuLugLB,2Hole,2/0AWG,3/8,1,90°PKG10 | Two-hole, long barrel lug, 2/0 AWG wire, 3/8 stud hole, 1 hole spacing, 90° angle tongue. | C | 100 | 1 | 1 | 2385.29
07498338278 | LCC2/0-56D-X | CuLug,2 Hole,2/0 AWG,5/16Stud,1PKG10 | Two-hole, long barrel lug, 2/0 AWG wire, 5/16 stud hole, 1 hole spacing. | C | 100 | 1 | 1 | 1766.93
07498379819 | LCC2/0-56DW-X | CuLugLBW,2Hole,2/0AWG,5/16,1PKG10 | Two-hole, long barrel lug with window, 2/0 AWG wire, 5/16 stud hole, 1 hole spacing. | C | 100 | 1 | 1 | 1686.63
07498380799 | LCC2/0-56DWH-X | CuLugLBW,2Hole,2/0AWG,5/16,1,45°PKG10 | Two-hole, long barrel lug with window, 2/0 AWG wire, 5/16 stud hole, 1 hole spacing, 45° angle tongue. | C | 100 | 1 | 1 | 2385.33
61305611152 | LCC250-12-B-X | Cu Lug,DB,250kcmil,2H,1/2Stud,1.75",PK10 | Direct Burial Grounding Lug for 250 kcmil wire. | C | 100 | 1 | 1 | 3046.01
07498338289 | LCC250-12D-X | CuLug,2Hole,250kcmil,1/2Stud,1,PKG10 | Two-hole, long barrel lug, 250 kcmil cable, 1/2 stud hole, 1 hole spacing. | C | 100 | 1 | 1 | 2500.21
07498379837 | LCC250-12DW-X | CuLug,2Hole,250kcmil,1/2Stud,1PKG10 | Two-hole, long barrel lug with window, 250 kcmil, 1/2 stud hole, 1 hole spacing. | C | 100 | 1 | 1 | 2795.56
07498380747 | LCC250-12DWF-X | CuLugLBW,2Hole,250kcmil,1/2,1,90°PKG10 | Two-hole, long barrel lug with window, 250 kcmil cable, 1/2 stud hole, 1 hole spacing, 90° angle tongue. | C | 100 | 1 | 1 | 3774
07498390211 | LCC250-12F-X | CuLugLB,2Hole,250kcmil,1/2,13/4,90°PK10 | Two-hole, long barrel lug, 250 kcmil wire, 1/2 stud hole, 1 3/4 hole spacing, 90° angle tongue. | C | 100 | 1 | 1 | 3603.83
07498380921 | LCC250-38DWH-X | CuLugLBW,2Hole,250kcmil,3/8,1,45°PKG10 | Two-hole, long barrel lug with window, 250 kcmil cable, 3/8 stud hole, 1 hole spacing, 45° angle tongue. | C | 100 | 1 | 1 | 3636.36
07498379839 | LCC250-56DW-X | CuLug,2Hole,250kcmil,5/16Stud,1PKG10 | Two-hole, long barrel lug with window, 250 kcmil, 5/16 stud hole, 1 hole spacing. | C | 100 | 10 | 1 | 2693.68
07498338279 | LCC3/0-12D-X | CuLugLB,2Hole,3/0AWG,1/2,1PKG10 | Two-hole, long barrel lug, 3/0 AWG wire, 1/2 stud hole, 1 hole spacing. | C | 100 | 20 | 1 | 1992.29
07498379824 | LCC3/0-12DW-X | CuLugLBW,2Hole,3/0AWG,1/2,1PKG10 | Two-hole, long barrel lug with window, 3/0 AWG wire, 1/2 stud hole, 1 hole spacing. | C | 100 | 1 | 1 | 1901.9
07498338280 | LCC3/0-14B-X | CuLug,2Holes,3/0AWG,1/4Stud,.75PKG10 | Two-hole, long barrel lug, 3/0 AWG wire, 1/4 stud hole, .75 hole spacing. | C | 100 | 10 | 1 | 2170.52
07498379825 | LCC3/0-14BW-X | CuLugLBW,2Hole,3/0AWG,1/4,.75PKG10 | Two-hole, long barrel lug with window, 3/0 AWG wire, 1/4 stud hole, .75 hole spacing. | C | 100 | 1 | 1 | 1916.58
07498390153 | LCC3/0-38DF-X | CuLugLB,2Hole,3/0AWG,3/8,1,90°PKG10 | Two-hole, long barrel lug, 3/0 AWG wire, 3/8 stud hole, 1 hole spacing, 90° angle tongue. | C | 100 | 1 | 1 | 2445.3
07498390149 | LCC3/0-38DH-X | CuLugLB,2Hole,3/0AWG,3/8,1,45°PKG10 | Two-hole, long barrel lug, 3/0 AWG wire, 3/8 stud hole, 1 hole spacing, 45° angle tongue. | C | 100 | 1 | 1 | 2689.82
07498379827 | LCC3/0-56DW-X | CuLugLBW,2Hole,3/0AWG,5/16,1PKG10 | Two-hole, long barrel lug with window, 3/0 AWG wire, 5/16 stud hole, 1 hole spacing. | C | 100 | 1 | 1 | 1901.9
07498380739 | LCC3/0-56DWF-X | CuLugLBW,2Hole,3/0AWG,5/16,1,90°PKG10 | Two-hole, long barrel lug with window, 3/0 AWG wire, 5/16 stud hole, 1 hole spacing, 90° angle tongue. | C | 100 | 1 | 1 | 2689.59
07498390233 | LCC350-12F-X | CuLugLB,2Hole,350kcmil,1/2,13/4,90°PK10 | Two-hole, long barrel lug, 350 kcmil wire, 1/2 stud hole, 1 3/4 hole spacing, 90° angle tongue. | C | 100 | 1 | 1 | 4399.35
07498390231 | LCC350-12H-X | CuLugLB,2Hole,350kcmil,1/2,13/4,45°PK10 | Two-hole, long barrel lug, 350 kcmil wire, 1/2 stud hole, 1 3/4 hole spacing, 45° angle tongue. | C | 100 | 1 | 1 | 4399.35
07498390297 | LCC4-00-L | Cu,CompLug,BT,#4-#3A,#2A,L-B,PK50 | Blank tongue, long barrel lug, #4 — #3 AWG STR, #2 AWG SOL wire. | C | 100 | 1 | 1 | 1906.15
07498379780 | LCC4-00W-L | CuLug,Blank,#4AWG,LongPKG50 | Blank tongue, long barrel lug with window, #4 AWG wire. | C | 100 | 1 | 1 | 1996.72
07498386843 | LCC4-10AWH-L | CuCompLugLB,2H,4-3A,2A,10S/.63,45°,PK50 | Two-hole, long barrel lug with window, #4 — #3 AWG STR, #2 AWG SOL wire, #10 stud hole, .63 hole spacing, 45° angle tongue. | C | 100 | 50 | 1 | 1519.73
07498334512 | LCC4-14ADW-L | Cu,CompLug,2H,#4-#3A,#2A,1/4S,ST,PK50 | Two-hole, long barrel lug with window, #4 — #3 AWG STR, #2 AWG SOL wire, 1/4 stud hole (one slotted), .63-1 hole spacing. | C | 100 | 1 | 1 | 1127.43
07498389999 | LCC4-14AF-L | CuCompLugLB,2H,4-3A,2A,1/4S,5/8,90°,PK5 | Two-hole, long barrel lug, #4 — #3 AWG STR, #2 AWG SOL wire, 1/4 stud hole, 5/8 hole spacing, 90° angle tongue. | C | 100 | 50 | 1 | 1499.84
07498389998 | LCC4-14AH-L | LGLug,2-4AWG,2hol,.63in space,NoWDW,PK50 | Two-hole, long barrel lug, #4 — #3 AWG STR, #2 AWG SOL wire, 1/4 stud hole, 5/8 hole spacing, 45° angle tongue. | C | 100 | 1 | 1 | 1431.67
07498390003 | LCC4-14BF-L | Cu,CompLug,2H,#4-#3A, #2A,1/4S,90°,PK50 | Two-hole, long barrel lug, #4 — #3 AWG STR, #2 AWG SOL wire, 1/4 stud hole, 3/4 hole spacing, 90° angle tongue. | C | 100 | 50 | 1 | 1662.12
07498390002 | LCC4-14BH-L | LGLug,2-4AWG,2hol,.75in space,NoWDW,PK50 | Two-hole, long barrel lug, #4 — #3 AWG STR, #2 AWG SOL wire, 1/4 stud hole, 3/4 hole spacing, 45° angle tongue. | C | 100 | 1 | 1 | 1582.96
07498379784 | LCC4-14BW-L | CuCompLugLBW,2H,4-3A,#A,1/4S,.75,PK50 | Two-hole, long barrel lug with window, #4 — #3 AWG STR, #2 AWG SOL wire, 1/4 stud hole, .75 hole spacing. | C | 100 | 50 | 1 | 1127.43
07498380590 | LCC4-14BWF-L | Cu,CompLug,2H,#4-#3A,#2A,1/4S,90°, PK50 | Two-hole, long barrel lug with window, #4 — #3 AWG STR, #2 AWG SOL wire, 1/4 stud hole, .75 hole spacing, 90° angle tongue. | C | 100 | 1 | 1 | 1594.52
07498390009 | LCC4-38DF-L | Cu,CompLug,2H,#4-#3A,#2A, 3/8S,90°,PK50 | Two-hole, long barrel lug, #4 — #3 AWG STR, #2 AWG SOL wire, 3/8 stud hole, 1 hole spacing, 90° angle tongue. | C | 100 | 1 | 1 | 1465.26
07498390004 | LCC4-38DH-L | CuCompLugLB,2H,4-3A,2A,3/8S,45°,PK50 | Two-hole, long barrel lug, 3/8 stud hole, 1 hole spacing, 45° angle tongue. | C | 100 | 1 | 1 | 1611.78
07498338283 | LCC4/0-12D-X | LGLug,4/0AWG,.5in,1in,NoWDW,PK10 | Two-hole, long barrel lug, 4/0 AWG wire, 1/2 stud hole, 1 hole spacing. | C | 100 | 10 | 1 | 2142.28
07498381901 | LCC4/0-12DW-X | LGLug,4/0AWG,.5in,1in,WDW,P10 | Two-hole, long barrel lug with window, 4/0 AWG wire, 1/2 stud hole, 1 hole spacing. | C | 100 | 1 | 1 | 2241.79
07498390199 | LCC4/0-12F-X | LGLug,4/0AWG,.5in,1.75in,90°,NoWDW,PK10 | Two-hole, long barrel lug, 4/0 AWG wire, 1/2 stud hole, 1 3/4 hole spacing, 90° angle tongue. | C | 100 | 1 | 1 | 3170.5
07498390191 | LCC4/0-12H-X | LGLug,4/0AWG,.5in,1.75in,45°,NoWDW,PK10 | Two-hole, long barrel lug, 4/0 AWG wire, 1/2 stud hole, 1 3/4 hole spacing, 45° angle tongue. | C | 100 | 1 | 1 | 3026.37
07498386847 | LCC4/0-12WF-X | LGLug,4/0AWG,.5in,1.75in,90°,WDW,PK10 | Two-hole, long barrel lug with window, 4/0 AWG wire, 1/2 stud hole, 1.75 hole spacing, 90° angle tongue. | C | 100 | 10 | 1 | 3026.29
07498338285 | LCC4/0-14B-X | LGLug,4/0AWG,.25in,.75in,NoWDW,PK10 | Two-hole, long barrel lug, 4/0 AWG wire, 1/4 stud hole, .75 hole spacing. | C | 100 | 1 | 1 | 2219.46
07498390168 | LCC4/0-14BF-X | LGLug,4/0AWG,.25in,.75in,90°,NoWDW,PK10 | Two-hole, long barrel lug, 4/0 AWG wire, 1/4 stud hole, 3/4 hole spacing, 90° angle tongue. | C | 100 | 1 | 1 | 2853.5
07498379831 | LCC4/0-14BW-X | LGLug,4/0AWG,.25in,.75in,WDW,PK10 | Two-hole, long barrel lug with window, 4/0 AWG wire, 1/4 stud hole, .75 hole spacing. | C | 100 | 1 | 1 | 2128.35
61305634385 | LCC4/0-14W-X | Copper Compression Lug, 2 Hole, 4/0 AWG, |  | C | 100 | 1 | 1 | 1762.75
07498380744 | LCC4/0-38DWF-X | CuLug,2Hole,4/0AWG,3/8Std,1,90°PKG10 | Two-hole, long barrel lug with window, 4/0 AWG wire, 3/8 stud hole, 1 hole spacing, 90° angle tongue. | C | 100 | 1 | 1 | 2854.01
07498390186 | LCC4/0-38H-X | LGLug,4/0AWG,.38in,1.75in,45°,NoWDW,PK1 | Two-hole, long barrel lug, 4/0 AWG wire, 3/8 stud hole, 1 3/4 hole spacing, 45° angle tongue. | C | 100 | 1 | 1 | 3200.45
07498338288 | LCC4/0-56D-X | CuLug,2Hole,4/0AWG,5/16Stud,1,PKG10 | Two-hole, long barrel lug, 4/0 AWG wire, 5/16 stud hole, 1 hole spacing. | C | 100 | 10 | 1 | 2184.11
07498379846 | LCC400-00W-6 | CuLug,Blank,400kcmil,LongPKG6 | Blank tongue, long barrel lug with window, 400 kcmil cable. | C | 100 | 1 | 1 | 3701.02
07498390242 | LCC400-12H-6 | LGLug,400mcm,.5in,1.75in,45°,NoWDW,PK10 | Two-hole, long barrel lug, 400 kcmil wire, 1/2 stud hole, 1 3/4 hole spacing, 45° angle tongue. | C | 100 | 1 | 1 | 4795.19
07498379848 | LCC400-14BW-6 | LGLug,400mcm,.25in,.75in,WDW,PK6 | Two-hole, long barrel lug with window, 400 kcmil, 1/4 stud hole, .75 hole spacing | C | 100 | 1 | 1 | 3319.29
07498390239 | LCC400-38DF-6 | LGLug,400mcm,.38in,1in,90°,NoWDW,PK6 | Two-hole, long barrel lug, 400 kcmil wire, 3/8 stud hole, 1 hole spacing, 90° angle tongue. | C | 100 | 1 | 1 | 4073.61
07498379850 | LCC500-00W-6 | CuLug,Blank,500kcmil,LongPKG6 | Blank tongue, long barrel lug with window, 500 kcmil cable. | C | 100 | 1 | 1 | 4629.59
07498390253 | LCC500-12F-6 | LGLug,500mcm,.5in,1.75in,90°,NoWDW,PK6 | Two-hole, long barrel lug, 500 kcmil wire, 1/2 stud hole, 1 3/4 hole spacing, 90° angle tongue. | C | 100 | 1 | 1 | 6375.49
07498371956 | LCC500-14B-6 | LGLug,500mcm,.25in,.75in,NoWDW,PK6 | Two-hole, long barrel lug, 500 kcmil cable, 1/4 stud hole, .75 hole spacing. | C | 100 | 1 | 1 | 5021.66
07498371957 | LCC500-38D-6 | LGLug,500mcm,.38in,1in,NoWDW,PK6 | Two-hole, long barrel lug, 500 kcmil cable, 3/8 stud hole, 1 hole spacing. | C | 100 | 6 | 1 | 4413.04
07498390248 | LCC500-38DH-6 | LGLug,500mcm,.38in,1in,45°,NoWDW,PK6 | Two-hole, long barrel lug, 500 kcmil wire, 3/8 stud hole, 1 hole spacing, 45° angle tongue. | C | 100 | 1 | 1 | 6241.04
07498390296 | LCC6-00-L | CuLug,Blank,#6AWG,Long,PKG50 | Blank tongue, long barrel lug, #6 AWG wire. | C | 100 | 1 | 1 | 1781.47
07498336146 | LCC6-10ABWF-L | Cu,CompLug,2H,#6A,#10S,ST,90°,PK50 | Two-hole, long barrel lug with window, #6 AWG wire, #10 stud hole (one slotted), .63 — .75 hole spacing, 90° angle tongue. | C | 100 | 1 | 1 | 1422.22
61305611147 | LCC6-12-B-L | Cu Lug,DB,#6,2H,1/2Stud,1.75HS,PK50 | Direct Burial Grounding Lug for 6 AWG wire. | C | 100 | 1 | 1 | 1539.17
07498389990 | LCC6-14AH-L | CuLugLB,2Hole,#6AWG,1/4,5/8,45°PKG50 | Two-hole, long barrel lug, #6 AWG wire, 1/4 stud hole, 5/8 hole spacing, 45° angle tongue. | C | 100 | 50 | 1 | 1409.13
07498380759 | LCC6-14AWH-L | CuLugLBW,2Hole,#6AWG,1/4,.63,45°PKG50 | Two-hole, long barrel lug with window, #6 AWG wire, 1/4 stud hole, .63 hole spacing, 45° angle tongue. | C | 100 | 50 | 1 | 1450.29
07498389993 | LCC6-14BF-L | LGLug,6AWG,.75in space,90°,NoWDW,PK50 | Two-hole, long barrel lug, #6 AWG wire, 1/4 stud hole, 3/4 hole spacing, 90° angle tongue. | C | 100 | 1 | 1 | 1485.1
07498380761 | LCC6-14BWH-L | CuLugLBW,2Hole,#6AWG,1/4,.75,45°PKG50 | Two-hole, long barrel lug with window, #6 AWG wire, 1/4 stud hole, .75 hole spacing, 45° angle tongue. | C | 100 | 1 | 1 | 1422.31
07498389995 | LCC6-14DF-L | LGLug,6AWG,1in space,90°,NoWDW,PK50 | Two-hole, long barrel lug, #6 AWG wire, 1/4 stud hole, 1 hole spacing, 90° angle tongue. | C | 100 | 1 | 1 | 1043.48
07498389994 | LCC6-14DH-L | CuLugLB,2Hole,#6AWG,1/4,1,45°PKG50 | Two-hole, long barrel lug, #6 AWG wire, 1/4 stud hole, 1 hole spacing, 45° angle tongue. | C | 100 | 1 | 1 | 1043.48
07498345589 | LCC6-14W-L | CuLug,2Hole,#6AWG,1/4Stud,1.75PKG50 | Two-hole, long barrel lug with window, #6 AWG wire, 1/4 stud hole, 1.75 hole spacing. | C | 100 | 50 | 1 | 1273.69
07498379779 | LCC6-38CW-L | CuLugLBW,2Hole,#6AWG,3/8,.88PKG50 | Two-hole, long barrel lug with window, #6 AWG wire, 3/8 stud hole, .88 hole spacing. | C | 100 | 1 | 1 | 1196.62
07498389997 | LCC6-38DF-L | CuLugLB,2Hole,#6AWG,3/8,1,90°PKG50 | Two-hole, long barrel lug, #6 AWG wire, 3/8 stud hole, 1 hole spacing, 90° angle tongue. | C | 100 | 1 | 1 | 1564.34
07498379854 | LCC600-00W-6 | CuLug,Blank,600kcmil,LongPKG6 | Blank tongue, long barrel lug with window, 600 kcmil cable. | C | 100 | 1 | 1 | 6897.05
07498390259 | LCC600-12F-6 | LGLug,600mcm,.5in,1.75in,90°,NoWDW,PK6 | Two-hole, long barrel lug, 600 kcmil wire, 1/2 stud hole, 1 3/4 hole spacing, 90° angle tongue. | C | 100 | 6 | 1 | 8605.66
07498390258 | LCC600-12H-6 | LGLug,600mcm,.5in,1.75in,45°,NoWDW,PK6 | Two-hole, long barrel lug, 600 kcmil wire, 1/2 stud hole, 1 3/4 hole spacing, 45° angle tongue. | C | 100 | 1 | 1 | 9035.95
07498371958 | LCC600-38D-6 | LGLug,600mcm,.38in,1in,NoWDW,PK6 | Two-hole, long barrel lug, 600 kcmil cable, 3/8 stud hole, 1 hole spacing. | C | 100 | 6 | 1 | 5712.7
07498379856 | LCC600-38DW-6 | LGLug,600mcm,.38in,1in,WDW,PK6 | Two-hole, long barrel lug with window, 600 kcmil, 3/8 stud hole, 1 hole spacing. | C | 100 | 1 | 1 | 6613.4
07498338261 | LCC8-10A-L | CuLugLB,2Hole,#8AWG,#10(M5),.63PKG50 | Two-hole, long barrel lug, #8 AWG wire, #10 stud hole, .63 hole spacing. | C | 100 | 50 | 1 | 775.98
07498336148 | LCC8-10ABW-L | Cu,CompLug,2H,#8A,#10S,ST,PK50 | Two-hole, long barrel lug with window, #8 AWG wire, two #10 stud holes (one slotted), .63 — .75 hole spacing. | C | 100 | 1 | 1 | 863.54
07498389979 | LCC8-10AF-L | CuLugLB,2Hole,#8AWG,#10,5/8,90°PKG50 | Two-hole, long barrel lug, #8 AWG wire, #10 stud hole, 5/8 hole spacing, 90° angle tongue. | C | 100 | 50 | 1 | 1047.61
07498389978 | LCC8-10AH-L | CuLugLB,2Hole,#8AWG,#10,5/8,45°PKG50 | Two-hole, long barrel lug, #8 AWG wire, #10 stud hole, 5/8 hole spacing, 45° angle tongue. | C | 100 | 1 | 1 | 997.72
07498380572 | LCC8-10AWF-L | CuLugLBW,2Hole,#8AWG,#10,.63,90°PKG50 | Two-hole, long barrel lug with window,#8 AWG wire, #10 stud hole, .63 hole spacing, 90° angle tongue. | C | 100 | 50 | 1 | 1112.79
07498379765 | LCC8-10BW-L | CuLugLBW,2Hole,#8AWG,#10,.75PKG50 | Two-hole, long barrel lug with window, #8 AWG wire, #10 stud hole, .75 hole spacing. | C | 100 | 1 | 1 | 888.64
07498334507 | LCC8-14ABW-L | Cu,CompLug,2H,#8A,1/4S,ST,PK50 | Two-hole, long barrel lug with window, #8 AWG wire, 1/4 stud hole (one slotted), .63 — .75 hole spacing. | C | 100 | 50 | 1 | 832.29
07498389980 | LCC8-14AH-L | CuLugLB,2Hole,#8AWG,1/4,5/8,45°PKG50 | Two-hole, long barrel lug, #8 AWG wire, 1/4 stud hole, 5/8 hole spacing, 45° angle tongue. | C | 100 | 1 | 1 | 1097.49
07498389983 | LCC8-14BF-L | CuLugLB,2Hole,#8AWG,1/4,3/4,90°PKG50 | Two-hole, long barrel lug, #8 AWG wire, 1/4 stud hole, 3/4 hole spacing, 90° angle tongue. | C | 100 | 1 | 1 | 1194.53
07498379768 | LCC8-14BW-L | CuLugLBW,2Hole,#8AWG,1/4,.75PKG50 | Two-hole, long barrel lug with window, #8 AWG wire, 1/4 stud hole, .75 hole spacing. | C | 100 | 1 | 1 | 880.27
07498338264 | LCC8-14D-L | CuLugLB,2Hole,#8AWG,1/4,1PKG50 | Two-hole, long barrel lug, #8 AWG wire, 1/4 stud hole, 1 hole spacing. | C | 100 | 50 | 1 | 783.86
07498379767 | LCC8-14DW-L | CuLugLBW,2Hole,#8AWG,1/4,1PKG50 | Two-hole, long barrel lug with window, #8 AWG wire, 1/4 stud hole, 1 hole spacing. | C | 100 | 1 | 1 | 856.24
07498389986 | LCC8-38DH-L | CuLugLB,2Hole,#8AWG,3/8,1,45°PKG50 | Two-hole, long barrel lug, #8 AWG wire, 3/8 stud hole, 1 hole spacing, 45° angle tongue. | C | 100 | 1 | 1 | 1108.48
07498383324 | LCC800-12W-6 | LGLug,800mcm,.5in,1.75in,WDW,PK6 | Two-hole, long barrel lug with window, 800 kcmil, 1/2 stud hole, 1.75 hole spacing. | C | 100 | 1 | 1 | 10725.16
07498375305 | LCCF1-12-X | CuLug,2Hole,#1AWG,Flared,1/2StudPKG10 | Two-hole, long flared barrel, #1 AWG wire, 1/2 stud hole, 1 3/4 hole spacing. | C | 100 | 1 | 1 | 1562.08
07498375301 | LCCF1-14A-X | CuLugLFB,2Hole,#1AWG,1/4,5/8PKG10 | Two-hole, long flared barrel, #1 AWG wire, 1/4 stud hole, 5/8 hole spacing. | C | 100 | 1 | 1 | 1557.29
07498375304 | LCCF1-38D-X | CuLug,2Hole,#1AWG,Flared,3/8StudPKG10 | Two-hole, long flared barrel, #1 AWG wire, 3/8 stud hole, 1 hole spacing. | C | 100 | 1 | 1 | 1560.92
07498389009 | LCCF1-38DF-X | Cu,CompLug,2H,#1A,FB,3/8S,90°,PK10 | Two-hole, long flared barrel, #1 AWG wire, 3/8 stud hole, 1 hole spacing, 90° angle tongue. | C | 100 | 1 | 1 | 2207.57
07498375303 | LCCF1-56C-X | CuLug,2Hole,#1AWG,Flared,5/16StudPKG10 | Two-hole, long flared barrel, #1 AWG wire, 5/16 stud hole, 7/8 hole spacing, NEMA hole sizes and spacing. | C | 100 | 1 | 1 | 1618.5
07498375309 | LCCF1/0-12-X | CuLug,2Hole,1/0AWG,Flared,1/2StudPKG10 | Two-hole, long flared barrel, 1/0 AWG wire, 1/2 stud hole, 1 3/4 hole spacing, NEMA hole sizes and spacing. | C | 100 | 10 | 1 | 1850.71
07498389093 | LCCF1/0-12H-X | Cu,CompLug,2H,1/0A,FB,1/2S,45°,PK10 | Two-hole, long flared barrel, 1/0 AWG wire, 1/2 stud hole, 1 3/4 hole spacing, NEMA hole sizes and spacing, 45° angle tongue. | C | 100 | 1 | 1 | 2471.22
07498375306 | LCCF1/0-14A-X | CuLugLFB,2Hole,1/0AWG,,1/4,5/8PKG10 | Two-hole, long flared barrel, 1/0 AWG wire, 1/4 stud hole, 5/8 hole spacing. | C | 100 | 20 | 1 | 1699.17
07498375307 | LCCF1/0-14B-X | CuLugLFB,2Hole,1/0AWG,,1/4,3/4PKG10 | Two-hole, long flared barrel, 1/0 AWG wire, 1/4 stud hole, 3/4 hole spacing. | C | 100 | 1 | 1 | 1780.1
07498389015 | LCCF1/0-14BF-X | Cu,CompLug,2H,1/0A,FB,1/4S,90°, PK10 | Two-hole, long flared barrel, 1/0 AWG wire, 1/4 stud hole, 3/4 hole spacing, 90° angle tongue. | C | 100 | 1 | 1 | 2405.03
07498376158 | LCCF1/0-38D-X | CuLug,2Hole,1/0AWG,Flared,3/8StudPKG10 | Two-hole, long flared barrel, 1/0 AWG wire, 3/8 stud hole, 1 hole spacing. | C | 100 | 1 | 1 | 1712.5
07498389019 | LCCF1/0-38DF-X | Cu,CompLug,2H,1/0A,FB,3/8S,90°,PK10 | Two-hole, long flared barrel, 1/0 AWG wire, 3/8 stud hole, 1 hole spacing, 90° angle tongue. | C | 100 | 1 | 1 | 2201.79
07498389102 | LCCF2/0-12F-X | Cu,CompLug,2H,2/0A,FB,1/2S,90°,PK10 | Two-hole, long flared barrel, 2/0 AWG wire, 1/2 stud hole, 1 3/4 hole spacing, NEMA hole sizes and spacing, 90° angle tongue. | C | 100 | 1 | 1 | 2582.2
07498375310 | LCCF2/0-14A-X | CuLugLFB,2Hole,2/0AWG,1/4,5/8PKG10 | Two-hole, long flared barrel, 2/0 AWG wire, 1/4 stud hole, 5/8 hole spacing. | C | 100 | 1 | 1 | 2007.51
07498375312 | LCCF2/0-38D-X | CuLug,2Hole,2/0AWG,Flared,3/8StudPKG10 | Two-hole, long flared barrel, 2/0 AWG wire, 3/8 stud hole, 1 hole spacing. | C | 100 | 10 | 1 | 1939.54
07498375345 | LCCF250-14B-X | Cu,CompLug,2H,250K,FB,1/4S,PK10 | Two-hole, long flared barrel, 250 kcmil cable, 1/4 bolt holes, .75 hole spacing. | C | 100 | 1 | 1 | 2836.5
07498389104 | LCCF3/0-14BF-X | Cu,CompLug,2H,3/0A,FB,1/4S,90°,PK10 | Two-hole, long flared barrel, 3/0 AWG wire, 1/4 stud hole, 3/4 hole spacing, 90° angle tongue. | C | 100 | 1 | 1 | 2949.29
07498389105 | LCCF3/0-38DH-X | Cu,CompLug,2H,3/0A,FB,3/8S,45°,PK10 | Two-hole, long flared barrel, 3/0 AWG wire, 3/8 stud hole, 1 hole spacing, 45° angle tongue. | C | 100 | 1 | 1 | 2812.1
07498371974 | LCCF300-12-6 | CuLug,2Hole,300kcmil,Flared,1/2StudPKG6 | Two-hole, long flared barrel, 300 kcmil cable, 1/2 bolt holes, 1.75 hole spacing, NEMA hole sizes and spacing. | C | 100 | 1 | 1 | 4147.71
07498389129 | LCCF300-12H-6 | Cu,CompLug,2H,300K,FB,1/2S,45°,PK6 | Two-hole, long flared barrel, 300 kcmil cable, 1/2 bolt holes, 1.75 hole spacing, NEMA hole sizes and spacing, 45° angle tongue. | C | 100 | 1 | 1 | 6038.95
07498375346 | LCCF300-14B-6 | CuLug,2Hole,300kcmil,Flared,1/4StudPKG6 | Two-hole, long flared barrel, 300 kcmil cable, 1/4 bolt holes, .75 hole spacing. | C | 100 | 1 | 1 | 4066.38
61305602216 | LCCF300-38E-6 | Cu,CompLug,2H,300K,FB,3/8S,1.25,PK6 | Two-hole, long flared barrel,300 kcmil cable, 3/8 (9.5mm) bolt holes, 1.25 hole spacing. | C | 100 | 1 | 1 | 4269.96
07498371977 | LCCF350-12E-6 | LGLugFL,350mcm,.5in,1.25in,NoWDW,PK6 | Two-hole, long flared barrel, 350 kcmil cable, 1/2 bolt holes, 1.25 hole spacing. | C | 100 | 1 | 1 | 4726.07
07498371976 | LCCF350-38D-6 | CuLug,2Hole,350kcmil,Flared,3/8StudPKG6 | Two-hole, long flared barrel, 350 kcmil cable, 3/8 bolt holes, 1 hole spacing. | C | 100 | 1 | 1 | 4219.02
07498375293 | LCCF4-14A-L | CuLugLFB,2Hole,#4AWG,1/4,5/8PKG50 | Two-hole, long flared barrel, #4 AWG wire, 1/4 stud hole, 5/8 hole spacing, NEMA hole sizes and spacing. | C | 100 | 1 | 1 | 695.62
07498388986 | LCCF4-14AH-L | CuCompLug,2H,#4A,FB,1/4S,5/8,45°,PK50 | Two-hole, long flared barrel, #4 AWG wire, 1/4 stud hole, 5/8 hole spacing, NEMA hole sizes and spacing, 45° angle tongue. | C | 100 | 1 | 1 | 892.1
07498375295 | LCCF4-38D-L | CuLug,2Hole,#4AWG,Flared,3/8StudPKG50 | Two-hole, long flared barrel, #4 AWG wire, 3/8 stud hole, 1 hole spacing. | C | 100 | 1 | 1 | 728.75
07498389116 | LCCF4/0-12F-X | Cu,CompLug,2H,4/0A,FB,1/2S,90°,PK10 | Two-hole, long flared barrel, 4/0 AWG wire, 1/2 stud hole, 1 3/4 hole spacing, NEMA hole sizes and spacing, 90° angle tongue. | C | 100 | 1 | 1 | 3666.74
07498389110 | LCCF4/0-14BF-X | Cu,CompLug,2H,4/0A,FB,1/4S,90°,PK10 | Two-hole, long flared barrel, 4/0 AWG wire, 1/4 stud hole, 3/4 hole spacing, 90° angle tongue. | C | 100 | 1 | 1 | 3609.54
07498375318 | LCCF4/0-38-X | LGLugFL,4/0AWG,.3in,1.75in,NoWDW,PK10 | Two-hole, long flared barrel, 4/0 AWG wire, 3/8 stud hole, 1 3/4 hole spacing. | C | 100 | 1 | 1 | 2578.01
07498389114 | LCCF4/0-38F-X | Cu,CompLug,2H,4/0A,FB,3/8S,90°, PK10 | Two-hole, long flared barrel, 4/0 AWG wire, 3/8 stud hole, 1 3/4 hole spacing, 90° angle tongue. | C | 100 | 10 | 1 | 3314.63
07498389942 | LCCF400-12H-6 | Cu,CompLug,2H,400K,FB,1/2S,45°,PK6 | Two-hole, long flared barrel, 400 kcmil cable, 1/2 bolt holes, 1.75 hole spacing, NEMA hole sizes and spacing, 45° angle tongue. | C | 100 | 1 | 1 | 12241.18
07498371979 | LCCF400-38D-6 | CuLug,2Hole,400kcmil,Flared,3/8StudPKG6 | Two-hole, long flared barrel, 400 kcmil cable, 3/8 bolt holes, 1 hole spacing. | C | 100 | 1 | 1 | 9314.73
07498307020 | LCCF500-38E-6 | CuLug,2Hole,500kcmil,Flare,3/8,1.25,PKG6 | Two-hole, long flared barrel with window, 500 kcmil cable, 3/8 bolt holes, 1.25 hole spacing. | C | 100 | 6 | 1 | 9574.81
07498357817 | LCCF750-12H-3 | Cu,CompLug,2H,750K,FB,1/2S,45°,PK3 | Two-hole, long flared barrel, 750 kcmil cable, 1/2 bolt holes, 1.75 hole spacing, NEMA hole sizes and spacing, 45° angle tongue. | C | 100 | 1 | 1 | 27710.71
07498375288 | LCCF8-14B-L | CuLugLFB,2Hole,#8AWG,,1/4,3/4PKG50 | Two-hole, long flared barrel, #8 AWG wire, 1/4 stud hole, 3/4 hole spacing. | C | 100 | 1 | 1 | 505.07
07498375289 | LCCF8-38D-L | CuLug,2Hole,#8AWG,Flared,3/8StudPKG50 | Two-hole, long flared barrel, #8 AWG wire, 3/8 stud hole, 1 hole spacing. | C | 100 | 1 | 1 | 505.07
07498344994 | LCCN750-38DW-6 | LGLugN,750mcm,.38in,1in,WDW,PK6 | Two-hole, long barrel lug with window, narrow tongue lug, 750 kcmil cable, 3/8 stud hole, 1 hole spacing. | C | 100 | 6 | 1 | 9419.9
07498345348 | LCCX1-12-X | CuLug,2 Hole,#1AWG,1/2Stud,1.75PKG10 | Two-hole, flex lug, long barrel, #1 AWG wire, 1/2 stud hole, 1.75 hole spacing. | C | 100 | 1 | 1 | 2050.89
07498342561 | LCCX1-14A-X | CuLugFLB,2Hole,#1AWG,1/4Stud,.63PKG10 | Two-hole, flex lug, long barrel, #1 AWG wire, 1/4 stud hole, .63 hole spacing. | C | 100 | 1 | 1 | 1557.29
07498342564 | LCCX1-14B-X | CuLugFLB,2Hole,#1AWG,1/4Stud,.75PKG10 | Two-hole, flex lug, long barrel, #1 AWG wire, 1/4 stud hole, .75 hole spacing. | C | 100 | 1 | 1 | 1571.25
07498342567 | LCCX1-38D-X | CuLugFLB,2Hole,#1AWG,3/8,1,1PKG10 | Two-hole, flex lug, long barrel, #1 AWG wire, 3/8 stud hole, 1 hole spacing. | C | 100 | 20 | 1 | 1560.92
07498342572 | LCCX1/0-14AF-X | CuLugFLB,2Hole,1/0AWG,1/4,.63,90°PKG10 | Two-hole, flex lug, long barrel, 1/0 AWG wire, 1/4 stud hole, .63 hole spacing, 90° angle tongue. | C | 100 | 1 | 1 | 2305.42
07498342573 | LCCX1/0-14B-X | CuLugFLB,2Hole,1/0AWG,1/4,.75PKG10 | Two-hole, flex lug, long barrel, 1/0 AWG wire, 1/4 stud hole, .75 hole spacing. | C | 100 | 10 | 1 | 1645.97
07498342576 | LCCX1/0-38DF-X | CuLugFLB,2Hole,1/0AWG,3/8,1,90°PKG10 | Two-hole, flex lug, long barrel, 1/0 AWG wire, 3/8 stud hole, 1 hole spacing, 90° angle tongue. | C | 100 | 20 | 1 | 2311.71
07498342560 | LCCX2-12F-E | CuLug,2 Hole,#2AWG,1/2Stud,90°PKG20 | Two-hole, flex lug, long barrel, #2 AWG wire, 1/2 stud hole, 1.75 hole spacing, 90° angle tongue. | C | 100 | 1 | 1 | 1875.73
07498342876 | LCCX2-14BH-E | CuLugFLB,2Hole,#2AWG,1/4,.75,45°PKG20 | Two-hole, flex lug, long barrel, #2 AWG wire, 1/4 stud hole, .75 hole spacing, 45° angle tongue. | C | 100 | 1 | 1 | 2038.13
07498342636 | LCCX2-38DF-E | CuLugFLB,2Hole,#2AWG,3/8,1,90°PKG20 | Two-hole, flex lug, long barrel, #2 AWG wire, 3/8 stud hole, 1 hole spacing, 90° angle tongue. | C | 100 | 1 | 1 | 2024.59
07498342583 | LCCX2/0-14B-X | CuLugFLB,2Hole,2/0AWG,1/4,.75PKG10 | Two-hole, flex lug, long barrel, 2/0 AWG wire, 1/4 stud hole, .75 hole spacing. | C | 100 | 1 | 1 | 1661.95
07498342585 | LCCX2/0-38DH-X | CuLugFLB,2Hole,2/0AWG,3/8,1,45°PKG10 | Two-hole, flex lug, long barrel, 2/0 AWG wire, 3/8 stud hole, 1 hole spacing, 45° angle tongue. | C | 100 | 1 | 1 | 2333.37
07498342598 | LCCX3/0-14BF-X | CuLugFLB,2Hole,3/0AWG,1/4,.75,90°PKG10 | Two-hole, flex lug, long barrel, 3/0 AWG wire, 1/4 stud hole, .75 hole spacing, 90° angle tongue. | C | 100 | 1 | 1 | 2635.16
07498344299 | LCCX300-38D-6 | Cu,CompLug,2H,300KFlex,3/8S,1H,PK6 | Two-hole, flex lug, long barrel, 300 kcmil cable, 3/8 stud hole, 1 hole spacing. | C | 100 | 6 | 1 | 3799.87
07498342624 | LCCX350-12F-6 | CuLugFLB,2Hole,350kcmil,1/2,1.75,90°PK6 | Two-hole, flex lug, long barrel, 350 kcmil cable, 1/2 stud hole, 1.75 hole spacing, 90° angle tongue. | C | 100 | 1 | 1 | 6680.57
07498342618 | LCCX350-38DF-6 | LGFlexLug,350mcm,.38in,1in,90°,WDW,PK6 | Two-hole, flex lug, long barrel, 350 kcmil cable, 3/8 stud hole, 1 hole spacing, 90° angle tongue. | C | 100 | 1 | 1 | 6378.28
07498334504 | LCCX4-14AB-L | CuCompLug,2H,4AFlex,1/4S,.63-.75,ST,PK50 | Two-hole, flex lug, long barrel, #4 AWG wire, slotted 1/4 stud hole, .63 — .75 hole spacing. | C | 100 | 1 | 1 | 1259.15
07498342546 | LCCX4-14AH-L | CuLugFLB,2Hole,#4AWG,1/4,.63,45°PKG50 | Two-hole, flex lug, long barrel, #4 AWG wire, 1/4 stud hole, .63 hole spacing, 45° angle tongue. | C | 100 | 50 | 1 | 1622.59
07498342873 | LCCX4-14BF-L | CuLugFLB,2Hole,#4AWG,1/4,.75,90°PKG50 | Two-hole, flex lug, long barrel, #4 AWG wire, 1/4 stud hole, .75 hole spacing, 90° angle tongue. | C | 100 | 1 | 1 | 1718.58
07498342552 | LCCX4-38DF-L | CuLugFLB,2Hole,#4AWG,3/8,1,90°PKG50 | Two-hole, flex lug, long barrel, #4 AWG wire, 3/8 stud hole, 1 hole spacing, 90° angle tongue. | C | 100 | 1 | 1 | 1786.4
07498343781 | LCCX4/0-12H-X | LGFlexLug,4/0AWG,.5in,1.8in,45°,WDW,P10 | Two-hole, flex lug, long barrel, 4/0 AWG wire, 1/2 stud hole, 1.75 hole spacing, 45° angle tongue. | C | 100 | 1 | 1 | 3666.49
07498357945 | LCCX4/0-14BF-X | LGFlexLug,4/0AWG,.25in,.8in,90°,WDW,PK1 | Two-hole, flex lug, long barrel, 4/0 AWG wire, 1/4 stud hole, .75 hole spacing, 90° angle tongue. | C | 100 | 1 | 1 | 3276.91
07498342597 | LCCX4/0-38DF-X | LGFlexLug,4/0AWG,.38in,1in,90°,WDW,PK10 | Two-hole, flex lug, long barrel, 4/0 AWG wire, 3/8 stud hole, 1 hole spacing, 90° angle tongue. | C | 100 | 10 | 1 | 3296.01
07498357951 | LCCX450-38D-6 | Cu,CompLug,2H,450KFlex,3/8S,1H,PK6 | Two-hole, flex lug, long barrel, 450 kcmil cable, 3/8 stud hole, 1 hole spacing. | C | 100 | 6 | 1 | 6650.31
07498342863 | LCCX6-10BF-L | CuLugFLB,2Hole,#6AWG,#10,.75,90°PKG50 | Two-hole, flex lug, long barrel, #6 AWG wire, #10 stud hole, .75 hole spacing, 90° angle tongue. | C | 100 | 1 | 1 | 1336.87
07498342536 | LCCX6-14AH-L | CuLugFLB,2Hole,#6AWG,1/4,.63,45°PKG50 | Two-hole, flex lug, long barrel, #6 AWG wire, 1/4 stud hole, .63 hole spacing, 45° angle tongue. | C | 100 | 50 | 1 | 1403.72
07498342865 | LCCX6-14BF-L | CuLug,2Hole,#6AWG,1/4Stud,90°PKG50 | Two-hole, flex lug, long barrel, #6 AWG wire, 1/4 stud hole, .75 hole spacing, 90° angle tongue. | C | 100 | 50 | 1 | 1418.01
07498342544 | LCCX6-38DF-L | CuLugFLB,2Hole,#6AWG,3/8,1,90°PKG50 | Two-hole, flex lug, long barrel, #6 AWG wire, 3/8 stud hole, 1 hole spacing, 90° angle tongue. | C | 100 | 1 | 1 | 1545.5
07498342543 | LCCX6-38DH-L | CuLugFLB,2Hole,#6AWG,3/8,1,45°PKG50 | Two-hole, flex lug, long barrel, #6 AWG wire, 3/8 stud hole, 1 hole spacing, 45° angle tongue. | C | 100 | 1 | 1 | 1405
07498342525 | LCCX8-10AF-L | CuLugFLB,2Hole,#8AWG,#10,.63,90°PKG50 | Two-hole, flex lug, long barrel, #8 AWG wire, #10 stud hole, .63 hole spacing, 90° angle tongue. | C | 100 | 50 | 1 | 1251.03
07498334501 | LCCX8-14AB-L | Cu,CompLug,2H,#8AFlex,1/4S,ST,PK50 | Two-hole, flex lug, long barrel, #8 AWG wire, slotted 1/4 stud hole, .63 — .75 hole spacing. | C | 100 | 1 | 1 | 970.89
07498342859 | LCCX8-14BF-L | CuLugFLB,2Hole,#8AWG,1/4,.75,90°PKG50 | Two-hole, flex lug, long barrel, #8 AWG wire, 1/4 stud hole, .75 hole spacing, 90° angle tongue. | C | 100 | 1 | 1 | 1251.03
07498369826 | LCCXF1-38DF-X | CuLug,2 Hole,#1AWG,3/8Stud,90°,PKG10 | Two-hole, flex lug, long flared barrel, #1 AWG wire, 3/8 stud hole, 1 hole spacing, 90° angle tongue. | C | 100 | 1 | 1 | 3613.01
07498301382 | LCCXF1/0-14B-X | CuLug,2 Hole,1/0AWG,1/4Stud,.75,PKG10 | Two-hole, flex lug, long flared barrel, 1/0 AWG wire, 1/4 stud hole, .75 hole spacing. | C | 100 | 1 | 1 | 1785.86
07498301383 | LCCXF1/0-38D-X | CuLug,2-Hole,1/0AWG,3/8Stud,1,PKG10 | Two-hole, flex lug, long flared barrel, 1/0 AWG wire, 3/8 stud hole, 1 hole spacing. | C | 100 | 20 | 1 | 1776.01
07498369831 | LCCXF2/0-12-X | CuLug,2Hole,2/0AWG,1/4Stud,1.75PKG10 | Two-hole, flex lug, long flared barrel, 2/0 AWG wire, 1/2 stud hole, 1.75 hole spacing. | C | 100 | 1 | 1 | 3394.19
07498369827 | LCCXF2/0-14A-X | CuLug,2-Hole,2/0AWG,1/4Stud,.63PKG10 | Two-hole, flex lug, long flared barrel, 2/0 AWG wire, 1/4 stud hole, .63 hole spacing. | C | 100 | 1 | 1 | 2940.1
07498369840 | LCCXF350-38D-6 | CuLug,2-Hole,350kcmil,3/8Stud,1PKG6 | Two-hole, flex lug, long flared barrel, 350 kcmil cable, 3/8 stud hole, 1 hole spacing. | C | 100 | 1 | 1 | 3471.98
07498369814 | LCCXF4-14A-L | CuLug,2Hole,#4AWG,1/4Stud,.63,PKG50 | Two-hole, flex lug, long flared barrel, #4 AWG wire, 1/4 stud hole, .63 hole spacing. | C | 100 | 1 | 1 | 1508.16
07498369815 | LCCXF4-14B-L | CuLug,2Hole,#4AWG,1/4Stud,.75,PKG50 | Two-hole, flex lug, long flared barrel, #4 AWG wire, 1/4 stud hole, .75 hole spacing. | C | 100 | 50 | 1 | 1583.56
07498369838 | LCCXF4/0-12-X | CuLug,2Hole,4/0AWG,1/4Stud,1.75PKG10 | Two-hole, flex lug, long flared barrel, 4/0 AWG wire, 1/2 stud hole, 1.75 hole spacing. | C | 100 | 10 | 1 | 3523.35
07498369835 | LCCXF4/0-14B-X | CuLug,2-Hole,4/0AWG,1/4Stud,.75,PKG10 | Two-hole, flex lug, long flared barrel, 4/0 AWG wire, 1/4 stud hole, .75 hole spacing. | C | 100 | 1 | 1 | 3370.48
07498369836 | LCCXF4/0-38D-X | CuLug,2-Hole,4/0AWG,3/8Stud,1,PKG10 | Two-hole, flex lug, long flared barrel, 4/0 AWG wire, 3/8 stud hole, 1 hole spacing. | C | 100 | 1 | 1 | 3467.74
07498369949 | LCCXF8-14D-L | CuLug,2-Hole,#8AWG,1/4Stud,1PKG50 | Two-hole, flex lug, long flared barrel, #8 AWG wire, 1/4 stud hole, 1 hole spacing. | C | 100 | 1 | 1 | 866.71
07498312695 | LCCXN500-12-6 | LGFlexLugN,500mcm,.5in,1.75in,WDW,PK6 | Two-hole, flex lug, long barrel, narrow tongue, 500 kcmil cable, 1/2 stud hole, 1.75 hole spacing. | C | 100 | 6 | 1 | 7595.63
07498338292 | LCD1-12-E | CuLugSBW,2Hole,#1AWG,1/2Stud,1.75PKG20 | Two-hole, standard barrel lug with window, #1 AWG wire, 1/2 stud hole, 1 .75 hole spacing. | C | 100 | 1 | 1 | 1208.19
07498356849 | LCD1-12F-E | CuLugSBW,2Hole,#1AWG,1/2Stud,90°PKG20 | Two-hole, standard barrel lug with window, #1 AWG wire, 1/2 stud hole, 1 .75 hole spacing, 90° angle tongue. | C | 100 | 1 | 1 | 1708.74
07498356718 | LCD1-12H-E | CuLugSBW,2Hole,#1AWG,1/2Stud,45°PKG20 | Two-hole, standard barrel lug with window, #1 AWG wire, 1/2 stud hole, 1 .75 hole spacing, 45° angle tongue. | C | 100 | 1 | 1 | 1708.74
07498356846 | LCD1-14BF-E | CuLugSBW,2Hole,#1AWG,1/4,.75,90°PKG20 | Two-hole, standard barrel lug with window, #1 AWG wire, 1/4 stud hole, .75 hole spacing, 90° angle tongue. | C | 100 | 1 | 1 | 2047.65
07498399142 | LCD1-38AD-E | Cu,CompLug,2H,#1A,3/8S,ST,PK20 | Two-hole, standard barrel lug with window, #1 AWG wire, 3/8 stud hole and slotted stud hole, 5/8 hole spacing. | C | 100 | 1 | 1 | 1266.88
07498356848 | LCD1-38DF-E | CuLug,2Hole,#1AWG,3/8,1,90°PKG20 | Two-hole, standard barrel lug with window, #1 AWG wire, 3/8 stud hole, 1 hole spacing, 90° angle tongue. | C | 100 | 1 | 1 | 1959.69
07498338296 | LCD1-56C-E | CuLugSBW,2Hole,#1AWG,5/16,.88PKG20 | Two-hole, standard barrel lug with window, #1 AWG wire, 5/16 stud hole, .88 hole spacing. | C | 100 | 1 | 1 | 1279.44
07498356723 | LCD1/0-12H-X | CuLugSBW,2Hole,1/0AWG,1/2,1.75,45°PKG10 | Two-hole, standard barrel lug with window, 1/0 AWG wire, 1/2 stud hole, 1.75 hole spacing, 45° angle tongue. | C | 100 | 1 | 1 | 1937.5
07498338321 | LCD1/0-14B-X | CuLugSBW,2Hole,1/0AWG,1/4,.75PKG10 | Two-hole, standard barrel lug with window, 1/0 AWG wire, 1/4 stud hole, .75 hole spacing. | C | 100 | 20 | 1 | 1342.95
07498356851 | LCD1/0-14BF-X | CuLugSBW,2Hole,1/0AWG,1/4,.75,90°PKG10 | Two-hole, standard barrel lug with window, 1/0 AWG wire, 1/4 stud hole, .75 hole spacing, 90° angle tongue. | C | 100 | 1 | 1 | 1812.95
07498356720 | LCD1/0-14BH-X | CuLugSBW,2Hole,1/0AWG,1/4,.75,45°PKG10 | Two-hole, standard barrel lug with window, 1/0 AWG wire, 1/4 stud hole, .75 hole spacing, 45° angle tongue. | C | 100 | 10 | 1 | 1903.62
07498356722 | LCD1/0-38DH-X | CuLuSBW,2Hole,1/0AWG,3/8,1,45°PKG10 | Two-hole, standard barrel lug with window, 1/0 AWG wire, 3/8 stud hole, 1 hole spacing, 45° angle tongue. | C | 100 | 1 | 1 | 1899.34
07498338323 | LCD1/0-56C-X | CuLuSBW,2Hole,1/0AWG,5/16,.88PKG10 | Two-hole, standard barrel lug with window, 1/0 AWG wire, 5/16 stud hole, .88 hole spacing. | C | 100 | 1 | 1 | 1434.11
07498397377 | LCD10-14AH-L | CuLugSBW,2Hole,#10AWG,1/4,.63,45°PKG50 | Two-hole, standard barrel lug with window, #10 AWG wire, 1/4 stud hole, .63 hole spacing, 45° angle tongue.. | C | 100 | 50 | 1 | 1653.18
07498397382 | LCD10-38DH-L | CuLug,2Hole,#10AWG,3/8Stud,45°PKG50 | Two-hole, standard barrel lug with window, #10 AWG wire, 3/8 stud hole, 1 hole spacing, 45° angle tongue. | C | 100 | 1 | 1 | 1731.91
07498390112 | LCD1000-12-3 | CuLugSBW,2Hole,1000kcmil,1/2,1.75PKG3 | Two-hole, standard barrel lug with window, 1000 kcmil cable, 1/2 stud hole, 1.75 hole spacing, NEMA hole sizes and spacing. | C | 100 | 3 | 1 | 13130.19
07498345328 | LCD1000-12E-3 | CuLug,2Hole,1000kcmil,1/2Stud,1.25PKG3 | Two-hole, standard barrel lug with window, 1000 kcmil cable, 1/2 stud hole, 1.25 hole spacing, NEMA hole sizes and spacing. | C | 100 | 1 | 1 | 13130.19
07498356780 | LCD2-14BF-Q | CuLugSBW,2Hole,#2AWG,1/4,.75,90°PKG25 | Two-hole, standard barrel lug with window, #2 AWG wire, 1/4 stud hole, .75 hole spacing, 90° angle tongue. | C | 100 | 25 | 1 | 1418.53
07498356676 | LCD2-14BH-Q | CuLugSB,2Hole,#2AWG,1/4,.75,45°PKG25 | Two-hole, standard barrel lug with window, #2 AWG wire, 1/4 stud hole, .75 hole spacing, 45° angle tongue. | C | 100 | 1 | 1 | 1418.53
07498356781 | LCD2-14DF-Q | CuLugSBW,2Hole,#2AWG,1/4,1,90°PKG25 | Two-hole, standard barrel lug with window, #2 AWG wire, 1/4 stud hole, 1 hole spacing, 90° angle tongue. | C | 100 | 1 | 1 | 1486.08
07498356677 | LCD2-14DH-Q | CuLugSB,2Hole,#2AWG,1/4,1,45°PKG25 | Two-hole, standard barrel lug with window, #2 AWG wire, 1/4 stud hole, 1 hole spacing, 45° angle tongue. | C | 100 | 1 | 1 | 1350.98
07498399141 | LCD2-38AD-Q | Cu,CompLug,2H,#2A,3/8S,ST,PK25 | Two-hole, standard barrel lug with window, #2 AWG wire, 3/8 stud hole and slotted stud hole, 5/8 hole spacing. | C | 100 | 1 | 1 | 1100.83
07498356792 | LCD2-38DF-Q | CuLugSBW,2Hole,#2AWG,3/8,1,90°PKG25 | Two-hole, standard barrel lug with window, #2 AWG wire, 3/8 stud hole, 1 hole spacing, 90° angle tongue. | C | 100 | 1 | 1 | 1486.08
07498356679 | LCD2-38DH-Q | CuLugSBW,2Hole,#2AWG,3/8,1,45°PKG25 | Two-hole, standard barrel lug with window, #2 AWG wire, 3/8 stud hole, 1 hole spacing, 45° angle tongue.. | C | 100 | 1 | 1 | 1486.08
07498338302 | LCD2-56B-Q | CuLugSBW,2Hole,#2AWG,5/16,.75PKG25 | Two-hole, standard barrel lug with window, #2 AWG wire, 5/16 stud hole, .75 hole spacing. | C | 100 | 1 | 1 | 1131.16
07498356782 | LCD2-56BF-Q | CuLugSBW,2Hole,#2AWG,5/16,.75,90°PKG25 | Two-hole, standard barrel lug with window, #2 AWG wire, 5/16 stud hole, .75 hole spacing, 90° angle tongue. | C | 100 | 1 | 1 | 1599.69
61305639682 | LCD2-56D-Q | Copper Compression Lug, 2 Hole, #2 AWG C | Copper Compression Lug, 2 Hole, #2 AWG Code Conductor, Standard Barrel, 5/16" Stud, 1" Hole Spacing | C | 100 | 1 | 1 | 981.79
61305639732 | LCD2-56DF-Q | Copper Compression Lug, 2 Hole, #2 AWG C | Copper Compression Lug, 2 Hole, #2 AWG Code Conductor, Standard Barrel, 5/16" Stud, 1" Hole Spacing, 90° Bent | C | 100 | 1 | 1 | 1325.2
07498356724 | LCD2/0-14AH-X | CuLugSBW,2Hole,2/0AWG,1/4,.63,45°PKG10 | Two-hole, standard barrel lug with window, 2/0 AWG wire, 1/4 stud hole, .63 hole spacing, 45° angle tongue. | C | 100 | 1 | 1 | 2168.44
07498356874 | LCD2/0-56CF-X | CuLugSBW,2Hole,2/0AWG,5/16,.88,90°PKG10 | Two-hole, standard barrel lug with window, 2/0 AWG wire, 5/16 stud hole, .88 hole spacing, 90° angle tongue. | C | 100 | 1 | 1 | 2266.64
07498390099 | LCD250-00-X | CuLug,LongBlank,250KcmilPKG10 | Long blank tongue, standard barrel lug, 250 kcmil Cable. | C | 100 | 1 | 1 | 2423.79
07498356759 | LCD250-12H-X | CuLugSBW,2Hole,250kcmil,1/2,1.75,45°P10 | Two-hole, standard barrel lug with window, 250 kcmil cable, 1/2 stud hole, 1.75 hole spacing, NEMA hole sizes and spacing, 45° angle tongue. | C | 100 | 1 | 1 | 3427.83
07498390095 | LCD3/0-00-X | CuLug,LongBlank,3/0AWGPKG10 | Long blank tongue, standard barrel lug, #3/0 AWG wire. | C | 100 | 1 | 1 | 1952.88
07498338328 | LCD3/0-14B-X | CuLugSBW,2Hole,3/0AWG,1/4,.75PKG10 | Two-hole, standard barrel lug with window, 3/0 AWG wire, 1/4 stud hole, .75 hole spacing. | C | 100 | 1 | 1 | 1977.43
07498356878 | LCD3/0-14BF-X | CuLugSBW,2Hole,3/0AWG,1/4,.75,90°PKG10 | Two-hole, standard barrel lug with window, 3/0 AWG wire, 1/4 stud hole, .75 hole spacing, 90° angle tongue. | C | 100 | 10 | 1 | 2548.17
07498356880 | LCD3/0-38DF-X | CuLugSBW,2Hole,3/0AWG,3/8,1,90°PKG10 | Two-hole, standard barrel lug with window, 3/0 AWG wire, 3/8 stud hole, 1 hole spacing, 90° angle tongue. | C | 100 | 1 | 1 | 2452.63
07498355963 | LCD3/0-56D-X | CuLugSBW,2Hole,3/0AWG,5/16,1PKG10 | Two-hole, standard barrel lug with window, 3/0 AWG wire, 5/16 stud hole, 1 hole spacing. | C | 100 | 1 | 1 | 1734.16
07498390103 | LCD350-00-X | CuLug,LongBlank,350KcmilPKG10 | Long blank tongue, standard barrel lug, 350 kcmil Cable. | C | 100 | 1 | 1 | 3150.86
07498399263 | LCD4-10AF-L | Cu,CompLug,2H,#4-#3A, #2A,#10S,90°,PK50 | Two-hole, standard barrel lug with window, #4 — #3 AWG STR, #2 AWG SOL wire, #10 stud hole, .63 hole spacing, 90° angle tongue. | C | 100 | 1 | 1 | 1300.85
07498383608 | LCD4-10AH-L | Cu,CompLug,2H,#4-#3A,#2A,#10S,45°, PK50 | Two-hole, standard barrel lug with window, #4 — #3 AWG STR, #2 AWG SOL wire, #10 stud hole, .63 hole spacing, 45° angle tongue. | C | 100 | 50 | 1 | 1300.85
07498314812 | LCD4-10BH-L | Cu,CompLug,2H,#4-#3A, #2A,#10S,45°,PK50 | Two-hole, standard barrel lug with window, #4 — #3 AWG STR, #2 AWG SOL wire, #10 stud hole, .75 hole spacing, 45° angle tongue. | C | 100 | 1 | 1 | 1238.91
61305639735 | LCD4-12-L | Copper Compression Lug, 2 Hole, #4 AWG C | Copper Compression Lug, 2 Hole, #4 AWG Code Conductor, Standard Barrel, 1/2" Stud, 1.75" Hole Spacing | C | 100 | 1 | 1 | 1254.8
07498356774 | LCD4-14DF-L | Cu,CompLug,2H,#4-#3A,#2A, 1/4S,90°,PK50 | Two-hole, standard barrel lug with window, #4 — #3 AWG STR, #2 AWG SOL wire, 1/4 stud hole, 1 hole spacing, 90° angle tongue. | C | 100 | 50 | 1 | 1250.81
07498356672 | LCD4-14DH-L | STDLug,2-4AWG,2hol,1in space,WDW,PK50 | Two-hole, standard barrel lug with window, #4 — #3 AWG STR, #2 AWG SOL wire, 1/4 stud hole, 1 hole spacing, 45° angle tongue. | C | 100 | 1 | 1 | 1310.37
07498399140 | LCD4-38AD-L | Cu,CompLug,2H,#4-#3A,#2A,3/8S,ST,PK50 | Two-hole, standard barrel lug with window, #4 — #3 AWG STR, #2 AWG SOL wire, 3/8 stud holes (one slotted), .63 — 1.00 hole spacing. | C | 100 | 1 | 1 | 882.33
07498356775 | LCD4-38DF-L | CuCompLugSBW,2H,4-3A,2A,3/8S,90°,PK50 | Two-hole, standard barrel lug with window, #4 — #3 AWG STR, #2 AWG SOL wire, 3/8 stud hole, 1 hole spacing, 90° angle tongue. | C | 100 | 1 | 1 | 1310.32
07498356673 | LCD4-38DH-L | Cu,CompLug,2H,#4-#3A, #2A,3/8S,45°,PK50 | Two-hole, standard barrel lug with window, #4 — #3 AWG STR, #2 AWG SOL wire, 3/8 stud hole, 1 hole spacing, 45° angle tongue. | C | 100 | 1 | 1 | 1250.76
07498356889 | LCD4/0-12F-X | STDLug,4/0AWG,.5in,1.75in,90°,WDW,PK10 | Two-hole, standard barrel lug with window, 4/0 AWG wire, 1/2 stud hole, 1.75 hole spacing, NEMA hole sizes and spacing, 90° angle tongue. | C | 100 | 1 | 1 | 2936.24
07498338330 | LCD4/0-14B-X | STDLug,4/0AWG,.25in,.75in,WDW,PK10 | Two-hole, standard barrel lug with window, 4/0 AWG wire, 1/4 stud hole, .75 hole spacing. | C | 100 | 10 | 1 | 2053.1
07498356888 | LCD4/0-38DF-X | STDLug,4/0AWG,.38in,1in,90°,WDW,PK10 | Two-hole, standard barrel lug with window, 4/0 AWG wire, 3/8 stud hole, 1 hole spacing, 90° angle tongue. | C | 100 | 10 | 1 | 2645.65
61305639774 | LCD4/0-56BF-X | Copper Compression Lug, 2 Hole, 4/0 AWG | Copper Compression Lug, 2 Hole, 4/0 AWG Code Conductor, Standard Barrel, 5/16" Stud, .75" Hole Spacing, 90° Bent | C | 100 | 1 | 1 | 2423.12
07498390104 | LCD400-12-6 | STDLug,400mcm,.5in,1.75in,WDW,PK10 | Two-hole, standard barrel lug with window, 400 kcmil cable, 1/2 stud hole, 1.75 hole spacing, NEMA hole sizes and spacing. | C | 100 | 6 | 1 | 3283.45
07498389964 | LCD400-12H-6 | STDLug,400mcm,.5in,1.75in,45°,WDW,PK10 | Two-hole, standard barrel lug with window, 400 kcmil cable, 1/2 stud hole, 1.75 hole spacing, NEMA hole sizes and spacing, 45° angle tongue. | C | 100 | 1 | 1 | 4875.98
07498371963 | LCD400-38D-6 | STDLug,400mcm,.38in,1in,WDW,PK6 | Two-hole, standard barrel lug with window, 400 kcmil cable, 3/8 stud hole, 1 hole spacing. | C | 100 | 6 | 1 | 3521.55
07498389963 | LCD400-38DF-6 | STDLug,400mcm,.38in,1in,90°,WDW,PK6 | Two-hole, standard barrel lug with window, 400 kcmil cable, 3/8 stud hole, 1 hole spacing, 90° angle tongue. | C | 100 | 1 | 1 | 4754.09
07498389962 | LCD400-38DH-6 | STDLug,400mcm,.38in,1in,45°,WDW,PK6 | Two-hole, standard barrel lug with window, 400 kcmil cable, 3/8 stud hole, 1 hole spacing, 45° angle tongue. | C | 100 | 1 | 1 | 4980.47
07498390107 | LCD500-00-6 | CuLug,LongBlank,500KcmilPKG6 | Long blank tongue, standard barrel lug, 500 kcmil Cable. | C | 100 | 1 | 1 | 4677.29
07498389972 | LCD500-12H-6 | STDLug,500mcm,.5in,1.75in,45°,WDW,PK6 | Two-hole, standard barrel lug with window, 500 kcmil cable, 1/2 stud hole, 1.75 hole spacing, NEMA hole sizes and spacing, 45° angle tongue. | C | 100 | 6 | 1 | 6027.3
07498371965 | LCD500-38D-6 | STDLug,500mcm,.38in,1in,WDW,PK6 | Two-hole, standard barrel lug with window, 500 kcmil cable, 3/8 stud hole, 1 hole spacing. | C | 100 | 6 | 1 | 3569.69
07498389969 | LCD500-38DF-6 | STDLug,500mcm,.38in,1in,90°,WDW,PK6 | Two-hole, standard barrel lug with window, 500 kcmil cable, 3/8 stud hole, 1 hole spacing, 90° angle tongue. | C | 100 | 1 | 1 | 4819.1
07498343937 | LCD6-10BF-L | CuLugSBW,2Hole,#6AWG,#10,.75,90°PKG50 | Two-hole, standard barrel lug with window, #6 AWG wire, #10 stud hole, .75 hole spacing, 90° angle tongue. | C | 100 | 1 | 1 | 1185.52
07498343940 | LCD6-10BH-L | CuLugSBW,2Hole,#6AWG,#10,.75,45°PKG50 | Two-hole, standard barrel lug with window, #6 AWG wire, #10 stud hole, .75 hole spacing, 45° angle tongue. | C | 100 | 1 | 1 | 1131.64
07498343847 | LCD6-10D-L | CuLug,2Hole,#6AWG,#10(M5)Stud,1PKG50 | Two-hole, standard barrel lug with window, #6 AWG wire, #10 stud hole, 1 hole spacing. | C | 100 | 1 | 1 | 838.17
07498356666 | LCD6-14DH-L | CuLugSBW,2Hole,#6AWG,1/4,1,45°PKG50 | Two-hole, standard barrel lug with window, #6 AWG wire, 1/4 stud hole, 1 hole spacing, 45° angle tongue. | C | 100 | 1 | 1 | 1185.43
07498356668 | LCD6-38DH-L | CuLugSBW,2Hole,#6AWG,3/8,1,45°PKG50 | Two-hole, standard barrel lug with window, #6 AWG wire, 3/8 stud hole, 1 hole spacing, 45° angle tongue. | C | 100 | 1 | 1 | 1497.66
07498389977 | LCD600-12F-6 | STDLug,600mcm,.5in,1.75in,90°,WDW,PK6 | Two-hole, standard barrel lug with window, 600 kcmil cable, 1/2 stud hole, 1.75 hole spacing, NEMA hole sizes and spacing, 90° angle tongue. | C | 100 | 1 | 1 | 9179.66
07498371967 | LCD600-38D-6 | STDLug,600mcm,.38in,1in,WDW,PK6 | Two-hole, standard barrel lug with window, 600 kcmil cable, 3/8 stud hole, 1 hole spacing. | C | 100 | 6 | 1 | 5944.83
07498390110 | LCD750-12-6 | STDLug,750mcm,2hol,1.75in space,PK6 | Two-hole, standard barrel lug with window, 750 kcmil cable, 1/2 stud hole, 1.75 hole spacing, NEMA hole sizes and spacing. | C | 100 | 6 | 1 | 6935.81
07498342128 | LCD750-38D-6 | STDLug,750mcm,.38in,1in,WDW,PK6 | Two-hole, standard barrel lug with window, 750 kcmil cable, 3/8 stud hole, 1 hole spacing. | C | 100 | 1 | 1 | 6981.28
07498342130 | LCD750-58G-6 | Cu,CompLug,2H,750K,5/8S,1.50H,PK6 | Two-hole, standard barrel lug with window, 750 kcmil cable, 5/8 stud hole, 1.50 hole spacing. | C | 100 | 18 | 1 | 6981.28
07498356657 | LCD8-10AH-L | CuLug,2Hole,#8AWG,#10(M5)Stud,45°PKG50 | Two-hole, standard barrel lug with window, #8 AWG wire, #10 stud hole, .63 hole spacing, 45° angle tongue.. | C | 100 | 1 | 1 | 832.9
07498356658 | LCD8-14AH-L | CuLugSBW,2Hole,#8AWG,1/4,.63,45°PKG50 | Two-hole, standard barrel lug with window, #8 AWG wire, 1/4 stud hole, .63 hole spacing, 45° angle tongue. | C | 100 | 1 | 1 | 925.03
07498338317 | LCD8-14B-L | CuLugSBW,2Hole,#8AWG,1/4,.75PKG50 | Two-hole, standard barrel lug with window, #8 AWG wire, 1/4 stud hole, .75 hole spacing. | C | 100 | 50 | 1 | 844.64
07498356661 | LCD8-38DH-L | CuLugSBW,2Hole,#8AWG,3/8,1,45°PKG50 | Two-hole, standard barrel lug with window, #8 AWG wire, 3/8 stud hole, 1 hole spacing, 45° angle tongue. | C | 100 | 1 | 1 | 953.04
61305664401 | LCDN1/0-14AF-X | Copper Compression Lug, 2 Hole, #1/0 AWG | Copper Compression Lug, 2 Hole, #1/0 AWG, Narrow Tongue, 1/4" Stud, 0.625" Hole Spacing, 90o Angle Tongue | C | 100 | 20 | 1 | 2105.27
07498302112 | LCDN1/0-14B-X | CuLug,2Hole,1/0AWG,Narrow,1/4StudPKG1 | Two-hole, standard barrel with window, narrow tongue lug, 1/0 AWG wire, 1/4 stud hole, .75 hole spacing. | C | 100 | 10 | 1 | 1649.43
07498344466 | LCDN1/0-14D-X | CuLugSBW,2Hole,1/0AWG,Nar,1/4,1PKG10 | Two-hole, standard barrel with window, narrow tongue lug, 1/0 AWG wire, 1/4 stud hole, 1 hole spacing. | C | 100 | 10 | 1 | 1637.42
61305668374 | LCDN2/0-14AF-X | Copper Compression Lug, 2 Hole, #2/0 AWG | Copper Compression Lug, 2 Hole, #2/0 AWG, Narrow Tongue, 1/4" Stud, 0.625" Hole Spacing, 90° Angle Tongue | C | 100 | 20 | 1 | 2080.37
61305668373 | LCDN2/0-14AH-X | Copper Compression Lug, 2 Hole, #2/0 AWG | Copper Compression Lug, 2 Hole, #2/0 AWG, Narrow Tongue, 1/4" Stud, 0.625" Hole Spacing, 45° Angle Tongue | C | 100 | 10 | 1 | 2080.37
07498344473 | LCDN2/0-14D-X | CuLugSBW,2Hole,2/0AWG,Nar,1/4,1PKG10 | Two-hole, standard barrel with window, narrow tongue lug, 2/0 AWG wire, 1/4 stud hole, 1 hole spacing. | C | 100 | 10 | 1 | 1618.06
07498342374 | LCDX1-14A-X | CuLugF,2Hole,#1AWG,1/4Stud,.63PKG10 | Two-hole, flex lug, #1 AWG wire, 1/4 stud hole, .63 hole spacing. | C | 100 | 20 | 1 | 1045.34
07498342719 | LCDX1-14AH-X | CuLugF,2Hole,#1AWG,1/4,.63,45°PKG10 | Two-hole, flex lug, #1 AWG wire, 1/4 stud hole, .63 hole spacing, 45° angle tongue. | C | 100 | 1 | 1 | 1478.43
07498342732 | LCDX1-14B-X | CuLugF,2Hole,#1AWG,1/4Stud,.75PKG10 | Two-hole, flex lug, #1 AWG wire, 1/4 stud hole, .75 hole spacing. | C | 100 | 20 | 1 | 1045.34
07498342733 | LCDX1-14BH-X | CuLugF,2Hole,#1AWG,1/4,.75,45°PKG10 | Two-hole, flex lug, #1 AWG wire, 1/4 stud hole, .75 hole spacing, 45° angle tongue. | C | 100 | 1 | 1 | 1344.03
07498342742 | LCDX1-38DH-X | CuLugF,2Hole,#1AWG,3/8,1,45°PKG10 | Two-hole, flex lug, #1 AWG wire, 3/8 stud hole, 1 hole spacing, 45° angle tongue. | C | 100 | 1 | 1 | 2211.95
07498342761 | LCDX1/0-12D-X | CuLug,2Hole,1/0AWG,1/2Stud,1PKG10 | Two-hole, flex lug, 1/0 AWG wire, 1/2 stud hole, 1 hole spacing. | C | 100 | 1 | 1 | 1555.81
07498342765 | LCDX1/0-12F-X | CuLugF,2Hole,1/0AWG,1/2,1.75,90°PKG10 | Two-hole, flex lug, 1/0 AWG wire, 1/2 stud hole, 1.75 hole spacing, 90° angle tongue. | C | 100 | 1 | 1 | 2100.28
07498342747 | LCDX1/0-14AH-X | CuLugF,2Hole,1/0AWG,1/4,.63,45°PKG10 | Two-hole, flex lug, 1/0 AWG wire, 1/4 stud hole, .63 hole spacing, 45° angle tongue. | C | 100 | 1 | 1 | 1827.1
07498342751 | LCDX1/0-14BF-X | CuLugF,2Hole,1/0AWG,1/4,.75,90°PKG10 | Two-hole, flex lug, 1/0 AWG wire, 1/4 stud hole, .75 hole spacing, 90° angle tongue. | C | 100 | 10 | 1 | 1846.45
07498342750 | LCDX1/0-14BH-X | CuLugF,2Hole,1/0AWG,1/4,.75,45°PKG10 | Two-hole, flex lug, 1/0 AWG wire, 1/4 stud hole, .75 hole spacing, 45° angle tongue. | C | 100 | 1 | 1 | 1758.53
07498342758 | LCDX1/0-38DH-X | CuLugF,2Hole,1/0AWG,3/8,1,45°PKG10 | Two-hole, flex lug, 1/0 AWG wire, 3/8 stud hole, 1 hole spacing, 45° angle tongue. | C | 100 | 20 | 1 | 1840.06
07498342752 | LCDX1/0-56B-X | CuLug,2Hole,1/0AWG,5/16Stud,.75PKG10 | Two-hole, flex lug, 1/0 AWG wire, 5/16 stud hole, .75 hole spacing. | C | 100 | 1 | 1 | 1455.44
07498342378 | LCDX1/0-56D-X | CuLugF,2Hole,1/0AWG,5/16,1PKG10 | Two-hole, flex lug, 1/0 AWG wire, 5/16 stud hole, 1 hole spacing. | C | 100 | 1 | 1 | 1455.44
07498342718 | LCDX2-12F-E | CuLug,2Hole,#2AWG,1/2Stud,90°PKG20 | Two-hole, flex lug, #2 AWG wire, 1/2 stud hole, 1.75 hole spacing, 90° angle tongue. | C | 100 | 1 | 1 | 2708.32
07498342685 | LCDX2-14AH-E | CuLugF,2Hole,#2AWG,1/4,.63,45°PKG20 | Two-hole, flex lug, #2 AWG wire, 1/4 stud hole, .63 hole spacing, 45° angle tongue. | C | 100 | 20 | 1 | 1845.7
07498342689 | LCDX2-14BF-E | CuLugF,2Hole,#2AWG,1/4,.75,90°PKG20 | Two-hole, flex lug, #2 AWG wire, 1/4 stud hole, .75 hole spacing, 90° angle tongue. | C | 100 | 20 | 1 | 1897.49
07498342688 | LCDX2-14BH-E | CuLugF,2Hole,#2AWG,1/4,.75,45°PKG20 | Two-hole, flex lug, #2 AWG wire, 1/4 stud hole, .75 hole spacing, 45° angle tongue. | C | 100 | 1 | 1 | 1897.49
07498342692 | LCDX2-14DF-E | CuLugF,2Hole,#2AWG,1/4,1,90°PKG20 | Two-hole, flex lug, #2 AWG wire, 1/4 stud hole, 1 hole spacing, 90° angle tongue. | C | 100 | 1 | 1 | 2245.83
07498342695 | LCDX2-38DH-E | CuLugF,2Hole,#2AWG,3/8,1,45°PKG20 | Two-hole, flex lug, #2 AWG wire, 3/8 stud hole, 1 hole spacing, 45° angle tongue. | C | 100 | 20 | 1 | 1926.68
07498342694 | LCDX2-56DF-E | CuLug,2Hole,#2AWG,5/16Stud,90°PKG20 | Two-hole, flex lug, #2 AWG wire, 5/16 stud hole, 1 hole spacing, 90° angle tongue. | C | 100 | 20 | 1 | 2245.83
07498342768 | LCDX2/0-14AF-X | CuLugF,2Hole,2/0AWG,1/4Stud,90°PKG10 | Two-hole, flex lug, 2/0 AWG wire, 1/4 stud hole, .63 hole spacing, 90° angle tongue. | C | 100 | 1 | 1 | 2514.02
07498342766 | LCDX2/0-14AH-X | CuLugF,2Hole,2/0AWG,1/4,.63,45°PKG10 | Two-hole, flex lug, 2/0 AWG wire, 1/4 stud hole, .63 hole spacing, 45° angle tongue. | C | 100 | 1 | 1 | 2399.76
07498342769 | LCDX2/0-14B-X | CuLugF,2Hole,2/0AWG,1/4,.75PKG10 | Two-hole, flex lug, 2/0 AWG wire, 1/4 stud hole, .75 hole spacing. | C | 100 | 10 | 1 | 1777.6
07498342780 | LCDX2/0-38DF-X | CuLugF,2Hole,2/0AWG,3/8,1,90°PKG10 | Two-hole, flex lug, 2/0 AWG wire, 3/8 stud hole, 1 hole spacing, 90° angle tongue. | C | 100 | 1 | 1 | 2294.8
07498342779 | LCDX2/0-38DH-X | CuLugF,2Hole,2/0AWG,3/8,1,45°PKG10 | Two-hole, flex lug, 2/0 AWG wire, 3/8 stud hole, 1 hole spacing, 45° angle tongue. | C | 100 | 10 | 1 | 2294.8
07498342776 | LCDX2/0-56D-X | CuLugF,2Hole,2/0AWG,5/16,1PKG10 | Two-hole, flex lug, 2/0 AWG wire, 5/16 stud hole, 1 hole spacing. | C | 100 | 1 | 1 | 1790.59
07498342814 | LCDX250-38DF-X | CuLugF,2Hole,250kcmil,3/8,1,90°PKG10 | Two-hole, flex lug, 250 kcmil cable, 3/8 stud hole, 1 hole spacing, 90° angle tongue. | C | 100 | 1 | 1 | 4390.91
07498342384 | LCDX3/0-14A-X | CuLug,2Hole,3/0AWG,1/4Stud,.63PKG10 | Two-hole, flex lug, 3/0 AWG wire, 1/4 stud hole, .63 hole spacing. | C | 100 | 1 | 1 | 2026.33
07498342789 | LCDX3/0-14AF-X | CuLugF,2Hole,3/0AWG,1/4,.63,90°PKG10 | Two-hole, flex lug, 3/0 AWG wire, 1/4 stud hole, .63 hole spacing, 90° angle tongue. | C | 100 | 1 | 1 | 2865.64
07498342387 | LCDX3/0-38DH-X | CuLugF,2Hole,3/0AWG,3/8,1,45°PKG10 | Two-hole, flex lug, 3/0 AWG wire, 3/8 stud hole, 1 hole spacing, 45° angle tongue. | C | 100 | 1 | 1 | 2840
07498342790 | LCDX3/0-56D-X | CuLugF,2Hole,3/0AWG,5/16,1PKG10 | Two-hole, flex lug, 3/0 AWG wire, 5/16 stud hole, 1 hole spacing. | C | 100 | 1 | 1 | 1929.84
07498342832 | LCDX300-38DH-6 | CuLugF,2Hole,300kcmil,3/8,1,45°PKG6 | Two-hole, flex lug, 300 kcmil cable, 3/8 stud hole, 1 hole spacing, 45° angle tongue. | C | 100 | 1 | 1 | 4606.53
07498342842 | LCDX350-12F-6 | CuLugF,2Hole,350kcmil,1/2,1.75,90°PKG6 | Two-hole, flex lug, 350 kcmil cable, 1/2 stud hole, 1.75 hole spacing, 90° angle tongue. | C | 100 | 1 | 1 | 6270.3
07498342408 | LCDX350-38-6 | CuLug,2Hole,350kcmil,3/8Stud,1.75PKG6 | Two-hole, flex lug, 350 kcmil cable, 3/8 stud hole, 1.75 hole spacing. | C | 100 | 6 | 1 | 4163.33
07498342835 | LCDX350-38DF-6 | STDFlexLug,350mcm,.38in,1in,90°,WDW,PK6 | Two-hole, flex lug, 350 kcmil cable, 3/8 stud hole, 1 hole spacing, 90° angle tongue. | C | 100 | 1 | 1 | 5620.47
07498342406 | LCDX350-38DH-6 | CuLug,2Hole,350kcmil,3/8,1,45°PKG6 | Two-hole, flex lug, 350 kcmil cable, 3/8 stud hole, 1 hole spacing, 45° angle tongue. | C | 100 | 6 | 1 | 5620.47
07498345358 | LCDX350-56D-6 | CuLug,2Hole,350kcmil,5/16Stud,1PKG6 | Two-hole, flex lug, 350 kcmil cable, 5/16 stud hole, 1 hole spacing. | C | 100 | 1 | 1 | 4361.59
07498310128 | LCDX4-10A-L | Copper Compression Lug, 2 Hole, #4 AWG F | Copper Compression Lug, 2 Hole, #4 AWG Flex, #10 (M5) Stud, .63" (16mm) Hole Spacing | C | 100 | 50 | 1 | 905.59
07498342676 | LCDX4-14D-L | CuLug,2Hole,#4AWG,1/4Stud,1PKG50 | Two-hole, flex lug, #4 AWG wire, 1/4 stud hole, 1 hole spacing. | C | 100 | 50 | 1 | 1045.57
07498342678 | LCDX4-14DF-L | CuLugF,2Hole,#4AWG,1/4,1,90°PKG50 | Two-hole, flex lug, #4 AWG wire, 1/4 stud hole, 1 hole spacing, 90° angle tongue. | C | 100 | 1 | 1 | 1411.52
07498342683 | LCDX4-38DF-L | CuLugF,2Hole,#4AWG,3/8,1,90°PKG50 | Two-hole, flex lug, #4 AWG wire, 3/8 stud hole, 1 hole spacing, 90° angle tongue. | C | 100 | 1 | 1 | 1235.1
07498342679 | LCDX4-56D-L | CuLug,2Hole,#4AWG,5/16Stud,1PKG50 | Two-hole, flex lug, #4 AWG wire, 5/16 stud hole, 1 hole spacing. | C | 100 | 1 | 1 | 960.65
07498342395 | LCDX4/0-12D-X | STDLug,4/0AWG,.5in,1in,WDW,PK10 | Two-hole, flex lug, 4/0 AWG wire, 1/2 stud hole, 1 hole spacing. | C | 100 | 1 | 1 | 2173.34
07498342806 | LCDX4/0-12EF-X | STDFlxLug,4/0AWG,.5in,1.3in,90°,WDW,P10 | Two-hole, flex lug, 4/0 AWG wire, 1/2 stud hole, 1.25 hole spacing, 90° angle tongue. | C | 100 | 1 | 1 | 2934.04
07498342809 | LCDX4/0-12F-X | STDFlxLug,4/0AWG,.5in,1.8in,90°,WDW,P10 | Two-hole, flex lug, 4/0 AWG wire, 1/2 stud hole, 1.75 hole spacing, 90° angle tongue. | C | 100 | 1 | 1 | 3154.13
07498345351 | LCDX4/0-14AH-X | STDFlexLug,4/0AWG,.25in,.6in,45°,WDW,P1 | Two-hole, flex lug, 4/0 AWG wire, 1/4 stud hole, .63 hole spacing, 45° angle tongue. | C | 100 | 1 | 1 | 3016.05
07498342798 | LCDX4/0-38DF-X | STDFlexLug,4/0AWG,.38in,1in,90°,WDW,PK1 | Two-hole, flex lug, 4/0 AWG wire, 3/8 stud hole, 1 hole spacing, 90° angle tongue. | C | 100 | 10 | 1 | 2669.03
07498342393 | LCDX4/0-38DH-X | STDFlexLug,4/0AWG,.38in,1in,45°,WDW,PK1 | Two-hole, flex lug, 4/0 AWG wire, 3/8 stud hole, 1 hole spacing, 45° angle tongue. | C | 100 | 1 | 1 | 2796.1
07498345356 | LCDX4/0-56DF-X | STDLug,4/0AWG,.3in,1in,90°,WDW,PK10 | Two-hole, flex lug, 4/0 AWG wire, 5/16 stud hole, 1 hole spacing, 90° angle tongue. | C | 100 | 1 | 1 | 2878.96
07498342414 | LCDX450-12F-6 | CuLug,2Hole,450kcmil,1/2Stud,90°PKG6 | Two-hole, flex lug, 450 kcmil cable, 1/2 stud hole, 1.75 hole spacing, 90° angle tongue. | C | 100 | 1 | 1 | 8178.96
07498345363 | LCDX450-38DH-6 | CuLug,2Hole,450kcmil,3/8Stud,45°PKG6 | Two-hole, flex lug, 450 kcmil cable, 3/8 stud hole, 1 hole spacing, 45° angle tongue. | C | 100 | 1 | 1 | 6979.28
07498342419 | LCDX500-12E-6 | STDFlexLug,500mcm,.5in,1.25in,WDW,PK6 | Two-hole, flex lug, 500 kcmil cable, 1/2 stud hole, 1.25 hole spacing. | C | 100 | 1 | 1 | 7121.83
07498345370 | LCDX500-12EF-6 | STDFlexLug,500mcm,.5in,1.25in,90°,WDW,P | Two-hole, flex lug, 500 kcmil cable, 1/2 stud hole, 1.25 hole spacing, 90° angle tongue. | C | 100 | 6 | 1 | 9614.56
07498344988 | LCDX500-12F-6 | STDFlexLug,500mcm,.5in,1.75in,90°,WDW,P | Two-hole, flex lug, 500 kcmil cable, 1/2 stud hole, 1.75 hole spacing, 90° angle tongue. | C | 100 | 6 | 1 | 8698.04
07498342647 | LCDX6-10AF-L | CuLugF,2Hole,#6AWG,#10,.63,90°PKG50 | Two-hole, flex lug, #6 AWG wire, #10 stud hole, .63 hole spacing, 90° angle tongue. | C | 100 | 50 | 1 | 1165.24
07498342646 | LCDX6-10AH-L | CuLugF,2Hole,#6AWG,#10,.63,45°PKG50 | Two-hole, flex lug, #6 AWG wire, #10 stud hole, .63 hole spacing, 45° angle tongue. | C | 100 | 1 | 1 | 1165.24
07498342648 | LCDX6-10B-L | CuLugF,2Hole,#6AWG,#10,.75PKG50 | Two-hole, flex lug, #6 AWG wire, #10 stud hole, .75 hole spacing. | C | 100 | 1 | 1 | 904.24
07498342650 | LCDX6-10BF-L | CuLugF,2Hole,#6AWG,#10,.75,90°PKG50 | Two-hole, flex lug, #6 AWG wire, #10 stud hole, .75 hole spacing, 90° angle tongue. | C | 100 | 1 | 1 | 1220.72
07498342651 | LCDX6-10G-L | Cu,CompLug,2H,#6AFlex,#10S,1.50H,PK50 | Two-hole, flex lug, #6 AWG wire, #10 stud hole, 1.50 hole spacing. | C | 100 | 1 | 1 | 904.24
07498342653 | LCDX6-10GF-L | CuLugF,2Hole,#6AWG,#10,1.5,90°PKG50 | Two-hole, flex lug, #6 AWG wire, #10 stud hole, 1.50 hole spacing, 90° angle tongue. | C | 100 | 1 | 1 | 1220.72
07498342654 | LCDX6-10P-L | Cu,CompLug,2H,#6AFlex,#10S,.69H,PK50 | Two-hole, flex lug, #6 AWG wire, #10 stud hole, .69 hole spacing. | C | 100 | 1 | 1 | 1036.92
07498342660 | LCDX6-14BH-L | CuLugF,2Hole,#6AWG,1/4,.75,45°PKG50 | Two-hole, flex lug, #6 AWG wire, 1/4 stud hole, .75 hole spacing, 45° angle tongue. | C | 100 | 1 | 1 | 1067.61
07498342664 | LCDX6-14DF-L | STDFlexLug,6AWG,1in space,90°,WDW,PK50 | Two-hole, flex lug, #6 AWG wire, 1/4 stud hole, 1 hole spacing, 90° angle tongue. | C | 100 | 1 | 1 | 1230.21
07498342365 | LCDX6-38D-L | STDLug,6AWG,2hol,.63in space,WDW,PK50 | Two-hole, flex lug, #6 AWG wire, 3/8 stud hole, 1 hole spacing. | C | 100 | 50 | 1 | 884.82
07498342665 | LCDX6-56D-L | CuLugF,2Hole,#6AWG,5/16,1PKG50 | Two-hole, flex lug, #6 AWG wire, 5/16 stud hole, 1 hole spacing. | C | 100 | 50 | 1 | 1280.22
07498345372 | LCDX600-12F-6 | CuLug,2Hole,600kcmil,1/2Stud,90°PKG6 | Two-hole, flex lug, 600 kcmil cable, 1/2 stud hole, 1.75 hole spacing, 90° angle tongue. | C | 100 | 1 | 1 | 9128.04
07498345374 | LCDX650-38D-6 | CuLug,2Hole,646.4kcmil,3/8Stud,1PKG6 | Two-hole, flex lug, 650 kcmil cable, 3/8 stud hole, 1 hole spacing. | C | 100 | 1 | 1 | 8245.27
07498345386 | LCDX750-12F-3 | STDFlexLug,750mcm,.5in,1.75in,90°,WDW,P | Two-hole, flex lug, 750 kcmil cable, 1/2 stud hole, 1.75 hole spacing, 90° angle tongue. | C | 100 | 1 | 1 | 14962.45
07498345383 | LCDX750-12G-3 | Cu,CompLug,2H,777.7KFlex,1/2S,1.50H,PK3 | Two-hole, flex lug, 750 kcmil cable, 1/2 stud hole, 1.50 hole spacing. | C | 100 | 1 | 1 | 11611.04
07498345379 | LCDX750-38DF-3 | CuLug,2Hole,777.7kcmil,3/8Stud,90°PKG3 | Two-hole, flex lug, 750 kcmil cable, 3/8 stud hole, 1 hole spacing, 90° angle tongue. | C | 100 | 3 | 1 | 14317.09
07498342354 | LCDX8-10AH-L | CuLugF,2Hole,#8AWG,#10,.63,45°PKG50 | Two-hole, flex lug, #8 AWG wire, #10 stud hole, .63 hole spacing, 45° angle tongue. | C | 100 | 1 | 1 | 832.96
07498342357 | LCDX8-14AF-L | CuLugF,2Hole,#8AWG,1/4,.63,90°PKG50 | Two-hole, flex lug, #8 AWG wire, 1/4 stud hole, .63 hole spacing, 90° angle tongue. | C | 100 | 50 | 1 | 882.95
07498342356 | LCDX8-14AH-L | CuLugF,2Hole,#8AWG,1/4,.63,45°PKG50 | Two-hole, flex lug, #8 AWG wire, 1/4 stud hole, .63 hole spacing, 45° angle tongue. | C | 100 | 1 | 1 | 882.95
07498342641 | LCDX8-14BH-L | CuLugF,2Hole,#8AWG,1/4,.75,45°PKG50 | Two-hole, flex lug, #8 AWG wire, 1/4 stud hole, .75 hole spacing, 45° angle tongue. | C | 100 | 1 | 1 | 925
07498342359 | LCDX8-14D-L | CuLugF,2Hole,#8AWG,1/4,1PKG50 | Two-hole, flex lug, #8 AWG wire, 1/4 stud hole, 1 hole spacing. | C | 100 | 1 | 1 | 654.07
07498342644 | LCDX8-14DF-L | CuLugF,2Hole,#8AWG,1/4,1,90°PKG50 | Two-hole, flex lug, #8 AWG wire, 1/4 stud hole, 1 hole spacing, 90° angle tongue. | C | 100 | 1 | 1 | 925
07498342360 | LCDX8-38D-L | CuLugF,2Hole,#8AWG,3/8,1PKG50 | Two-hole, flex lug, #8 AWG wire, 3/8 stud hole, 1 hole spacing. | C | 100 | 1 | 1 | 705.98
07498344993 | LCDXN750-38DF-3 | Cu,CompLug,2H,777.7K,NT,3/8S,90°,PK3 | Two-hole, flex lug, standard barrel with window, narrow tongue, 750 kcmil cable, 3/8 stud hole, 1 hole spacing, 90° angle tongue. | C | 100 | 3 | 1 | 16103.21
07498344992 | LCDXN750-38DH-3 | Cu,CompLug,2H,777.7K,NT,3/8S,45°,PK3 | Two-hole, flex lug, standard barrel with window, narrow tongue, 750 kcmil cable, 3/8 stud hole, 1 hole spacing, 45° angle tongue. | C | 100 | 3 | 1 | 16103.21
61305623515 | LCMA10-12-C | Copper Compression Metric Lug, 1 Hole, 1 |  | C | 100 | 1 | 1 | 244.59
07498377551 | LCMA10-5F-C | CuMetricLug,90°,10mm²,M5StudPKG100 | One-hole, metric conductor, standard barrel with window lug, 10mm² 2r, M5 stud hole, 90° angle tongue. | C | 100 | 1 | 1 | 515.01
07498379998 | LCMA10-6H-C | CuMetricLug,45°,10mm²,M6StudPKG100 | One-hole, metric conductor, standard barrel with window lug, 10mm² 2r, M6 stud hole, 45° angle tongue. | C | 100 | 1 | 1 | 212.54
07498379978 | LCMA120-12F-L | CuMetricLug,90°,120mm²,95mm²,M12,PKG5 | One-hole, metric conductor, standard barrel with window lug, 120mm² 2r, 95mm² class 5f/6f, M12 stud hole, 90° angle tongue. | C | 100 | 1 | 1 | 2894.06
61305623516 | LCMA120-14-L | Copper Compression Metric Lug, 1 Hole, 1 |  | C | 100 | 1 | 1 | 2417.53
07498379979 | LCMA120-16F-L | CuMetricLug,90°,120mm²,95mm²,M16,PKG5 | One-hole, metric conductor, standard barrel with window lug, 120mm² 2r, 95mm² class 5f/6f, M16 stud hole, 90° angle tongue. | C | 100 | 1 | 1 | 2887.51
07498376963 | LCMA150-20-X | CuMetricLug,150mm²,M20StudPKG10 | One-hole, metric conductor, standard barrel with window lug, 150mm² wire, M20 stud hole. | C | 100 | 1 | 1 | 2928.55
07498379929 | LCMA16-10F-C | CuMetricLug,90°,16mm²,10mm²,M10,PKG10 | One-hole, metric conductor, standard barrel with window lug, 16mm² 2r, 10mm² class 5f/6f, M10 stud hole, 90° angle tongue. | C | 100 | 1 | 1 | 300.47
07498376932 | LCMA16-5-C | CuMetricLug,16mm²,M5StudPKG100 | One-hole, metric conductor, standard barrel with window lug, 16mm² wire, M5 stud hole. | C | 100 | 100 | 1 | 191.01
07498379932 | LCMA16-6F-C | CuMetricLug,90°,16mm²,10mm²,M6StudPKG | One-hole, metric conductor, standard barrel with window lug, 16mm² 2r, 10mm² class 5f/6f, M6 stud hole, 90° angle tongue. | C | 100 | 1 | 1 | 252.15
07498380150 | LCMA16-6H-C | CuMetricLug,45°,16mm²,10mm²,M6StudPKG | One-hole, metric conductor, standard barrel with window lug, 16mm² 2r, 10mm² class 5f/6f, M6 stud hole, 45° angle tongue. | C | 100 | 1 | 1 | 264.14
07498379943 | LCMA16-8F-C | CuMetricLug,90°,16mm²,10mm²,M8StudPKG | One-hole, metric conductor, standard barrel with window lug, 16mm² 2r, 10mm² class 5f/6f, M8 stud hole, 90° angle tongue. | C | 100 | 1 | 1 | 272.94
07498380151 | LCMA16-8H-C | CuMetricLug,45°,16mm²,10mm²,M8StudPKG | One-hole, metric conductor, standard barrel with window lug, 16mm² 2r, 10mm² class 5f/6f, M8 stud hole, 45° angle tongue. | C | 100 | 1 | 1 | 259.95
07498376967 | LCMA185-20-X | CuMetricLug,185mm²,M20StudPKG10 | One-hole, metric conductor, standard barrel with window lug, 185mm² wire, M20 stud hole. | C | 100 | 1 | 1 | 3956.35
61305625558 | LCMA185-8-X | Copper Compression Metric Lug, 1 Hole, S |  | C | 100 | 1 | 1 | 2730.18
61305623519 | LCMA2.5-4-C | Copper Compression Metric Lug, 1 Hole, 2 |  | C | 100 | 1 | 1 | 150.8
07498379947 | LCMA25-10F-C | CuMetricLug,90°,25mm²,16mm²,M10,PKG10 | One-hole, metric conductor, standard barrel with window lug, 25mm² 2r, 16mm² class 5f/6f, M10 stud hole, 90° angle tongue. | C | 100 | 1 | 1 | 425.6
07498380152 | LCMA25-10H-C | CuMetricLug,45°,25mm²,16mm²,M10,PKG10 | One-hole, metric conductor, standard barrel with window lug, 25mm² 2r, 16mm² class 5f/6f, M10 stud hole, 45° angle tongue. | C | 100 | 1 | 1 | 425.6
61305625556 | LCMA25-5-C | Copper Compression Metric Lug, 1 Hole, 2 |  | C | 100 | 1 | 1 | 230.01
07498379950 | LCMA25-8F-C | CuMetricLug,90°,25mm²,16mm²,M8StudPKG | One-hole, metric conductor, standard barrel with window lug, 25mm² 2r, 16mm² class 5f/6f, M8 stud hole, 90° angle tongue. | C | 100 | 1 | 1 | 358.08
07498376973 | LCMA300-12-5 | CuMetricLug,300mm²,M12StudPKG5 | One-hole, metric conductor, standard barrel with window lug, 300mm² wire, M12 stud hole. | C | 100 | 1 | 1 | 5805.79
07498376975 | LCMA300-20-5 | CuMetricLug,300mm²,M20StudPKG5 | One-hole, metric conductor, standard barrel with window lug, 300mm² wire, M20 stud hole. | C | 100 | 1 | 1 | 8447.46
07498379955 | LCMA35-10F-C | CuMetricLug,90°,35mm²,25mm²,M10,PKG10 | One-hole, metric conductor, standard barrel with window lug, 35mm² 2r, 25mm² class 5f/6f, M10 stud hole, 90° angle tongue. | C | 100 | 1 | 1 | 638.66
07498380164 | LCMA35-10H-C | CuMetricLug,45°,35mm²,25mm²,M10,PKG10 | One-hole, metric conductor, standard barrel with window lug, 35mm² 2r, 25mm² class 5f/6f, M10 stud hole, 45° angle tongue. | C | 100 | 1 | 1 | 638.66
07498379960 | LCMA35-12F-C | CuMetricLug,90°,35mm²,25mm²,M12,PKG10 | One-hole, metric conductor, standard barrel with window lug, 35mm² 2r, 25mm² class 5f/6f, M12 stud hole, 90° angle tongue. | C | 100 | 1 | 1 | 725.01
07498379965 | LCMA35-6F-C | CuMetricLug,90°,35mm²,25mm²,M6StudPKG | One-hole, metric conductor, standard barrel with window lug, 35mm² 2r, 25mm² class 5f/6f, M6 stud hole, 90° angle tongue. | C | 100 | 1 | 1 | 548.23
07498379968 | LCMA35-8F-C | CuMetricLug,90°,35mm²,25mm²,M8StudPKG | One-hole, metric conductor, standard barrel with window lug, 35mm² 2r, 25mm² class 5f/6f, M8 stud hole, 90° angle tongue. | C | 100 | 1 | 1 | 930.89
07498376977 | LCMA400-20-5 | CuMetricLug,400mm²,M20StudPKG5 | One-hole, metric conductor, standard barrel with window lug, 400mm² wire, M20 stud hole. | C | 100 | 1 | 1 | 12467.59
07498380196 | LCMA50-12H-L | CuMetricLug,45°,50mm²,35mm²,M12StudPK | One-hole, metric conductor, standard barrel with window lug, 50mm² 2r, 35mm² class 5f/6f, M12 stud hole, 45° angle tongue. | C | 100 | 1 | 1 | 890.18
07498380244 | LCMA50-6H-L | CuMetricLug,45°,50mm²,35mm²,M6StudPKG | One-hole, metric conductor, standard barrel with window lug, 50mm² 2r, 35mm² class 5f/6f, M6 stud hole, 45° angle tongue. | C | 100 | 1 | 1 | 522.11
07498380464 | LCMA50-8F-L | CuMetricLug,90°,50mm²,35mm²,M8StudPKG | One-hole, metric conductor, standard barrel with window lug, 50mm² 2r, 35mm² class 5f/6f, M8 stud hole, 90° angle tongue. | C | 100 | 50 | 1 | 781.24
07498380264 | LCMA50-8H-L | CuMetricLug,45°,50mm²,35mm²,M8StudPKG | One-hole, metric conductor, standard barrel with window lug, 50mm² 2r, 35mm² class 5f/6f, M8 stud hole, 45° angle tongue. | C | 100 | 1 | 1 | 818.45
07498376788 | LCMA6-8-C | CuMetricLug,4-6mm²,M8StudPKG100 | One-hole, metric conductor, standard barrel with window lug, 4-6mm² wire, M8 stud hole. | C | 100 | 100 | 1 | 116.12
07498380385 | LCMA70-10H-L | CuMetricLug,45°,70mm²,50mm²,M10StudPK | One-hole, metric conductor, standard barrel with window lug, 70mm² 2r, 50mm² class 5f/6f, M10 stud hole, 45° angle tongue. | C | 100 | 50 | 1 | 1130.49
07498380472 | LCMA70-12F-L | CuMetricLug,90°,70mm²,50mm²,M12StudPK | One-hole, metric conductor, standard barrel with window lug, 70mm² 2r, 50mm² class 5f/6f, M12 stud hole, 90° angle tongue. | C | 100 | 1 | 1 | 1194.5
07498380387 | LCMA70-12H-L | CuMetricLug,45°,70mm²,50mm²,M12StudPK | One-hole, metric conductor, standard barrel with window lug, 70mm² 2r, 50mm² class 5f/6f, M12 stud hole, 45° angle tongue. | C | 100 | 1 | 1 | 1251.36
07498380473 | LCMA70-6F-L | CuMetricLug,90°,70mm²,50mm²,M6StudPKG | One-hole, metric conductor, standard barrel with window lug, 70mm² 2r, 50mm² class 5f/6f, M6 stud hole, 90° angle tongue. | C | 100 | 1 | 1 | 1069.25
07498380388 | LCMA70-6H-L | CuMetricLug,45°,70mm²,50mm²,M6StudPKG | One-hole, metric conductor, standard barrel with window lug, 70mm² 2r, 50mm² class 5f/6f, M6 stud hole, 45° angle tongue. | C | 100 | 1 | 1 | 1120.17
07498380474 | LCMA70-8F-L | CuMetricLug,90°,70mm²,50mm²,M8StudPKG | One-hole, metric conductor, standard barrel with window lug, 70mm² 2r, 50mm² class 5f/6f, M8 stud hole, 90° angle tongue. | C | 100 | 1 | 1 | 1062.72
07498380476 | LCMA95-10F-L | CuMetricLug,90°,95mm²,70mm²,M10StudPK | One-hole, metric conductor, standard barrel with window lug, 95mm² 2r, 70mm² class 5f/6f, M10 stud hole, 90° angle tongue. | C | 100 | 1 | 1 | 2193.46
07498380391 | LCMA95-12H-L | CuMetricLug,45°,95mm²,70mm²,M12StudPK | One-hole, metric conductor, standard barrel with window lug, 95mm² 2r, 70mm² class 5f/6f, M12 stud hole, 45° angle tongue. | C | 100 | 1 | 1 | 2188.47
61305625551 | LCMA95-6F-L | Copper Compression Metric Lug, 1 Hole, S |  | C | 100 | 50 | 1 | 2083.71
07498380479 | LCMA95-8F-L | CuMetricLug,90°,95mm²,70mm²,M8StudPKG | One-hole, metric conductor, standard barrel with window lug, 95mm² 2r, 70mm² class 5f/6f, M8 stud hole, 90° angle tongue. | C | 100 | 1 | 1 | 2297.9
07498380393 | LCMA95-8H-L | CuMetricLug,45°,95mm²,70mm²,M8StudPKG | One-hole, metric conductor, standard barrel with window lug, 95mm² 2r, 70mm² class 5f/6f, M8 stud hole, 45° angle tongue. | C | 100 | 1 | 1 | 2089
07498361964 | LCMB120-8-X | CuMetricLug,Long,120mm²,95mm²,M8,PKG10 | One-hole, metric conductor, long barrel, 120mm² 2r, 95mm² class 5f/6f, M8 stud hole. | C | 100 | 1 | 1 | 2882.05
07498362270 | LCMB240-12-6 | CuMetricLug,Long,240mm²,185mm²,M12,PKG | One-hole, metric conductor, long barrel, 240mm² 2r, 185mm² class 5f/6f, M12 stud hole. | C | 100 | 1 | 1 | 6940.47
07498362286 | LCMB300-12-6 | CuMetricLug,Lng,300mm,240mm,5f6f,M12,PK6 | One-hole, metric conductor, long barrel, 300mm² 2r, 240mm² class 5f/6f, M12 stud hole. | C | 100 | 1 | 1 | 8155.04
07498362159 | LCMB70-10-X | CuMetricLug,Long,70mm²,50mm²,M10,PKG10 | One-hole, metric conductor, long barrel, 70mm² 2r, 50mm² class 5f/6f, M10 stud hole. | C | 100 | 1 | 1 | 1210.48
07498361757 | LCMC10-8-L | CuMetricLug,2Hole,Long,10mm²,M8StudPKG5 | Two-hole, metric conductor, long barrel, 10mm² 2r, M8 stud hole. | C | 100 | 1 | 1 | 410.57
07498362304 | LCMC120-12-X | CuMetricLug,2Hole,Lng,120/95mm,M12,PKG10 | Two-hole, metric conductor, long barrel, 120mm² 2r, 95mm² class 5f/6f, M12 stud hole. | C | 100 | 10 | 1 | 4283.2
07498362788 | LCMC150-12-X | CuMetricLug,2Hol,Lng,150/120mm,M12,PKG10 | Two-hole, metric conductor, long barrel, 150mm² 2r, 120mm² class 5f/6f, M12 stud hole. | C | 100 | 10 | 1 | 5598.09
07498362792 | LCMC185-14-X | CuMetricLug,2Hol,Lng,185/150mm,M14,PKG10 | Two-hole, metric conductor, long barrel, 185mm² 2r, 150mm² class 5f/6f, M14. | C | 100 | 1 | 1 | 8438.64
07498361765 | LCMC25-10-L | CuMetricLug,2Hole,Long,25/16mm,M10,PKG50 | Two-hole, metric conductor, long barrel, 25mm² 2r, 16mm² class 5f/6f, M10 stud hole. | C | 100 | 1 | 1 | 749.93
07498361767 | LCMC25-8-L | CuMetricLug,2Hole,Long,25/16mm²,M8,PKG5 | Two-hole, metric conductor, long barrel, 25mm² 2r, 16mm² class 5f/6f, M8 stud hole. | C | 100 | 1 | 1 | 653.62
07498364082 | LCMC400-12-6 | CuMetricLug,2Hole,Long,400mm²,M12,PKG6 | Two-hole, metric conductor, long barrel, 400mm² 2r, M12 stud hole. | C | 100 | 6 | 1 | 18444.23
07498364083 | LCMC400-14-6 | CuMetricLug,2Hole,Long,400mm²,M14,PKG6 | Two-hole, metric conductor, long barrel, 400mm² 2r, M14 stud hole. | C | 100 | 6 | 1 | 21164.56
07498364102 | LCMC50-00-E | Cu,CompMetLug,2H,BT,L-B,50mm²2r,PK20 | Two-hole, metric conductor, long barrel, 50mm² 2r, 35mm² class 5f/6f, blank tongue. | C | 100 | 1 | 1 | 1882.56
07498364103 | LCMC50-10-E | CuMetricLug,2Hole,Long,50/35mm,M10,PKG20 | Two-hole, metric conductor, long barrel, 50mm² 2r, 35mm² class 5f/6f, M10 stud hole. | C | 100 | 1 | 1 | 1466.83
07498364104 | LCMC50-12-E | Cu,CompMetLug,2H,L-B,50mm²2r,PK20 | Two-hole, metric conductor, long barrel, 50mm² 2r, 35mm² class 5f/6f, M12 stud hole. | C | 100 | 1 | 1 | 1648.64
07498362827 | LCMC95-12-X | CuMetricLug,2Hole,Long,95/70mm,M12,PKG10 | Two-hole, metric conductor, long barrel, 95mm² 2r, 70mm² class 5f/6f, M12. | C | 100 | 10 | 1 | 3336.94
07498300387 | LCMD10-6CD-Q | Cu,CompMetLug,2H,10mm²,ST,M6S,PK25 | Two-hole, metric conductor, standard barrel with window lug, 10mm² wire, M6 stud hole, slotted tongue. | C | 100 | 1 | 1 | 282.68
07498399766 | LCMD120-00-X | CuMetricLug,Blank,120mm²,PKG10 | Two-hole, metric conductor, long blank tongue, standard barrel with window lug, 120mm² wire. | C | 100 | 1 | 1 | 4389.08
07498300395 | LCMD150-10CD-X | Cu,CompMetLug,2H,150mm²,ST,M10S,PK10 | Two-hole, metric conductor, standard barrel with window lug, 150mm² wire, M10 stud hole, slotted tongue. | C | 100 | 1 | 1 | 4284.89
07498300388 | LCMD16-6CD-Q | Cu,CompMetLug,2H,16mm²,ST,M6S,PK25 | Two-hole, metric conductor, standard barrel with window lug, 16mm² wire, M6 stud hole, slotted tongue. | C | 100 | 1 | 1 | 359.72
07498399749 | LCMD25-10-Q | CuMetricLug,2Hole,25mm²,M10StudPKG25 | Two-hole, metric conductor, standard barrel with window lug, 25mm² wire, M10 stud hole. | C | 100 | 1 | 1 | 712.34
07498399748 | LCMD25-8-Q | CuMetricLug,2Hole,25mm²,M8StudPKG25 | Two-hole, metric conductor, standard barrel with window lug, 25mm² wire, M8 stud hole. | C | 100 | 1 | 1 | 627.59
07498399788 | LCMD300-12-5 | CuMetricLug,2Hole,300mm²,M12StudPKG5 | Two-hole, metric conductor, standard barrel with window lug, 300mm² wire, M12 stud hole. | C | 100 | 5 | 1 | 9988.1
07498399753 | LCMD35-12-Q | CuMetricLug,2Hole,35mm²,M12StudPKG25 | Two-hole, metric conductor, standard barrel with window lug, 35mm² wire, M12 stud hole. | C | 100 | 1 | 1 | 1076.08
07498300390 | LCMD35-8CD-Q | Cu,CompMetLug,2H,35mm²,ST,M8S,PK25 | Two-hole, metric conductor, standard barrel with window lug, 35mm² wire, M8 stud hole, slotted tongue. | C | 100 | 1 | 1 | 1197.66
07498399757 | LCMD50-00-X | CuMetricLug,Blank,50mm²,PKG10 | Two-hole, metric conductor, long blank tongue, standard barrel with window lug, 50mm² wire. | C | 100 | 1 | 1 | 1661.03
07498399755 | LCMD50-10-X | CuMetricLug,2Hole,50mm²,M10StudPKG10 | Two-hole, metric conductor, standard barrel with window lug, 50mm² wire, M10 stud hole. | C | 100 | 1 | 1 | 1391.13
07498300391 | LCMD50-10CD-X | Cu,CompMetLug,2H,50mm²,ST,M10S,PK10 | Two-hole, metric conductor, standard barrel with window lug, 50mm² wire, M10 stud hole, slotted tongue. | C | 100 | 1 | 1 | 1080.31
07498399756 | LCMD50-12-X | CuMetricLug,2Hole,50mm²,M12StudPKG10 | Two-hole, metric conductor, standard barrel with window lug, 50mm² wire, M12 stud hole. | C | 100 | 1 | 1 | 1566.33
07498300386 | LCMD6-5CD-Q | Cu,CompMetLug,2H,4,6mm²,ST,M5S,PK25 | Two-hole, metric conductor, standard barrel with window lug, 4-6mm² wire, M5 stud hole, slotted tongue. | C | 100 | 1 | 1 | 224.85
07498399801 | LCMD630-12-1 | CuMetricLug,2Hole,630mm²,M12StudPKG1 | Two-hole, metric conductor, standard barrel with window lug, 630mm² wire, M12 stud hole. | C | 100 | 1 | 1 | 31595.73
07498300392 | LCMD70-10CD-X | Cu,CompMetLug,2H,70mm²,ST,M10S,PK10 | Two-hole, metric conductor, standard barrel with window lug, 70mm² wire, M10 stud hole, slotted tongue. | C | 100 | 1 | 1 | 1375.78
07498300393 | LCMD95-10CD-X | Cu,CompMetLug,2H,95mm²,ST,M10S,PK10 | Two-hole, metric conductor, standard barrel with window lug, 95mm² wire, M10 stud hole, slotted tongue. | C | 100 | 1 | 1 | 2709.46
07498399761 | LCMD95-12-X | CuMetricLug,2Hole,95mm²,M12StudPKG10 | Two-hole, metric conductor, standard barrel with window lug, 95mm² wire, M12 stud hole. | C | 100 | 10 | 1 | 3004.1
61305631402 | LCP1000-12-3 | Copper Compression Lug, 4 Hole, 1000 kcm | Copper Compression Lug, 4 Hole, 1000 kcmil, 1/2" (12,7mm) Stud, 1.75" Hole Spacing | C | 100 | 1 | 1 | 26689.72
61305631403 | LCP750-12-3 | Copper Compression Lug, 4 Hole, 750 kcmi | Copper Compression Lug, 4 Hole, 750 kcmil, 1/2" (12,7mm) Stud, 1.75" Hole Spacing | C | 100 | 1 | 1 | 24350.77
07498339065 | LIAS1/0-14-L | Lay in Lug,Aluminum,#14-1/0awg,50PK | One-hole lay-in lug, tin-plated aluminum, 1/4" Stud size. | C | 100 | 50 | 1 | 370.64
07498384095 | LJSL18-Y3-1 | Laser/InkJet,Self-LamLbl,PK1000 | Laser/Ink Jet Self-Laminating Label, 8.5" x 11" sheet, 1.88" x 3.17", Polyester, White | M | 1000 | 1000 | 1000 | 434.53
07498334919 | LS8-PCKIT | LS8E,PC Interface with USB and Software | The PC interface kit for Panduit's PanTher LS8E and LS8EQ Hand-Held Thermal Transfer Printers is part of the complete line of identification solutions from Panduit. It includes a USB cable and PC interface software for importing data, making system upgrad | PC | 1 | 1 | 1 | 24.29
07498339186 | LV-S-2G | LOW VOLTAGE MTG BKT,2-Gang,PK25 | Low voltage integral mounting bracket, double gang stud bracket. | C | 100 | 25 | 25 | 281.61
07498327210 | LWC19-H25-C | LtchingWireClip,PM,.19"Bdle,Nat,PK100 | Latching wire clip, push barb mount, .19" (4.8mm) bundle, natural, standard package. | C | 100 | 100 | 100 | 44.92
07498327234 | LWC19-H25-C14 | LtchingWireClip,PM,.19"Bdle,GY,PK100 | Latching wire clip, push barb mount, .19" (4.8mm) bundle, gray, standard package. | C | 100 | 100 | 100 | 49.38
07498327235 | LWC25-H25-C14 | LtchingWireClip,PM,.25"Bdle,Gry,PK100 | Latching wire clip, push barb mount, .25" (6.4mm) bundle, gray, standard package. | C | 100 | 100 | 100 | 57.18
07498327218 | LWC38-H25-D14 | LtchingWireClip,PM,.38"Bdle,Gry,PK500 | Latching wire clip, push barb mount, .38" (9.7mm) bundle, gray, bulk package. | M | 1000 | 500 | 500 | 463.36
07498319384 | M300X100AET | TT,Poly/Po Marker Plate,3"x1",GR | Thermal Transfer, marker plate, 3.00" W x 1.00" H, polyester/polyolefin, green, 500 pc. package quantity. | RL | 1 | 1 | 1 | 305.06
07498344654 | MBEH-TLR316 | CustomBanding,316SS,EH,TS1335,250'L,EA | Panduit® Custom-Length Continuous Banding can be cut to just the right length to guarantee a snug fit for your specific project. Plus, the banding is built with 316 stainless steel, so it can withstand harsh environments. Extra-heavy, 250'L (76m), Tensi | RL | 1 | 1 | 1 | 351.3
07498334331 | MBM-H25-Q | Tie Mount,304 SS,PushButton, .25",PK25 | Stainless steel push-button mount. Use with standard cross section stainless steel ties. | C | 100 | 25 | 25 | 187.21
07498344624 | MBSH-TR316 | CustomBanding,316SS,EH,TS2000,200'L,EA | Panduit® Custom-Length Continuous Banding can be cut to just the right length to guarantee a snug fit for your specific project. Plus, the banding is built with 316 stainless steel, so it can withstand harsh environments. Super-heavy, 200'L (61m), Tensil | RL | 1 | 1 | 1 | 420.14
07498359625 | ML1/0T-LY | Cu,MechLug,1H,Tin-Pltd,B,#8SOL,PK50 | One-hole, copper, single barrel post lug, straight tongue, tin-plated, #8 SOL - 1/0 STR, 5/16 (7.9mm) stud hole. | C | 100 | 1 | 1 | 937.19
07498359626 | ML250-QY | Cu Mech Lug,#6 STR-250kcmil,3/8Stud,PK25 | One-hole, copper, single barrel post lug, straight tongue, #6 STR - 250 kcmil, 3/8 (9.5mm) stud hole. | C | 100 | 1 | 1 | 1657.02
07498359627 | ML250T-QY | Cu,MechLug,1H,Tin-Pltd,B,#6STR,250K,PK25 | One-hole, copper, single barrel post lug, straight tongue, tin-plated, #6 STR - 250 kcmil, 3/8 (9.5mm) stud hole. | C | 100 | 1 | 1 | 1913.85
07498359631 | ML8-CY | Cu Mech Lug,#14 SOL-8 STR,3/16Stud,PK100 | One-hole, copper, single barrel post lug, straight tongue, #14 SOL - #8 STR, 3/16 (4.8mm) stud hole. | C | 100 | 1 | 1 | 277.4
07498378654 | MLT10EH15-LP316 | PanSteelTie,316SS,EH,35.9L,TS3115,PK50 | Pan-Steel® Self-locking Cable Ties speed up installation with a unique self-locking head design that locks into any part of the tie. Plus, the smooth edges of 316 stainless steel promote worker safety in indoor, outdoor and underground environments. Extra | M | 1000 | 50 | 50 | 7113.06
07498344646 | MLT4DEH-Q | MLT Tie, 304 SS, Double Wrap, Extra Heav | Double wrap stainless steel cable tie, AISI 304, extra-heavy, 29.5" length. | M | 1000 | 25 | 25 | 3250.55
07498344651 | MLT6DEH-Q316 | MLTTie,316SS,DoubleWrap,H,34,PK25 | Pan-Steel® Double Wrapped Self-locking Cable Ties speed up installation with a unique self-locking head design that locks into any part of the tie. Plus, the smooth and safe 316 AISI stainless steel cable tie passes through the head twice, providing addit | M | 1000 | 25 | 25 | 6133.06
07498344627 | MLT8DEH15-Q | MLT Tie, 304 SS, Double Wrap, Extra Heav | Double wrap stainless steel cable tie, AISI 304, extra-heavy, 53.5" length. | M | 1000 | 25 | 25 | 7220.3
07498342177 | MLT8LH-LP316 | MLTTie,316SS,LH,26.8,.010thk,PK50 | Pan-Steel® Self-locking Cable Ties speed up installation with a unique self-locking head design that locks into any part of the tie. Plus, the smooth edges of 316 stainless steel promote worker safety in indoor, outdoor and underground environments. Light | M | 1000 | 50 | 50 | 3487.91
07498311789 | MLTFC2H-LP316BU | PanSteelTie,316SS,POLY,H,7.9,BLU,P50 | Pan-Steel® Polyester Fully Coated Cable Ties speed up installation with a unique self-locking head design that locks into any part of the tie. Plus, 316 stainless steel is wrapped in UV-resistant, halogen-free, low-smoke Polyester to promote worker safety | M | 1000 | 50 | 50 | 3116.35
07498311785 | MLTFC2H-LP316GR | PanSteelTie,316SS,POLY,H,7.9,GRN,P50 | Pan-Steel® Polyester Fully Coated Cable Ties speed up installation with a unique self-locking head design that locks into any part of the tie. Plus, 316 stainless steel is wrapped in UV-resistant, halogen-free, low-smoke Polyester to promote worker safety | M | 1000 | 50 | 50 | 3116.35
07498311773 | MLTFC2H-LP316RD | PanSteelTie,316SS,POLY,H,7.9,RED,P50 | Pan-Steel® Polyester Fully Coated Cable Ties speed up installation with a unique self-locking head design that locks into any part of the tie. Plus, 316 stainless steel is wrapped in UV-resistant, halogen-free, low-smoke Polyester to promote worker safety | M | 1000 | 50 | 50 | 3116.35
07498311792 | MLTFC2H-LP316WH | PanSteelTie,316SS,POLY,H,7.9,WHT,P50 | Pan-Steel® Polyester Fully Coated Cable Ties speed up installation with a unique self-locking head design that locks into any part of the tie. Plus, 316 stainless steel is wrapped in UV-resistant, halogen-free, low-smoke Polyester to promote worker safety | M | 1000 | 50 | 50 | 3116.35
07498311782 | MLTFC2H-LP316YL | PanSteelTie,316SS,POLY,H,7.9,YEL,P50 | Pan-Steel® Polyester Fully Coated Cable Ties speed up installation with a unique self-locking head design that locks into any part of the tie. Plus, 316 stainless steel is wrapped in UV-resistant, halogen-free, low-smoke Polyester to promote worker safety | M | 1000 | 50 | 50 | 3116.35
07498311791 | MLTFC6H-LP316BU | PanSteelTie,316SS,POLY,H,20.5,BLU,P50 | Pan-Steel® Polyester Fully Coated Cable Ties speed up installation with a unique self-locking head design that locks into any part of the tie. Plus, 316 stainless steel is wrapped in UV-resistant, halogen-free, low-smoke Polyester to promote worker safety | M | 1000 | 50 | 50 | 5476.13
07498311787 | MLTFC6H-LP316GR | PanSteelTie,316SS,POLY,H,20.5,GRN,P50 | Pan-Steel® Polyester Fully Coated Cable Ties speed up installation with a unique self-locking head design that locks into any part of the tie. Plus, 316 stainless steel is wrapped in UV-resistant, halogen-free, low-smoke Polyester to promote worker safety | M | 1000 | 50 | 50 | 5476.13
07498311779 | MLTFC6H-LP316RD | PanSteelTie,316SS,POLY,H,20.5,RED,P50 | Pan-Steel® Polyester Fully Coated Cable Ties speed up installation with a unique self-locking head design that locks into any part of the tie. Plus, 316 stainless steel is wrapped in UV-resistant, halogen-free, low-smoke Polyester to promote worker safety | M | 1000 | 50 | 50 | 5476.13
07498311794 | MLTFC6H-LP316WH | PanSteelTie,316SS,POLY,H,20.5,WHT,P50 | Pan-Steel® Polyester Fully Coated Cable Ties speed up installation with a unique self-locking head design that locks into any part of the tie. Plus, 316 stainless steel is wrapped in UV-resistant, halogen-free, low-smoke Polyester to promote worker safety | M | 1000 | 50 | 50 | 5476.13
07498311784 | MLTFC6H-LP316YL | PanSteelTie,316SS,POLY,H,20.5,YEL,P50 | Pan-Steel® Polyester Fully Coated Cable Ties speed up installation with a unique self-locking head design that locks into any part of the tie. Plus, 316 stainless steel is wrapped in UV-resistant, halogen-free, low-smoke Polyester to promote worker safety | M | 1000 | 50 | 50 | 5476.13
07498300693 | MMP350H-CAL | Alum MP,4 Hole Nat 3.5"x.75"x.012" | Aluminum marker plate, aluminum color, standard package. | C | 100 | 100 | 100 | 80.14
07498354416 | MMP350W38-C | Mkr.Plate,304SS,3.5"x.38"x.010"Thk,PK100 | Marker plate, four holes, 304 Stainless Steel, 3.50" x .38", standard package. | C | 100 | 100 | 100 | 66.78
07498354417 | MMP350W38-C316 | Mkr.Plate,316SS,3.5"x.38"x.010"Thk,PK100 | Marker Plate, 316 Stainless Steel, Rectangular, 4 Hole, Dimensions 3.50 Inches x 0.38 Inch x 0.010 Inch (89.0mm x 10.0mm x 0.25mm). Provides permanent identification of pipes, conduit, valves, cables and equipment in harsh environments. Designed for use w | C | 100 | 100 | 100 | 80.23
61305681799 | MP200 | MP200 Printer & 1 Cassette of T100X000VP | The MP200 printer is a rugged, high performance, economical industrial printer. It features fast print speeds up to 1.2 in/sec, a powered cutter allowing both full and half cuts, a large LCD backlit screen, custom label modes, barcodes and symbols. With t | PC | 1 | 1 | 1 | 108.99
07498365042 | MP200-C0 | MrkrPlt,2"x0.75",WR,BL,PK100 | Harness Identification Marker Plate, 2.00" x 0.75"(50.8mm x 19.1mm), weather resistant, black, standard package. | C | 100 | 100 | 100 | 94.89
61305681800 | MP200-KIT | MP200 Printer, 1 Cassette of T100X000VPM | The MP200-KIT printer is a rugged, high performance, economical industrial printer. It features fast print speeds up to 1.2 in/sec, a powered cutter, a large LCD backlit screen, custom label modes, barcodes and symbols. Prints continuous tapes up to 1.0 i | PC | 1 | 1 | 1 | 195
61305681796 | MP75 | MP75 Printer & 1 Cassette of T075X000VPM | The MP75 mobile label printer is an affordable, compact entry level industrial printer. It features custom label modes, a qwerty keyboard, backlit LCD screen, and a large library of barcodes and custom symbols. With the MP75 you can print a variety of con | PC | 1 | 1 | 1 | 75
07498302375 | MRS1S-C4 | RadialSealTie,304SS,STD,9L,TS800,PK100 | Pan-Steel® 360-degree Radial Seal Retained Tension Ties speed up installation with a unique self-locking head design that locks into any part of the 304 stainless steel tie. Plus, the aggressive head and displacement lock provide a quick, tight lock in an | M | 1000 | 100 | 100 | 1177.93
07498306365 | MRS4H-L4 | RadialSealTie,304SS,H,18.5,TS1780,PK50 | Pan-Steel® 360-degree Radial Seal Retained Tension Ties speed up installation with a unique self-locking head design that locks into any part of the 304 stainless steel tie. Plus, the aggressive head and displacement lock provide a quick, tight lock in an | M | 1000 | 50 | 50 | 1783.66
07498302362 | MRS6H-L4 | RadialSealTie,304SS,H,24.8,TS1780,PK50 | Pan-Steel® 360-degree Radial Seal Retained Tension Ties speed up installation with a unique self-locking head design that locks into any part of the 304 stainless steel tie. Plus, the aggressive head and displacement lock provide a quick, tight lock in an | M | 1000 | 50 | 50 | 2670.86
07498302334 | MRT1.5H-L4 | RetainedTensionTie,304SS,H,10.6,PK50 | Pan-Steel® Retained Tension Ties speed up installation with a unique self-locking head design that locks into any part of the stainless steel tie. Plus, the patented locking head design provides the highest rated tension in the industry, fastening tightly | M | 1000 | 50 | 50 | 1243.55
07498302338 | MRT1.5LH-L4 | RetainedTensionTie,304SS,LH,10.6,PK50 | Pan-Steel® Retained Tension Ties speed up installation with a unique self-locking head design that locks into any part of the stainless steel tie. Plus, the patented locking head design provides the highest rated tension in the industry, fastening tightly | M | 1000 | 50 | 50 | 1139.93
07498300717 | MRT2LH-L4 | RetainedTensionTie,304SS,LH,12.2,PK50 | Pan-Steel® Retained Tension Ties speed up installation with a unique self-locking head design that locks into any part of the stainless steel tie. Plus, the patented locking head design provides the highest rated tension in the industry, fastening tightly | M | 1000 | 50 | 50 | 1266.61
07498302337 | MRT6H-L4 | RetainedTensionTie,304SS,H,6,24.8,PK50 | Pan-Steel® Retained Tension Ties speed up installation with a unique self-locking head design that locks into any part of the stainless steel tie. Plus, the patented locking head design provides the highest rated tension in the industry, fastening tightly | M | 1000 | 50 | 50 | 2427.93
07498300719 | MRT6LH-L4 | RetainedTensionTie,304SS,LH,6,24.8,PK50 | Pan-Steel® Retained Tension Ties speed up installation with a unique self-locking head design that locks into any part of the stainless steel tie. Plus, the patented locking head design provides the highest rated tension in the industry, fastening tightly | M | 1000 | 50 | 50 | 2225.68
07498300731 | MRT6S-C4 | RetandedTensionTie,304SS,STD,24.8,PK100 | Pan-Steel® Retained Tension Ties speed up installation with a unique self-locking head design that locks into any part of the stainless steel tie. Plus, the patented locking head design provides the highest rated tension in the industry, fastening tightly | M | 1000 | 100 | 100 | 2023.39
07498344706 | MS10W38T15-L4 | PanSteel Strap,304SS,10"DM,0.38"W,PK50 | The Panduit Pan-Steel® Strap is designed to maintain a safe, secure connection. Built with 304 AISI stainless steel with a fold-over lock, it is ideal for indoor and outdoor conditions. Low-profile buckle, 37"L (940mm), 0.4"W (10mm), Tensile strength: 300 | M | 1000 | 50 | 50 | 2368.64
07498319843 | MS10W75T30-Q2 | PanSteel Strap,201SS,10"DM,0.75"W,PK25 | The Panduit Pan-Steel® Strap is designed to maintain a safe, secure connection. Built with 201 AISI stainless steel with a fold-over lock, it is ideal for indoor and outdoor conditions. Low-profile buckle, 39"L (991mm), 0.8"W (19mm), Tensile Strength: 106 | M | 1000 | 25 | 25 | 9671.55
07498344701 | MS2W38T15-L4 | PanSteel Strap,304SS,2"DM,0.38"W,PK50 | The Panduit Pan-Steel® Strap is designed to maintain a safe, secure connection. Built with 304 AISI stainless steel with a fold-over lock, it is ideal for indoor and outdoor conditions. Low-profile buckle, 12"L (305mm), 0.4"W (10mm), Tensile Strength: 222 | M | 1000 | 50 | 50 | 1423.78
07498344703 | MS6W38T15-L4 | PanSteel Strap,304SS,6"DM,0.38"W,PK50 | The Panduit Pan-Steel® Strap is designed to maintain a safe, secure connection. Built with 304 AISI stainless steel with a fold-over lock, it is ideal for indoor and outdoor conditions. Low-profile buckle, 24"L (610mm), 0.4"W (10mm), Tensile Strength: 222 | M | 1000 | 50 | 50 | 1877.11
07498344671 | MS6W38T15-L6 | PanSteel Strap,316SS,6"DM,0.38"W,PK50 | The Panduit Pan-Steel® Strap is designed to maintain a safe, secure connection. Built with 316 AISI stainless steel with a fold-over lock, it is ideal for severe weather, intense UV rays, high vibration and galvanic corrosion. Low-profile buckle, 24.4"L ( | M | 1000 | 50 | 50 | 2440.24
07498319841 | MS6W75T30-Q2 | PanSteel Strap,201SS,6"DM,0.75"W,PK25 | The Panduit Pan-Steel® Strap is designed to maintain a safe, secure connection. Built with 201 AISI stainless steel with a fold-over lock, it is ideal for indoor and outdoor conditions. Low-profile buckle, 27"L (686mm), 0.8"L (19mm), Tensile Strength: 106 | M | 1000 | 25 | 25 | 7035.84
07498344705 | MS8W38T15-L4 | PanSteel Strap,304SS,8"DM,0.38"W,PK50 | The Panduit Pan-Steel® Strap is designed to maintain a safe, secure connection. Built with 304 AISI stainless steel with a fold-over lock, it is ideal for indoor and outdoor conditions. Low-profile buckle, 31"L (787mm), 0.4"W (9mm), Tensile Strength: 2229 | M | 1000 | 50 | 50 | 2141.84
07498344687 | MS8W50T15-L6 | PanSteel Strap,316SS,8"DM,0.5"W,PK50 | The Panduit Pan-Steel® Strap is designed to maintain a safe, secure connection. Built with 316 AISI stainless steel with a fold-over lock, it is ideal for severe weather, intense UV rays, high vibration and galvanic corrosion. Low-profile buckle, 31"L (78 | M | 1000 | 50 | 50 | 3235.02
07498344684 | MSC10W63T15-L6 | PanSteel Strapping,N316L,TS3560,.6",37' | Panduit® Pan-Steel® Nylon 11 Coated Strapping can be cut to meet your many project needs. Built with 316L stainless steel coated with Nylon and a fold-over lock, it maintains a safe, secure connection despite severe weather, intense UV rays, high vibratio | M | 1000 | 50 | 50 | 7650.3
07498344661 | MSC2W38T15-L6 | PanSteel Strapping,N316L,TS1335,.4",12' | Panduit® Pan-Steel® Nylon 11 Coated Strapping can be cut to meet your many project needs. Built with 316L stainless steel coated with Nylon and a fold-over lock, it maintains a safe, secure connection despite severe weather, intense UV rays, high vibratio | M | 1000 | 50 | 50 | 2510.31
07498344663 | MSC6W38T15-L6 | PanSteel Strapping,N316L,TS1335,.4",24' | Panduit® Pan-Steel® Nylon 11 Coated Strapping can be cut to meet your many project needs. Built with 316L stainless steel coated with Nylon and a fold-over lock, it maintains a safe, secure connection despite severe weather, intense UV rays, high vibratio | M | 1000 | 50 | 50 | 3865.82
07498333630 | MT125S-Q | MarkerTag,304SS,Square,PK25 | Metal tag, one-hole, 304 Stainless Steel, 1.25" square. | C | 100 | 25 | 25 | 202.74
07498357797 | MT150D-Q316 | MarkerTag,316SS,1.50"x.035",PK25 | Marker tag, 1.50" circular, 316 Stainless Steel. | C | 100 | 25 | 25 | 247.36
07498357796 | MT1D-Q316 | MarkerTag,316SS,Circle,1.0"x.035",PK25 | Marker tag, 1.00" circular, 316 Stainless Steel. | C | 100 | 25 | 25 | 140.93
07498333620 | MT213D-Q | MarkerTag,304SS,Circle,PK25 | Marker tag, 304 Stainless Steel, circular, 2.13". | C | 100 | 25 | 25 | 188.01
07498357798 | MT213D-Q316 | MarkerTag,316SS,2.13"x.015",PK25 | Marker tag, 316 Stainless Steel, circular, 2.13". | C | 100 | 25 | 25 | 276.69
07498322558 | MT350W38-C316 | MarkerTag,316SS,3.50"x.38"x.015,PK100 | Marker tag, one hole, 316 Stainless Steel, 3.50" x .38". | C | 100 | 100 | 100 | 116.87
61305656965 | MT350W38-CQ316 | Marker Plate, 316 SS, 1 Hole, 3.5" (89mm | Marker tag, one hole, 316 Stainless Steel, 3.50" x .38". | C | 100 | 125 | 125 | 79.33
07498333628 | MTB1D-Q | Tag,Brass,1.0in circle,PK25 | Marker tag, 1.00" circular, brass. | C | 100 | 25 | 25 | 75.87
07498333624 | MTB213D-Q | MarkerTag,Brass,Circle,PK25 | Marker tag, brass, circular, 2.13". | C | 100 | 25 | 25 | 162.81
07498344643 | MTHEH-C316 | BandingHead,316SS,EH,PK100 | Loose piece banding head for extra-heavy cross section banding, Stainless Steel 316. | M | 1000 | 100 | 100 | 1163.27
07498344609 | MTHSH-C316 | BandingHead,316SS,SH,PK100 | Loose piece banding head for super-heavy cross section banding, Stainless Steel 316. | M | 1000 | 500 | 100 | 1660.06
07498358149 | N025X075CBD | Label,VinylCloth,.25"Wx.75"H,PK5000 | Dot matrix non-laminated label, 0.25" W x 0.75" H, vinyl cloth, white. | M | 1000 | 5000 | 5000 | 32.21
07498356972 | N025X125CBT | TT,Adh Non-Lam Vyl Clth Lbl,.25"x1.25" | White, vinyl cloth label. | M | 1000 | 10000 | 10000 | 48.86
07498356930 | N025X125FJJ | NetworkLabel,Adh,.25"Wx1.25"H,WH,PK10000 | Non-laminated polyolefin label, 0.25" W x 1.25" H, 10-6 AWG, adhesive polyolefin, white, 25 labels/row, 175 labels/sheet, 10000 labels per package. | M | 1000 | 10000 | 10000 | 34.25
07498333302 | N050X125C2T | TT,Non-Lam Lbl,Nyl Cloth,.5"x1.25",YL | Yellow, nylon cloth label, 0.5" x 1.25". | M | 1000 | 10000 | 10000 | 61.29
07498356979 | N050X175CBT | TT,Adh Non-Lam Vyl Clth Lbl,.5"x1.75",WH | White, vinyl cloth label. | M | 1000 | 2500 | 2500 | 74.77
07498356968 | N100X125FJJ | NetworkLabel,Adh,1"Wx1.25"H,WH,PK5000 | Non-laminated polyolefin label, 1.0" W x 1.25" H, 10-6 AWG, adhesive polyolefin, white, 7 labels/row, 49 labels/sheet, 5000 labels per package. | M | 1000 | 5000 | 5000 | 126.79
07498378616 | N100X150CBC | P1 Adh Vyl Clth Comp Cass,1"x1.5",WH | White, vinyl cloth label for Cat. 8 - 2 AWG, 75/cassette. | PC | 1 | 1 | 1 | 25.95
07498365227 | NC50LG2 | Repl MTC HalFree DCT CVR,50mmx2M,LG,2MT | Type NC halogen-free wiring duct cover, 50mm W x 2M length, halogen-free, light gray. | MR | 1 | 20 | 20 | 13.73
07498365104 | NNC100X75WH2 | Slot HalFree MDCT,100mmx75mmx2M,WH,2Mtr | Panduct® type NNC halogen-free metric wiring duct, 100mm W x 72.4mm H x 2M length, halogen-free, white. | MR | 1 | 10 | 10 | 103.67
07498365101 | NNC25X37WH2 | Slot HalFree MDCT,25mmx37mmx2M,WH,2Mtr | Panduct® type NNC halogen-free metric wiring duct, 25mm W x 37mm H x 2M length, halogen-free, white. | MR | 1 | 20 | 20 | 32.31
07498380916 | P10-10LF-L | Fork,Locking,Non-Ins,12-10AWG,#10,PK50 | Locking Fork Terminal, non-insulated, 14- 10 AWG, #10 stud size, standard package. | C | 100 | 50 | 50 | 73.26
07498336492 | P10-10R-E | Ring,Non-Insul,12-10AWG,#10 STUD,PK20 | Ring Terminal, 12 – 10 AWG, #10 stud size, non-insulated, convenience package. | C | 100 | 20 | 20 | 70.47
07498380522 | P10-14F-L | Fork,Non-Insul,12-10AWG,1/4 IN,PK50 | Fork Terminal, non-insulated, 12- 10 AWG, 1/4 stud size, standard package. | C | 100 | 50 | 50 | 68.47
07498380913 | P10-6LF-D | Fork,Locking,non-ins,12-10AWG,#6,PK500 | Locking Fork Terminal, non-insulated, 14- 10 AWG, #6 stud size, bulk package. | M | 1000 | 500 | 500 | 301.4
07498380551 | P10-6RHT6-D | Ring,HiTemp,NonIns,12-10AWG,#6,PK500 | High Temperature Ring Terminal, 12 – 10 AWG, #6 stud size, non-insulated, bulk package. | M | 1000 | 500 | 500 | 413.61
07498380286 | P12-38HDR-L | Ring,HD,non-insul,16-12AWG,3/8IN,PK50 | Ring Terminal, 16-12 AWG, 3/8" stud size, heavy duty, non-insulated, standard package. | C | 100 | 50 | 50 | 89.4
07498380276 | P12-6HDR-L | Ring,HD,non-insul,16-12AWG,#6 STUD,PK50 | Ring Terminal, 16-12 AWG, #6 stud size, heavy duty, non-insulated, standard package. | C | 100 | 50 | 50 | 75.87
07498380278 | P12-8HDR-L | Ring,HD,non-insul,16-12AWG,#8 STUD,PK50 | Ring Terminal, 16-12 AWG, #8 stud size, heavy duty, non-insulated, standard package. | C | 100 | 50 | 50 | 75.87
07498363373 | P12312P | Z-PURLIN CLIP,3/4 in,EMT,PK100 | Z-Purlin clip with 3/4" push fit conduit clip. | PC | 1 | 100 | 100 | 1.75
07498363863 | P12P58SM | BEAM CLAMP,5/16-1/2,PUSH,3/4 in,SM,PK100 | Beam clamp for 5/16" - 1/2" flange with 3/4" push fit conduit clip, 1/2" Rigid/IMC, static load capacity: 15 lbs. vertically for side mount. | PC | 1 | 100 | 100 | 1.7
07498363993 | P12PATA | T-BAR CLIP,3/4 in,EMT,TOP MOUNT,PK100 | T-bar clip with 3/4" push fit conduit clip. | PC | 1 | 100 | 100 | 1.49
07498363826 | P12PF | STUD WALL CLIP,3/4 in,EMT,PUSH FIT,PK100 | Stud wall clip with 3/4" push fit conduit clip. | PC | 1 | 100 | 100 | 1.89
07498380910 | P14-10LF-C | Fork,Lock,Non-Ins,18-14AWG,#10STUD,PK100 | Locking Fork Terminal, non-insulated, 18- 14 AWG, #10 stud size, standard package. | C | 100 | 100 | 100 | 53.27
07498380214 | P14-4R-C | Ring,Non-Insul,16-14AWG,#4 STUD,PK100 | Ring Terminal, 18 – 14 AWG, #4 stud size, non-insulated, standard package. | C | 100 | 100 | 100 | 41.62
07498380855 | P14-6FN-C | Fork,Non-Ins,16-14AWG,#6 STUD,NRW,PK100 | Fork Terminal, non-insulated, 18- 14 AWG, #6 stud size, narrow tongue, standard package. | C | 100 | 100 | 100 | 40.81
07498363323 | P1620M | CONDUIT CLIP,SNAP CLOSE,1-1.25 in,PK100 | Snap close conduit clip, fits EMT/Rigid/IMC 1 1/4 to 1, static load capacity:100 lbs. | PC | 1 | 100 | 100 | 2.09
07498363319 | P16M | CONDUIT CLIP,SNP CLS,NON-THRD,1 in,PK100 | Snap close conduit clip for 1" conduit with 1/4" non-threaded mounting hole, static load capacity: 100 lbs - vertical, 25 lbs. - horizontal. | PC | 1 | 100 | 100 | .75
07498362996 | P16M58 | BEAM CLAMP,5/16-1/2in,SNP CLS, 1in,PK100 | Beam clamp for 5/16" - 1/2" flange with 1" snap closed conduit clip, bottom mount, static load capacity: 75 lbs. vertically. | PC | 1 | 100 | 100 | 2.4
07498363864 | P16M58SM | BEAM CLAMP,5/16-1/2in,SD MNT,3/8in,PK100 | Beam clamp for 5/16" - 1/2" flange with 1" snap closed conduit clip, side mount, static load capacity: 25 lbs. vertically. | PC | 1 | 100 | 100 | 1.92
07498363849 | P16P24SM | BEAM CLAMP,1/8-1/4in,PUSH,SD MNT,PK100 | Beam clamp for 1/8" - 1/4" flange with 1" push fit conduit clip, 3/4" Rigid/IMC, static load capacity: 25 lbs. - vertically for bottom mount, 15 lbs. vertically for side mount. | PC | 1 | 100 | 100 | 1.75
07498363904 | P16P912SM | BeamClmp,9/16-3/4in,Psh,SDMNT,1",PK100 | Beam clamp for 9/16" - 3/4" flange with 1" push fit conduit clip, 3/4" Rigid/IMC, static load capacity: 15 lbs. vertically for side mount. | PC | 1 | 100 | 100 | 2.1
07498363985 | P16PATA | T-BAR CLIP,1 in EMT,TOP MOUNT,PK100 | T-bar clip with 1" push fit conduit clip. | PC | 1 | 100 | 100 | 1.75
07498380200 | P18-4R-C | Ring,Non-Insul,22-16AWG,#4 STUD,PK100 | Ring Terminal, 22 – 16 AWG, #4 stud size, non-insulated, standard package. | C | 100 | 100 | 100 | 39.26
07498380211 | P18-56R-M | Ring,Non-Ins,22-16AWG,5/16 IN ,PK1000 | Ring Terminal, 22 – 16 AWG, 5/16" stud size, non-insulated, bulk package. | M | 1000 | 1000 | 1000 | 287.77
07498380900 | P18-6LF-C | Fork,Locking,Non-Ins,22-16AWG,#6,PK100 | Locking Fork Terminal, non-insulated, 22- 16 AWG, #6 stud size, standard package. | C | 100 | 100 | 100 | 53.31
07498380535 | P18-6RHT6-C | Ring,NonInsul,22-18AWG,#6 STUD,PK1000 | High Temperature Ring Terminal, 22 – 18 AWG, #6 stud size, non-insulated, standard package. | C | 100 | 100 | 100 | 52.42
07498380701 | P18-8FF-M | Fork,Flange,Non-Insul,22-16AWG,#8,PK1000 | Flanged Fork Terminal, 22- 16 AWG, #8 stud size, non-insulated, bulk package. | M | 1000 | 1000 | 1000 | 214.41
07498387045 | P2-10R-X | Ring,Non-Ins,2 AWG,#10 STUD,PK10 | Ring terminal, large wire, 2 AWG, #10 stud size, non-insulated, standard package. | C | 100 | 10 | 10 | 374.38
07498312802 | P2-10RHT6-X | Ring,HiTemp,Non-Ins,2 AWG,#10 STUD,PK10 | High Temperature Ring Terminal, 2 AWG, #10 stud size, non-insulated. | C | 100 | 10 | 10 | 279.17
07498362966 | P20M24 | BEAM CLAMP,1/8-1/4 in,SNP CLS,1.25,PK100 | Beam clamp for 1/8" - 1/4" flange with 1-1/4" snap closed conduit clip, 1/4" non-threaded mounting hole, bottom mount, static load capacity: 75 lbs vertically. | PC | 1 | 100 | 100 | 2.71
07498362998 | P20M58 | BEAM CLAMP,5/16-1/2 in,SNAP,1.25in,PK100 | Beam clamp for 5/16" - 1/2" flange with 1-1/4" snap closed conduit clip., bottom mount, static load capacity: 75 lbs. vertically. | PC | 1 | 100 | 100 | 2.59
07498389028 | P22-10R-C | Ring,Non-Insul,26-22AWG,#10 STUD,PK100 | Ring Terminal, 26 – 22 AWG, #10 stud size, non-insulated, standard package. | C | 100 | 100 | 100 | 37.31
07498389020 | P22-2R-C | Ring,Non-Insul,26-22AWG,#2 STUD,PK100 | Ring Terminal, 26 – 22 AWG, #2 stud size, non-insulated, standard package. | C | 100 | 100 | 100 | 37.31
07498389024 | P22-6R-C | Ring,Non-Insul,26-22AWG,#6 STUD,PK100 | Ring Terminal, 26 – 22 AWG, #6 stud size, non-insulated, standard package. | C | 100 | 100 | 100 | 37.31
07498389026 | P22-8R-C | Ring,Non-Insul,26-22AWG,#8 STUD,PK100 | Ring Terminal, 26 – 22 AWG, #8 stud size, non-insulated, standard package. | C | 100 | 100 | 100 | 37.31
07498390841 | P3000050EG | BEAM CLAMP,3/4 in FLGE,1/2-13 HOLE,PK25 | Malleable iron beam clamp for 3/4" flange with 1/2-13 threaded hole. | PC | 1 | 25 | 25 | 9.59
07498363888 | P32M58SM | BEAM CLAMP,5/16-1/2 in,SD MNT,2 in,PK100 | Beam clamp for 5/16" - 1/2" flange with 2" snap close conduit clip, side mount, static load capacity: 25 lbs. vertically. | PC | 1 | 100 | 100 | 2.37
07498363976 | P35016M | SCREW-ON SUPPORT,1 in,CONDUIT,SNAP,PK100 | Stud fastener used to secure 1" conduit to metal stud, EMT Size: 1.00", Rigid/IMC: 1.00". | PC | 1 | 100 | 100 | 1.79
07498363984 | P350812M | SCREW-ON SUPPORT,1/2-3/4,CNDT,SNAP,PK100 | Stud fastener used to secure 1/2" or 3/4" conduit to metal stud. | PC | 1 | 100 | 100 | 1.64
07498374197 | P4ACS | T-BAR FASTENER,THREADED HOLE,PK100 | T-bar fastener; conduit and box support for T-bar with 1/4-20 threaded impression. | PC | 1 | 100 | 100 | .89
07498363425 | P4TI58 | BEAM CLAMP,5/16-1/2,ROD HGR,1/4-20,PK100 | Beam clamp for 5/16 - 1/2 flange with rod hanger for 1/4-2- threaded rod, static load capacity: 160 lbs. | PC | 1 | 100 | 100 | 1.6
07498363617 | P4TIO | ROD HANGER,OFFSET,1/4-20 THD,PK100 | Rod hanger for 1/4-20 threaded rod with offset bracket. | PC | 1 | 100 | 100 | 1.29
07498362945 | P4Z3416M | MULTIFUNCTION CLIP,1 in SNAP,PK100 | Multi-function clip for drop wire or flange, fits EMT 1", fits Rigid/IMC 1", no static load rating -- for positioning only. | PC | 1 | 100 | 100 | 1.59
07498362940 | P4Z3416P | MULTIFUNCTION CLIP ,1 in PUSH,PK100 | Multi-function clip for drop wire or flange, fits EMT 1, fits Rigid/IMC 3/4", no static load rating -- for positioning only. | PC | 1 | 100 | 100 | 1.54
07498362941 | P4Z348P | MULTIFUNCTION CLIP,1/2 in PUSH,PK100 | Multi-function clip for drop wire or flange, fits EMT 1/2", no static load rating -- for positioning only. | PC | 1 | 100 | 100 | 1.54
07498364528 | P515C13BL3 | BPwC,3Ft(950mm),NEMA5-15toIECc-13,RoHS | Power cord, 3.00 ft. length (950.0mm), black, NEMA 5-15 to IEC C13. | PC | 1 | 1 | 1 | 28.76
07498363426 | P6A58 | BEAM CLAMP,5/16-1/2,HMR ON,3/8,NT,PK100 | Beam clamp for 5/16" - 1/2" flange with rod hanger or 3/8" plain rod, static load capacity: 160 lbs. | PC | 1 | 100 | 100 | 1.5
07498363016 | P6M58 | BEAM CLAMP,5/16-1/2,SNAP,3/8,CNDT,PK100 | Beam clamp for 5/16" - 1/2" flange with 3/8" snap closed conduit clip, bottom mount, static load capacity: 75 lbs. vertically. | PC | 1 | 100 | 100 | 2.22
07498363409 | P6TA24 | BEAM CLAMP,1/8-1/4,RD HGR,1/4-3/8,PK100 | Beam clamp for 1/8 - 1/4 flange with 1/4 - 3/8 threaded rod hanger - requires nuts, static load capacity: 160 lbs. | PC | 1 | 100 | 100 | 1.5
07498363586 | P6TO | ROD/WIRE HANGER,1/4-3/8 THD,OFFSET,PK100 | Rod hanger for 1/4 - 3/8 threaded rod with offset bracket - nuts required. | PC | 1 | 100 | 100 | 1.19
07498311064 | P8-10RHT6-T | Ring Terminal, high temperature, non-ins | High Temperature Ring Terminal, 8 AWG, #10 stud size, non-insulated, bulk package. | M | 1000 | 200 | 200 | 809.7
07498363324 | P812M | SNAP CLOSE CONDUIT CLIP,1/2-3/4,NT,PK100 | Snap close conduit clip for 1/2" - 3/4" conduit with 1/4 non-threaded mounting hole, static load capacity: 100 lbs. - vertical, 25 lbs.- horizontal. | PC | 1 | 100 | 100 | .53
07498363326 | P812M4I | SNAP CLOSE CONDUIT CLIP,1/2-3/4,TD,PK100 | Snap close conduit clip for 1/2" - 3/4" conduit with 1/4"-20 threaded hole, static load capacity: 25 lbs. horizontally. | PC | 1 | 100 | 100 | .57
07498363834 | P812MF | METAL STUD CLIP,1/2-3/4 in,SNP,HMR,PK100 | Metal stud clip with 1/2" - 3/4" snap-close conduit clip. | PC | 1 | 100 | 100 | 1.87
07498363852 | P8P24SM | BEAM CLAMP,1/8-1/4,PUSH,1/2,EMT,SM,PK100 | Beam clamp for 1/8" - 1/4" flange with 1/2" push fit conduit clip, static load capacity: 15 lbs. vertically for side mount. | PC | 1 | 100 | 100 | 1.6
07498362992 | P8P58 | BEAM CLAMP,5/16-1/2,PUSH,1/2,EMT,PK100 | Beam clamp for 5/16" - 1/2" flange with 1/2" push fit conduit clip, static load capacity: 25 lbs. - vertically for bottom mount. | PC | 1 | 100 | 100 | 1.97
07498363992 | P8PATA | T-BAR CLIP,1/2 in,EMT,TOP MOUNT,PK100 | T-bar clip with 1/2" push fit conduit clip . | PC | 1 | 100 | 100 | 1.42
07498344568 | PAM100NY-A-C | Cable Tie Mount | Cable Tie Mount, Adh., 1" x 1" (25.4mm x 25.4mm), WH | C | 100 | 1000 | 100 | 17.03
07498385603 | PARW125-YEL | INSPECTION ARROW MARKER,BL/YL,PK25 | Inspection Arrow Marker, 0.13 x 0.19, black legend/yellow background. | C | 100 | 25 | 25 | 367.15
61305617249 | PAT4.0RM | PAT4.0 MANUAL, REPAIR |  | PC | 1 | 1 | 1
07498321965 | PATM-RKS | PAT Hose Strain Relief Kit,EA | Transfer Hose Strain Relief Kit to maintain transfer hose bend radius reducing tie misfeeds due to sharp hose bend radii during robot motion; kit is also included on the PATM-RK Kit or sold separately (includes two 1-foot strain relief tubes with fastenin | PC | 1 | 1 | 1
07498321964 | PATM-TT | PAT Robot Test Tool,EA | PAT Robot Test Tool with Rubber Jaws is used during robot tie installation programming providing a safe method to debug robot software without damaging actual PAT tools (test tool is not provided with the PAT/Robot Integration Kit) | PC | 1 | 1 | 1
61305620460 | PATM4.0-RK | PAT4.0 Robot Integration Kit | PAT4.0 Robot Integration Kit: Metallic Housing includes a pneumatic trigger actuator for remote tie installation and a mounting bolt pattern to ease PAT4.0 tool integration with a robot end effect or for a robust and accurate grip - Transfer Hose Strain R | PC | 1 | 1 | 1
07498362886 | PBC16M | SCREW-ON CLAMP,1 in,EMT/IMC,PK100 | Screw-on beam clamp for up to 1/2" flange with 1" conduit clip, static load capacity: 100 lbs. | PC | 1 | 100 | 100 | 2.79
07498362929 | PBC200CD2.5B | SCREW-ON CLAMP ASSEMBLY,1.25in,EMT,PK100 | Screw-on beam clamp for up to 1/2" flange with 1 1/4" conduit clip. | PC | 1 | 100 | 100 | 2.57
07498362936 | PBC200CD5B | SCREW-ON CLAMP ASSEMBLY,2 in,CNDT,PK100 | Screw-on beam clamp for up to 1/2" flange with 2" conduit clip. | PC | 1 | 50 | 50 | 3.37
07498393686 | PCA07-B | Non-Adh,Clip-On WM,OD .08"-.1",B Leg | Clip-On Wire Markers, .08-.10 Wire OD, Black/White 300 PC, Legend: 'B'. | PK | 1 | 1 | 1 | 42.23
07498393689 | PCA07-E | Non-Adh,Clip-On WM,OD .08"-.1",E Leg | Clip-On Wire Markers, .08-.10 Wire OD, Black/White 300 PC, Legend: 'E'. | PK | 1 | 1 | 1 | 42.23
07498393691 | PCA07-G | Non-Adh,Clip-On WM,OD .08"-.1",G Leg | Clip-On Wire Markers, .08-.10 Wire OD, Black/White 300 PC, Legend: 'G'. | PK | 1 | 1 | 1 | 42.23
07498392958 | PCA07-K-T | Non-Adh,Clip-On WM,OD .08"-.1",K-T Leg | Clip-On Wire Markers, .08-.10 Wire OD, Black/White 300 PC, Legend: 'K thru T'. | PK | 1 | 1 | 1 | 42.64
07498393722 | PCA07-MIN | Non-Adh,Clip-On WM,OD .08"-.1",- Leg | Clip-On Wire Markers, .08-.10 Wire OD, Black/White 300 PC, Legend: '€”'. | PK | 1 | 1 | 1 | 42.23
07498393698 | PCA07-N | Non-Adh,Clip-On WM,OD .08"-.1",N Leg | Clip-On Wire Markers, .08-.10 Wire OD, Black/White 300 PC, Legend: 'N'. | PK | 1 | 1 | 1 | 42.23
07498393710 | PCA07-Z | Non-Adh,Clip-On WM,OD .08"-.1",Z Leg | Clip-On Wire Markers, .08-.10 Wire OD, Black/White 300 PC, Legend: 'Z'. | PK | 1 | 1 | 1 | 42.55
07498362872 | PCD3B | CONDUIT CLAMP,1-1/2 in,CONDUIT,PK100 | Conduit clamp for 1 1/2" conduit, 1 1/4 Rigid/IMC, with nut and bolt and non-threaded mounting hole. | PC | 1 | 100 | 100 | .92
07498395740 | PCL100-0-9 | NO,VylCloth,'0,9',1"H,10/card,PK25 | Vinyl cloth number, 1.00" (25.4mm) legend height, 1.50" (38.1) height, '0-9' (legend), black/yellow, vinyl cloth, 10 markers/card, 25 cards/package. | C | 100 | 25 | 25 | 213.61
07498395731 | PCL100-1 | NUMBER,1.00 IN VNYL CLOTH,'1',BL/YL,PK25 | Vinyl cloth number, 1.00" (25.4mm) legend height, 1.50" (38.1) height, '1' (legend), black/yellow, vinyl cloth, 10 markers/card, 25 cards/package. | C | 100 | 25 | 25 | 213.61
07498395732 | PCL100-2 | NUMBER,1.00 IN VNYL CLOTH,'2',BL/YL,PK25 | Vinyl cloth number, 1.00" (25.4mm) legend height, 1.50" (38.1) height, '2' (legend), black/yellow, vinyl cloth, 10 markers/card, 25 cards/package. | C | 100 | 25 | 25 | 213.61
07498395733 | PCL100-3 | NUMBER,1.00 IN VNYL CLOTH,'3',BL/YL,PK25 | Vinyl cloth number, 1.00" (25.4mm) legend height, 1.50" (38.1) height, '3' (legend), black/yellow, vinyl cloth, 10 markers/card, 25 cards/package. | C | 100 | 25 | 25 | 213.61
07498395734 | PCL100-4 | NUMBER,1.00 IN VNYL CLOTH,'4',BL/YL,PK25 | Vinyl cloth number, 1.00" (25.4mm) legend height, 1.50" (38.1) height, '4' (legend), black/yellow, vinyl cloth, 10 markers/card, 25 cards/package. | C | 100 | 25 | 25 | 213.61
07498395736 | PCL100-6 | NUMBER,1.00 IN VNYL CLOTH,'6',BL/YL,PK25 | Vinyl cloth number, 1.00" (25.4mm) legend height, 1.50" (38.1) height, '6' (legend), black/yellow, vinyl cloth, 10 markers/card, 25 cards/package. | C | 100 | 25 | 25 | 244.14
07498395737 | PCL100-7 | NUMBER,1.00 IN VNYL CLOTH,'7',BL/YL,PK25 | Vinyl cloth number, 1.00" (25.4mm) legend height, 1.50" (38.1) height, '7' (legend), black/yellow, vinyl cloth, 10 markers/card, 25 cards/package. | C | 100 | 25 | 25 | 244.14
07498395780 | PCL100-A | LETTER,1.00 IN VNYL CLOTH,'A',BL/YL,PK25 | Vinyl cloth letter, 1.00" (25.4mm) legend height, 1.50" (38.1) height, 'A' (legend), black/yellow, vinyl cloth, 10 markers/card, 25 cards/package. | C | 100 | 25 | 25 | 213.61
07498395781 | PCL100-B | LETTER,1.00 IN VNYL CLOTH,'B',BL/YL,PK25 | Vinyl cloth letter, 1.00" (25.4mm) legend height, 1.50" (38.1) height, 'B' (legend), black/yellow, vinyl cloth, 10 markers/card, 25 cards/package. | C | 100 | 25 | 25 | 213.61
07498395782 | PCL100-C | LETTER,1.00 IN VNYL CLOTH,'C',BL/YL,PK25 | Vinyl cloth letter, 1.00" (25.4mm) legend height, 1.50" (38.1) height, 'C' (legend), black/yellow, vinyl cloth, 10 markers/card, 25 cards/package. | C | 100 | 25 | 25 | 213.61
07498395783 | PCL100-D | LETTER,1.00 IN VNYL CLOTH,'D',BL/YL,PK25 | Vinyl cloth letter, 1.00" (25.4mm) legend height, 1.50" (38.1) height, 'D' (legend), black/yellow, vinyl cloth, 10 markers/card, 25 cards/package. | C | 100 | 25 | 25 | 244.14
07498395784 | PCL100-E | LETTER,1.00 IN VNYL CLOTH,'E',BL/YL,PK25 | Vinyl cloth letter, 1.00" (25.4mm) legend height, 1.50" (38.1) height, 'E' (legend), black/yellow, vinyl cloth, 10 markers/card, 25 cards/package. | C | 100 | 25 | 25 | 244.14
07498395786 | PCL100-G | LETTER,1.00 IN VNYL CLOTH,'G',BL/YL,PK25 | Vinyl cloth letter, 1.00" (25.4mm) legend height, 1.50" (38.1) height, 'G' (legend), black/yellow, vinyl cloth, 10 markers/card, 25 cards/package. | C | 100 | 25 | 25 | 213.61
07498395789 | PCL100-J | LETTER,1.00 IN VNYL CLOTH,'J',BL/YL,PK25 | Vinyl cloth letter, 1.00" (25.4mm) legend height, 1.50" (38.1) height, 'J' (legend), black/yellow, vinyl cloth, 10 markers/card, 25 cards/package. | C | 100 | 25 | 25 | 244.14
07498395790 | PCL100-K | LETTER,1.00 IN VNYL CLOTH,'K',BL/YL,PK25 | Vinyl cloth letter, 1.00" (25.4mm) legend height, 1.50" (38.1) height, 'K' (legend), black/yellow, vinyl cloth, 10 markers/card, 25 cards/package. | C | 100 | 25 | 25 | 244.14
07498395791 | PCL100-L | LETTER,1.00 IN VNYL CLOTH,'L',BL/YL,PK25 | Vinyl cloth letter, 1.00" (25.4mm) legend height, 1.50" (38.1) height, 'L' (legend), black/yellow, vinyl cloth, 10 markers/card, 25 cards/package. | C | 100 | 25 | 25 | 244.14
07498395792 | PCL100-M | LETTER,1.00 IN VNYL CLOTH,'M',BL/YL,PK25 | Vinyl cloth letter, 1.00" (25.4mm) legend height, 1.50" (38.1) height, 'M' (legend), black/yellow, vinyl cloth, 10 markers/card, 25 cards/package. | C | 100 | 25 | 25 | 244.14
07498395793 | PCL100-N | LETTER,1.00 IN VNYL CLOTH,'N',BL/YL,PK25 | Vinyl cloth letter, 1.00" (25.4mm) legend height, 1.50" (38.1) height, 'N' (legend), black/yellow, vinyl cloth, 10 markers/card, 25 cards/package. | C | 100 | 25 | 25 | 213.61
07498395799 | PCL100-T | LETTER,1.00 IN VNYL CLOTH,'T',BL/YL,PK25 | Vinyl cloth letter, 1.00" (25.4mm) legend height, 1.50" (38.1) height, 'T' (legend), black/yellow, vinyl cloth, 10 markers/card, 25 cards/package. | C | 100 | 25 | 25 | 244.14
07498395803 | PCL100-X | LETTER,1.00 IN VNYL CLOTH,'X',BL/YL,PK25 | Vinyl cloth letter, 1.00" (25.4mm) legend height, 1.50" (38.1) height, 'X' (legend), black/yellow, vinyl cloth, 10 markers/card, 25 cards/package. | C | 100 | 25 | 25 | 244.14
07498395770 | PCL200-0-9 | NO,VylCloth,'0,9',2"H,10/card,PK25 | Vinyl cloth number, 2.00" (50.8mm) legend height, 2.25" (57.2) height, '0-9' (legend), black/yellow, vinyl cloth, 10 markers/card, 25 cards/package. | C | 100 | 25 | 25 | 316.8
07498395935 | PCL300-1 | NUMBER,3.00 IN VNYL CLOTH,'1',BL/YL,PK25 | Vinyl cloth number, 3.00" (76.2mm) legend height, 3.50" (88.9) height, '1' (legend), black/yellow, vinyl cloth, 6 markers/card, 25 cards/package. | C | 100 | 25 | 25 | 473.76
07498395910 | PCL300-C | LETTER,3.00 IN VNYL CLOTH,'C',BL/YL,PK25 | Vinyl cloth letter, 3.00" (76.2mm) legend height, 3.50" (88.9) height, 'C' (legend), black/yellow, vinyl cloth, 6 markers/card, 25 cards/package. | C | 100 | 25 | 25 | 541.45
07498393101 | PCM-101 | Pre-Printed,WM,.36"Wx1.5"L,101,LGND,PK25 | Wire Marker Card, Vinyl Cloth, '101' | C | 100 | 25 | 25 | 270.21
07498393102 | PCM-102 | Pre-Printed,WM,.36"Wx1.5"L,102,LGND,PK25 | Wire Marker Card, Vinyl Cloth, '102' | C | 100 | 25 | 25 | 270.21
07498393103 | PCM-103 | Pre-Printed,WM,.36"Wx1.5"L,103,LGND,PK25 | Wire Marker Card, Vinyl Cloth, '103' | C | 100 | 25 | 25 | 270.21
07498393104 | PCM-104 | Pre-Printed,WM,.36"Wx1.5"L,104,LGND,PK25 | Wire Marker Card, Vinyl Cloth, '104' | C | 100 | 25 | 25 | 270.21
07498393108 | PCM-108 | Pre-Printed,WM,.36"Wx1.5"L,108,LGND,PK25 | Wire Marker Card, Vinyl Cloth, '108' | C | 100 | 25 | 25 | 270.21
07498393109 | PCM-109 | Pre-Printed,WM,.36"Wx1.5"L,109,LGND,PK25 | Wire Marker Card, Vinyl Cloth, '109' | C | 100 | 25 | 25 | 270.21
07498393111 | PCM-111 | Pre-Printed,WM,.36"Wx1.5"L,111,LGND,PK25 | Wire Marker Card, Vinyl Cloth, '111' | C | 100 | 25 | 25 | 270.21
07498393120 | PCM-120 | Pre-Printed,WM,.36"Wx1.5"L,120,LGND,PK25 | Wire Marker Card, Vinyl Cloth, '120' | C | 100 | 25 | 25 | 270.21
07498393121 | PCM-121 | Pre-Printed,WM,.36"Wx1.5"L,121,LGND,PK25 | Wire Marker Card, Vinyl Cloth, '121' | C | 100 | 25 | 25 | 270.21
07498393128 | PCM-128 | Pre-Printed,WM,.36"Wx1.5"L,128,LGND,PK25 | Wire Marker Card, Vinyl Cloth, '128' | C | 100 | 25 | 25 | 270.21
07498393131 | PCM-131 | Pre-Printed,WM,.36"Wx1.5"L,131,LGND,PK25 | Wire Marker Card, Vinyl Cloth, '131' | C | 100 | 25 | 25 | 270.21
07498393132 | PCM-132 | Pre-Printed,WM,.36"Wx1.5"L,132,LGND,PK25 | Wire Marker Card, Vinyl Cloth, '132' | C | 100 | 25 | 25 | 270.21
07498393136 | PCM-136 | Pre-Printed,WM,.36"Wx1.5"L,136,LGND,PK25 | Wire Marker Card, Vinyl Cloth, '136' | C | 100 | 25 | 25 | 270.21
07498393140 | PCM-140 | Pre-Printed,WM,.36"Wx1.5"L,140,LGND,PK25 | Wire Marker Card, Vinyl Cloth, '140' | C | 100 | 25 | 25 | 270.21
07498393146 | PCM-146 | Pre-Printed,WM,.36"Wx1.5"L,146,LGND,PK25 | Wire Marker Card, Vinyl Cloth, '146' | C | 100 | 25 | 25 | 270.21
07498393148 | PCM-148 | Pre-Printed,WM,.36"Wx1.5"L,148,LGND,PK25 | Wire Marker Card, Vinyl Cloth, '148' | C | 100 | 25 | 25 | 270.21
07498392593 | PCM-1L1 | Pre-Printed,WM,.36"Wx1.5"L,1L1,LGND,PK25 | Wire Marker Card, Vinyl Cloth, '1L1' | C | 100 | 25 | 25 | 281.01
07498393046 | PCM-46 | Pre-Printed,WM,.25"Wx1.5"L,46,LGND,PK25 | Wire Marker Card, Vinyl Cloth, '46' | C | 100 | 25 | 25 | 257.91
07498393060 | PCM-60 | Pre-Printed,WM,.25"Wx1.5"L,60,LGND,PK25 | Wire Marker Card, Vinyl Cloth, '60' | C | 100 | 25 | 25 | 268.24
07498393061 | PCM-61 | Pre-Printed,WM,.25"Wx1.5"L,61,LGND,PK25 | Wire Marker Card, Vinyl Cloth, '61' | C | 100 | 25 | 25 | 268.24
07498393062 | PCM-62 | Pre-Printed,WM,.25"Wx1.5"L,62,LGND,PK25 | Wire Marker Card, Vinyl Cloth, '62' | C | 100 | 25 | 25 | 268.24
07498393063 | PCM-63 | Pre-Printed,WM,.25"Wx1.5"L,63,LGND,PK25 | Wire Marker Card, Vinyl Cloth, '63' | C | 100 | 25 | 25 | 257.91
07498393064 | PCM-64 | Pre-Printed,WM,.25"Wx1.5"L,64,LGND,PK25 | Wire Marker Card, Vinyl Cloth, '64' | C | 100 | 25 | 25 | 268.24
07498393065 | PCM-65 | Pre-Printed,WM,.25"Wx1.5"L,65,LGND,PK25 | Wire Marker Card, Vinyl Cloth, '65' | C | 100 | 25 | 25 | 257.91
07498393066 | PCM-66 | Pre-Printed,WM,.25"Wx1.5"L,66,LGND,PK25 | Wire Marker Card, Vinyl Cloth, '66' | C | 100 | 25 | 25 | 281.01
07498393067 | PCM-67 | Pre-Printed,WM,.25"Wx1.5"L,67,LGND,PK25 | Wire Marker Card, Vinyl Cloth, '67' | C | 100 | 25 | 25 | 281.01
07498393070 | PCM-70 | Pre-Printed,WM,.25"Wx1.5"L,70,LGND,PK25 | Wire Marker Card, Vinyl Cloth, '70' | C | 100 | 25 | 25 | 270.21
07498393071 | PCM-71 | Pre-Printed,WM,.25"Wx1.5"L,71,LGND,PK25 | Wire Marker Card, Vinyl Cloth, '71' | C | 100 | 25 | 25 | 270.21
07498393072 | PCM-72 | Pre-Printed,WM,.25"Wx1.5"L,72,LGND,PK25 | Wire Marker Card, Vinyl Cloth, '72' | C | 100 | 25 | 25 | 281.01
07498393073 | PCM-73 | Pre-Printed,WM,.25"Wx1.5"L,73,LGND,PK25 | Wire Marker Card, Vinyl Cloth, '73' | C | 100 | 25 | 25 | 281.01
07498393074 | PCM-74 | Pre-Printed,WM,.25"Wx1.5"L,74,LGND,PK25 | Wire Marker Card, Vinyl Cloth, '74' | C | 100 | 25 | 25 | 281.01
07498393075 | PCM-75 | Pre-Printed,WM,.25"Wx1.5"L,75,LGND,PK25 | Wire Marker Card, Vinyl Cloth, '75' | C | 100 | 25 | 25 | 268.24
07498393076 | PCM-76 | Pre-Printed,WM,.25"Wx1.5"L,76,LGND,PK25 | Wire Marker Card, Vinyl Cloth, '76' | C | 100 | 25 | 25 | 281.01
07498393078 | PCM-78 | Pre-Printed,WM,.25"Wx1.5"L,78,LGND,PK25 | Wire Marker Card, Vinyl Cloth, '78' | C | 100 | 25 | 25 | 268.24
07498393080 | PCM-80 | Pre-Printed,WM,.25"Wx1.5"L,80,LGND,PK25 | Wire Marker Card, Vinyl Cloth, '80' | C | 100 | 25 | 25 | 281.01
07498393081 | PCM-81 | Pre-Printed,WM,.25"Wx1.5"L,81,LGND,PK25 | Wire Marker Card, Vinyl Cloth, '81' | C | 100 | 25 | 25 | 270.21
07498393082 | PCM-82 | Pre-Printed,WM,.25"Wx1.5"L,82,LGND,PK25 | Wire Marker Card, Vinyl Cloth, '82' | C | 100 | 25 | 25 | 270.21
07498393085 | PCM-85 | Pre-Printed,WM,.25"Wx1.5"L,85,LGND,PK25 | Wire Marker Card, Vinyl Cloth, '85' | C | 100 | 25 | 25 | 281.01
07498393086 | PCM-86 | Pre-Printed,WM,.25"Wx1.5"L,86,LGND,PK25 | Wire Marker Card, Vinyl Cloth, '86' | C | 100 | 25 | 25 | 281.01
07498393088 | PCM-88 | Pre-Printed,WM,.25"Wx1.5"L,88,LGND,PK25 | Wire Marker Card, Vinyl Cloth, '88' | C | 100 | 25 | 25 | 270.21
07498393089 | PCM-89 | Pre-Printed,WM,.25"Wx1.5"L,89,LGND,PK25 | Wire Marker Card, Vinyl Cloth, '89' | C | 100 | 25 | 25 | 281.01
07498393091 | PCM-91 | Pre-Printed,WM,.25"Wx1.5"L,91,LGND,PK25 | Wire Marker Card, Vinyl Cloth, '91' | C | 100 | 25 | 25 | 270.21
07498393094 | PCM-94 | Pre-Printed,WM,.25"Wx1.5"L,94,LGND,PK25 | Wire Marker Card, Vinyl Cloth, '94' | C | 100 | 25 | 25 | 270.21
07498393098 | PCM-98 | Pre-Printed,WM,.25"Wx1.5"L,98,LGND,PK25 | Wire Marker Card, Vinyl Cloth, '98' | C | 100 | 25 | 25 | 281.01
07498393099 | PCM-99 | Pre-Printed,WM,.25"Wx1.5"L,99,LGND,PK25 | Wire Marker Card, Vinyl Cloth, '99' | C | 100 | 25 | 25 | 281.01
07498392792 | PCM-A2 | Pre-Printed,WM,.25"Wx1.5"L,A2,LGND,PK25 | Wire Marker Card, Vinyl Cloth, 'A2' | C | 100 | 25 | 25 | 270.21
07498392793 | PCM-A3 | Pre-Printed,WM,.25"Wx1.5"L,A3,LGND,PK25 | Wire Marker Card, Vinyl Cloth, 'A3' | C | 100 | 25 | 25 | 270.21
07498392796 | PCM-B1 | Pre-Printed,WM,.25"Wx1.5"L,B1,LGND,PK25 | Wire Marker Card, Vinyl Cloth, 'B1' | C | 100 | 25 | 25 | 268.24
07498392798 | PCM-B3 | Pre-Printed,WM,.25"Wx1.5"L,B3,LGND,PK25 | Wire Marker Card, Vinyl Cloth, 'B3' | C | 100 | 25 | 25 | 268.24
07498392801 | PCM-C1 | Pre-Printed,WM,.25"Wx1.5"L,C1,LGND,PK25 | Wire Marker Card, Vinyl Cloth, 'C1' | C | 100 | 25 | 25 | 270.21
07498392802 | PCM-C2 | Pre-Printed,WM,.25"Wx1.5"L,C2,LGND,PK25 | Wire Marker Card, Vinyl Cloth, 'C2' | C | 100 | 25 | 25 | 270.21
07498392812 | PCM-E2 | Pre-Printed,WM,.25"Wx1.5"L,E2,LGND,PK25 | Wire Marker Card, Vinyl Cloth, 'E2' | C | 100 | 25 | 25 | 270.21
07498392817 | PCM-F2 | Pre-Printed,WM,.25"Wx1.5"L,F2,LGND,PK25 | Wire Marker Card, Vinyl Cloth, 'F2' | C | 100 | 25 | 25 | 270.21
07498392826 | PCM-H1 | Pre-Printed,WM,.25"Wx1.5"L,H1,PK25 | Wire Marker Card, Vinyl Cloth, 'H1' | C | 100 | 25 | 25 | 270.21
07498392827 | PCM-H2 | Pre-Printed,WM,.25"Wx1.5"L,H2,PK25 | Wire Marker Card, Vinyl Cloth, 'H2' | C | 100 | 25 | 25 | 270.21
07498394310 | PCM-K | Pre-Printed,WM,.25"Wx1.5"L,K,LGND,PK25 | Wire Marker Card, Vinyl Cloth, 'K' | C | 100 | 25 | 25 | 257.91
07498392839 | PCM-L4 | Pre-Printed,WM,.25"Wx1.5"L,L4,LGND,PK25 | Wire Marker Card, Vinyl Cloth, 'L4' | C | 100 | 25 | 25 | 257.91
07498392846 | PCM-P1 | Pre-Printed,WM,.25"Wx1.5"L,P1,LGND,PK25 | Wire Marker Card, Vinyl Cloth, 'P1' | C | 100 | 25 | 25 | 270.21
07498392848 | PCM-P3 | Pre-Printed,WM,.25"Wx1.5"L,P3,LGND,PK25 | Wire Marker Card, Vinyl Cloth, 'P3' | C | 100 | 25 | 25 | 270.21
07498394788 | PCM-PNK | Pre-Printed,WM,.22"Wx1.38"L,SPK,PK25 | Wire Marker Card, Vinyl Cloth, Pink | C | 100 | 25 | 25 | 257.91
07498392851 | PCM-R2 | Pre-Printed,WM,.25"Wx1.5"L,R2,LGND,PK25 | Wire Marker Card, Vinyl Cloth, 'R2' | C | 100 | 25 | 25 | 270.21
07498392855 | PCM-S1 | Pre-Printed,WM,.25"Wx1.5"L,S1,LGND,PK25 | Wire Marker Card, Vinyl Cloth, 'S1' | C | 100 | 25 | 25 | 270.21
07498394500 | PCM-T1 | Pre-Printed,WM,.25"Wx1.5"L,T1,LGND,PK25 | Wire Marker Card, Vinyl Cloth, 'T1' | C | 100 | 25 | 25 | 268.24
07498394501 | PCM-T2 | Pre-Printed,WM,.25"Wx1.5"L,T2,LGND,PK25 | Wire Marker Card, Vinyl Cloth, 'T2' | C | 100 | 25 | 25 | 268.24
07498392861 | PCM-T5 | Pre-Printed,WM,.25"Wx1.5"L,T5,LGND,PK25 | Wire Marker Card, Vinyl Cloth, 'T5' | C | 100 | 25 | 25 | 281.01
07498392862 | PCM-T6 | Pre-Printed,WM,.25"Wx1.5"L,T6,LGND,PK25 | Wire Marker Card, Vinyl Cloth, 'T6' | C | 100 | 25 | 25 | 281.01
07498392863 | PCM-T7 | Pre-Printed,WM,.25"Wx1.5"L,T7,LGND,PK25 | Wire Marker Card, Vinyl Cloth, 'T7' | C | 100 | 25 | 25 | 268.24
07498392865 | PCM-T9 | Pre-Printed,WM,.25"Wx1.5"L,T9,LGND,PK25 | Wire Marker Card, Vinyl Cloth, 'T9' | C | 100 | 25 | 25 | 268.24
07498394792 | PCM-TAN | Pre-Printed,WM,.22"Wx1.38"L,STN,PK25 | Wire Marker Card, Vinyl Cloth, Tan | C | 100 | 25 | 25 | 257.91
07498394323 | PCM-X | Pre-Printed,WM,.25"Wx1.5"L,x,LGND,PK25 | Wire Marker Card, Vinyl Cloth, 'X' | C | 100 | 25 | 25 | 268.24
07498393681 | PCM-X1 | Pre-Printed,WM,.25"Wx1.5"L,X1,LGND,PK25 | Wire Marker Card, Vinyl Cloth, 'X1' | C | 100 | 25 | 25 | 268.24
07498393682 | PCM-X2 | Pre-Printed,WM,.25"Wx1.5"L,X2,LGND,PK25 | Wire Marker Card, Vinyl Cloth, 'X2' | C | 100 | 25 | 25 | 268.24
07498392867 | PCM-X4 | Pre-Printed,WM,.25"Wx1.5"L,X4,LGND,PK25 | Wire Marker Card, Vinyl Cloth, 'X4' | C | 100 | 25 | 25 | 281.01
07498392573 | PCMCP-101-125 | Pre-Printed,WM,.25"Wx1.5"L,101-125,EA | PCM Cloth Wire Marker Card Combo Pkg, 1 Card Ea '101-125' | PK | 1 | 1 | 1 | 71.23
07498392574 | PCMCP-126-150 | Pre-Printed,WM,.25"Wx1.5"L,126-150,EA | PCM Cloth Wire Marker Card Combo Pkg, 1 Card Ea '126-150' | PK | 1 | 1 | 1 | 71.23
07498396054 | PCMH-0 | Pre-Printed,WM,.25"Wx1.5"L,0,PK25 | Wire Marker Card, Vinyl Cloth, Half, '0' | C | 100 | 25 | 25 | 268.24
07498396058 | PCMH-10 | Pre-PrintedCards,.25"Wx1.5"L,10,PK25 | Wire Marker Card, Vinyl Cloth, Half, '10' | C | 100 | 25 | 25 | 281.01
07498396070 | PCMH-11 | Pre-PrintedCards,.25"Wx1.5"L,11,PK25 | Wire Marker Card, Vinyl Cloth, Half, '11' | C | 100 | 25 | 25 | 281.01
07498396081 | PCMH-12 | Pre-PrintedCards,.25"Wx1.5"L,12,PK25 | Wire Marker Card, Vinyl Cloth, Half, '12' | C | 100 | 25 | 25 | 281.01
07498396104 | PCMH-14 | Pre-PrintedCards,.25"Wx1.5"L,14,PK25 | Wire Marker Card, Vinyl Cloth, Half, '14' | C | 100 | 25 | 25 | 281.01
07498396115 | PCMH-15 | Pre-PrintedCards,.25"Wx1.5"L,15,PK25 | Wire Marker Card, Vinyl Cloth, Half, '15' | C | 100 | 25 | 25 | 281.01
07498396127 | PCMH-16 | Pre-PrintedCards,.25"Wx1.5"L,16,PK25 | Wire Marker Card, Vinyl Cloth, Half, '16' | C | 100 | 25 | 25 | 281.01
07498396138 | PCMH-17 | Pre-PrintedCards,.25"Wx1.5"L,17,PK25 | Wire Marker Card, Vinyl Cloth, Half, '17' | C | 100 | 25 | 25 | 281.01
07498396150 | PCMH-18 | Pre-PrintedCards,.25"Wx1.5"L,18,PK25 | Wire Marker Card, Vinyl Cloth, Half, '18' | C | 100 | 25 | 25 | 268.24
07498396161 | PCMH-19 | Pre-PrintedCards,.25"Wx1.5"L,19,PK25 | Wire Marker Card, Vinyl Cloth, Half, '19' | C | 100 | 25 | 25 | 281.01
07498396173 | PCMH-20 | Pre-PrintedCards,.25"Wx1.5"L,20,PK25 | Wire Marker Card, Vinyl Cloth, Half, '20' | C | 100 | 25 | 25 | 281.01
07498396184 | PCMH-21 | Pre-PrintedCards,.25"Wx1.5"L,21,PK25 | Wire Marker Card, Vinyl Cloth, Half, '21' | C | 100 | 25 | 25 | 281.01
07498396195 | PCMH-22 | Pre-PrintedCards,.25"Wx1.5"L,22,PK25 | Wire Marker Card, Vinyl Cloth, Half, '22' | C | 100 | 25 | 25 | 268.24
07498396206 | PCMH-23 | Pre-PrintedCards,.25"Wx1.5"L,23,PK25 | Wire Marker Card, Vinyl Cloth, Half, '23' | C | 100 | 25 | 25 | 281.01
07498396217 | PCMH-24 | Pre-PrintedCards,.25"Wx1.5"L,24,PK25 | Wire Marker Card, Vinyl Cloth, Half, '24' | C | 100 | 25 | 25 | 281.01
07498396228 | PCMH-25 | Pre-PrintedCards,.25"Wx1.5"L,25,PK25 | Wire Marker Card, Vinyl Cloth, Half, '25' | C | 100 | 25 | 25 | 281.01
07498396268 | PCMH-6 | Pre-PrintedCards,.25"Wx1.5"L,6,PK25 | Wire Marker Card, Vinyl Cloth, Half, '6' | C | 100 | 25 | 25 | 268.24
07498396280 | PCMH-7 | Pre-PrintedCards,.25"Wx1.5"L,7,PK25 | Wire Marker Card, Vinyl Cloth, Half, '7' | C | 100 | 25 | 25 | 268.24
07498396291 | PCMH-8 | Pre-PrintedCards,.25"Wx1.5"L,8,PK25 | Wire Marker Card, Vinyl Cloth, Half, '8' | C | 100 | 25 | 25 | 268.24
07498396302 | PCMH-9 | Pre-PrintedCards,.25"Wx1.5"L,9,PK25 | Wire Marker Card, Vinyl Cloth, Half, '9' | C | 100 | 25 | 25 | 281.01
07498359640 | PCSB2/0-14S-1Y | MultiTap,Clr,Sng,14Ports,2/0-#14STRPKG1Y | Multi-Tap connector, single-sided, clear insulation, 14 ports, 2/0 - #14 STR. | C | 100 | 1 | 1 | 16321.91
07498359645 | PCSB2/0-4S-6Y | MultiTap,Clear,4Ports,2/0-#14STRPKG6Y | Multi-Tap connector, single-sided, clear insulation, 4 ports, 2/0 - #14 STR. | C | 100 | 6 | 1 | 4157.15
07498377451 | PCSB2/0-5-6 | MultiConn,Dbl-Sd,Clr,5Ports,2/0,PK6 | Multi-Tap connector, double-sided, clear insulation, 5 ports, 2/0 - #14 STR, #10 - #14 SOL. | C | 100 | 1 | 1 | 5667.91
07498359647 | PCSB2/0-5S-4Y | MultiTap,Clear,5Ports,2/0-#14STRPKG4Y | Multi-Tap connector, single-sided, clear insulation, 5 ports, 2/0 - #14 STR. | C | 100 | 4 | 1 | 4741.3
07498377454 | PCSB2/0-8-4 | MultiConn,Dbl-Sd,Clr,8Pt,2/0,#14STR,PK4 | Multi-Tap connector, double-sided, clear insulation, 8 ports, 2/0 - #14 STR, #10 - #14 SOL. | C | 100 | 1 | 1 | 8370.17
07498359653 | PCSB250-10-2Y | MultiConn,Dbl-Sd,Clr,10-port,250K,PK2 | Multi-Tap connector, double-sided, clear insulation, 10 ports, 250 kcmil - #10 STR. | C | 100 | 1 | 1 | 18392.48
07498359668 | PCSB250-5-4Y | MultiConn,Dbl-Sd,Clr,5Ports,250K,PK4 | Multi-Tap connector, double-sided, clear insulation, 5 ports, 250 kcmil - #6 STR. | C | 100 | 1 | 1 | 6378.97
07498359671 | PCSB250-6S-4Y | MultiConn,Sgl-Sd,Clr,6Ports,250K,PK4 | Multi-Tap connector, single-sided, clear insulation, 6 ports, 250 kcmil - #10 STR. | C | 100 | 1 | 1 | 6133.06
07498359673 | PCSB250-8-3Y | MultiConn,Dbl-Sd,Clr,8Pt,250K,#6STR,PK3 | Multi-Tap connector, double-sided, clear insulation, 8 ports, 250 kcmil - #6 STR. | C | 100 | 1 | 1 | 10458.09
07498359674 | PCSB250-8S-3Y | MultiConn,Sgl-Sd,Clr,8Pt,250K,#10STR,PK3 | Multi-Tap connector, single-sided, clear insulation, 8 ports, 250 kcmil - #10 STR. | C | 100 | 1 | 1 | 8364.28
07498359676 | PCSB350-10S-2Y | MultiConn,Sgl-Sd,Clr,10-port,350K,PK2 | Multi-Tap connector, single-sided, clear insulation, 10 ports, 350 kcmil - #10 STR. | C | 100 | 1 | 1 | 15476.78
07498366698 | PCSB350-12S-1Y | MultiConn,Sgl-Sd,Clr,12-port,350K,EA | Multi-Tap connector, single-sided, clear insulation, 12 ports, 350 kcmil - #10 STR. | C | 100 | 1 | 1 | 20430.11
07498377463 | PCSB350-3-4 | MultiConn,Dbl-Sd,Clr,3Ports,350K,PK4 | Multi-Tap connector, double-sided, clear insulation, 3 ports, 350 kcmil - #10 STR, #10 SOL. | C | 100 | 4 | 1 | 6103.15
07498359683 | PCSB350-3S-4Y | MultiConn,Sgl-Sd,Clr,3Ports,350K,PK4 | Multi-Tap connector, single-sided, clear insulation, 3 ports, 350 kcmil - #10 STR. | C | 100 | 4 | 1 | 4839.09
07498359685 | PCSB350-4S-3Y | MultiConn,Sgl-Sd,Clr,4Pt,350K,#10STR,PK3 | Multi-Tap connector, single-sided, clear insulation, 4 ports, 350 kcmil - #10 STR. | C | 100 | 3 | 1 | 5478.18
07498377468 | PCSB350-8-2 | MultiConn,Dbl-Sd,Clr,8Pt,350K,#10STR,PK2 | Multi-Tap connector, double-sided, clear insulation, 8 ports, 350 kcmil - #10 STR, #10 SOL. | C | 100 | 1 | 1 | 13491.11
07498359739 | PCSB4-10S-4Y | MultiTap,Clr,Sng,10Ports,#4-#14STRPKG4Y | Multi-Tap connector, single-sided, clear insulation, 10 ports, #4 - #14 STR. | C | 100 | 1 | 1 | 7501.09
07498359752 | PCSB4-14-2Y | MultiTap,Clr,Dbl,14Ports,#4-#14STRPKG2Y | Multi-Tap connector, double-sided, clear insulation, 14 ports, #4 - #14 STR. | C | 100 | 1 | 1 | 13059.52
07498359802 | PCSB4-5S-6Y | MultiTap,Clear,5Ports,#4-#14STRPKG6Y | Multi-Tap connector, single-sided, clear insulation, 5 ports, #4 - #14 STR. | C | 100 | 6 | 1 | 4030.75
07498359849 | PCSB4-6S-6Y | MultiTap,Clear,6Ports,#4-#14STRPKG6Y | Multi-Tap connector, single-sided, clear insulation, 6 ports, #4 - #14 STR. | C | 100 | 1 | 1 | 4650.06
07498359983 | PCSB600-12-1Y | MultiConn,Dbl-Sd,Clr,12-port,600K,#6A,EA | Multi-Tap connector, double-sided, clear insulation, 12 ports, 600 kcmil - #6 AWG STR. | C | 100 | 1 | 1 | 28824.37
07498359985 | PCSB600-14-1Y | MultiConn,Dbl-Sd,Clr,14-port,600K,#6A,EA | Multi-Tap connector, double-sided, clear insulation, 14 ports, 600 kcmil - #6 AWG STR. | C | 100 | 1 | 1 | 34878.82
07498359997 | PCSB600-3S-3Y | MultiConn,Sgl-Sd,Clr,3Ports,600K,PK3 | Multi-Tap connector, single-sided, clear insulation, 3 ports, 600 kcmil - - #6 STR AWG | C | 100 | 3 | 1 | 7249.57
07498359999 | PCSB600-4S-2Y | MultiConn,Sgl-Sd,Clr,4Pt,600K,#4STR,PK2 | Multi-Tap connector, single-sided, clear insulation, 4 ports, 600 kcmil - - #6 STR AWG | C | 100 | 4 | 1 | 7974.52
07498342139 | PCSB600-5-2 | MultiConn,Dbl-Sd,Clr,5Ports,600K,#6A,PK2 | Multi-Tap connector, double-sided, clear insulation, 5 ports, 600 kcmil - #6 AWG STR. | C | 100 | 1 | 1 | 11827.21
07498360124 | PCSB600-5S-2Y | MultiConn,Sgl-Sd,Clr,5Ports,600K,PK2 | Multi-Tap connector, single-sided, clear insulation, 5 ports, 600 kcmil - - #6 STR AWG | C | 100 | 1 | 1 | 9091.03
07498360161 | PCSB750-8-1Y | MultiConn,Dbl-Sd,Clr,8Pt,750K,1/0STR,EA | Multi-Tap connector, double-sided, clear insulation, 8 ports, 750 kcmil - 1/0 STR. | C | 100 | 1 | 1 | 37201.5
07498342512 | PCV-120/208CY | VOLT MRKR,VNYL,'120/208 VOLTS',BL/OR,PK5 | Voltage marker, 2.25" W x 0.50" H, '120/208 Volts' (legend), vinyl, black/orange, 18 marker/card, 5 cards/package. | C | 100 | 5 | 5 | 287.49
07498342781 | PCV-230CY | VOLTAGE MRKR,VNYL,'230 VOLTS',BL/OR,PK5 | Voltage marker, 2.25" W x 0.50" H, '230 Volts' (legend), vinyl, black/orange, 18 marker/card, 5 cards/package. | C | 100 | 5 | 5 | 287.49
07498342916 | PCV-380BY | VOLTAGE MRKR,VNYL '380 VOLTS',BL/OR,PK5 | Voltage marker, 4.5" W x 1.13" H, '380 Volts' (legend), vinyl, black/orange, 4/card, 5 cards/package. | C | 100 | 5 | 5 | 287.49
07498376121 | PDH10-37 | AirSupplyHose,PDM,PDS,PD3SDispensers | Air Hose from Filter/Regulator to all Model PAT Dispensers. Includes Standard Air Fittings | PC | 1 | 1 | 1
07498398200 | PDL-1 | DotMatrix,Vyl,.50"x1.43",WH/CL,PK5000 | Dot-Matrix Self-Laminating Label, 0.50" x 1.44", Vinyl, Clear/White, 5,000 pc. | M | 1000 | 5000 | 5000 | 82.8
07498335663 | PDL-1VF | DotMatrix,VylFree,.50"x1.43",WH,PK5000 | Dot-Matrix Self-Laminating Label, 0.50" x 1.44", 0.50" POA, Polyolefin, White | M | 1000 | 5000 | 5000 | 85.62
07498322327 | PDL-2-1 | DotMatrix,Vyl,.5"Wx1.4375"H,WH,PK1000 | Dot-Matrix Self-Laminating Label, .50" x 1.44", Vinyl, White, 1,000 pc. | M | 1000 | 1000 | 1000 | 194.69
07498398946 | PDL-247 | DotMatrix,Vyl,.8"Wx.938"H,WH,PK5000 | Dot-Matrix Self-Laminating Label, 0.80" x 0.94", Vinyl, White | M | 1000 | 5000 | 5000 | 83.07
07498397687 | PDL-4-10 | DotMatrix,Vyl,1"Wx2.44"H,WH,PK10000 | Dot-Matrix Self-Laminating Label, 1.00" x 2.44", Vinyl, White, 10,000 pc. | M | 1000 | 10000 | 10000 | 215.61
07498398239 | PDL-40 | DotMatrix,Paper,1.5"Wx.25"H,PK5000 | Dot-Matrix Label, 1.50" x 0.25", Removable Paper, White | M | 1000 | 5000 | 5000 | 58.28
07498397576 | PDL-82 | DotMatrix,DPaper,.65"Wx.20"H,WH,PK5000 | Dot-Matrix Label, 0.65" x 0.20", Destructible Paper, White | M | 1000 | 5000 | 5000 | 37.06
07498397586 | PDL-92 | DotMatrix,DPaper,.9"Wx.25"H,WH,PK5000 | Dot-Matrix Label, 0.90" x 0.25", Destructible Paper, White | M | 1000 | 5000 | 5000 | 25.37
07498372248 | PEC311 | INDEPENDENT DROP WIRE CLIP,PK100 | Independent drop wire clip. | PC | 1 | 100 | 100 | 1.47
07498342712 | PECWMS-915B | Dot-MatrixLbl,0.59"x0.35",Cloth,PK25 | Dot-Matrix Label, 0.59" x 0.35", Cloth, Black/Yellow | C | 100 | 25 | 25 | 1500.63
07498348132 | PEL-12-Y2-2.5 | Laser,CompLbl,Polyester,WH,PK2500 | Laser Label on A4 Sheet, 1.50" x 0.50", Polyester, White | M | 1000 | 2500 | 2500 | 143.62
07498348137 | PEL-14-Y2-1 | Laser,CompLbl,Polyester,WH,PK1000 | Laser Label on A4 Sheet, 2.00" x 0.83", Polyester, White | M | 1000 | 1000 | 1000 | 438.17
07498348138 | PEL-15-Y1-1 | Laser,CompLbl,SLRPolyester,PK1000 | Laser Label on A4 Sheet, 2.00" x 1.00", Polyester, Silver | M | 1000 | 1000 | 1000 | 518.69
07498348143 | PEL-16-Y2-0.5 | Laser,CompLbl,Polyester,WH,PK500 | Laser Label on A4 Sheet, 2.50" x 1.33", Polyester, White | M | 1000 | 500 | 500 | 416.98
07498357081 | PEL-29-Y2-10 | Laser,CompLbl,Polyester,WH,PK10000 | Laser Label on A4 Sheet, 0.56" x 0.25", Polyester, White | M | 1000 | 10000 | 10000 | 37.16
07498348102 | PEL-3-Y2-5 | Laser,CompLbl,Polyester,WH,PK500 | Laser Label on A4 Sheet, 1.40" x 0.25", Polyester, White | M | 1000 | 5000 | 5000 | 48.1
07498348109 | PEL-5-Y2-10 | Laser,CompLbl,Polyester,WH,PK10000 | Laser Label on A4 Sheet, 0.80" x 0.33", Polyester, White | M | 1000 | 10000 | 10000 | 60.92
07498348115 | PEL-7-Y2-5 | Laser,CompLbl,Polyester,WH,PK5000 | Laser Label on A4 Sheet, 1.50" x 0.33", Polyester, White | M | 1000 | 5000 | 5000 | 47.39
07498348152 | PEL-A4-Y1-25 | Laser, Comp Label, Silver Polyester, 8.2 | Laser Label on A4 Sheet, 8.27" x 11.69", Polyestr, Silver | C | 100 | 25 | 25 | 1266.85
07498348154 | PEL-A4-Y2-25 | Laser,CompLbl,Polyester,WH,PK25 | Laser Label on A4 Sheet, 8.27" x 11.69", Polyestr, White | C | 100 | 25 | 25 | 984.01
07498343304 | PESS-C-L2 | ID LBL,'L2' Otr CND SYM,.79,WH/BL,PK10 | Conductor identification label, 0.79" (20mm) marker diameter, outer conductor 2- 'L2' (legend), polyester adhesive, white/black, 10 labels/card, 10 cards/package. | C | 100 | 10 | 10 | 282.13
07498343305 | PESS-C-L3 | ID LBL,'L3' Otr CND SYM,.79,WH/BL,PK10 | Conductor identification label, 0.79" (20mm) marker diameter, outer conductor 3- 'L3' (legend), polyester adhesive, white/black, 10 labels/card, 10 cards/package. | C | 100 | 10 | 10 | 282.13
07498343308 | PESS-C-N | ID LBL,'N' NTRL CND SYM,.79,WH/BU,PK10 | Conductor identification label, 0.79" (20mm) marker diameter, neutral conductor 'N' (legend), polyester adhesive, white/blue, 10 labels/card, 10 cards/package. | C | 100 | 10 | 10 | 282.13
07498343093 | PESW-B-6Y | ISO LBL,RADTN RISK SYM,1,BL/YL,PK10 | ISO warning symbol, 1.00" (25.4mm) triangle width, caution - risk of ionizing radiation symbol, vinyl adhesive, black/yellow, 10 markers/card, 10 cards/package. | C | 100 | 10 | 10 | 452.14
07498362950 | PFB812M | SNAP CLOSE CLIP,1/2-3/4 in,CONDUIT,PK100 | Conduit clip for 1/2" - 3/4" conduit with angle bracket. | PC | 1 | 100 | 100 | 1.49
07498381804 | PH14-6R-Q | Ring, Heat Shrink,16-14AWG,#6 STUD,PK25 | Heat Shrink Ring Terminal 16 – 14 AWG, #6 stud size. | C | 100 | 25 | 25 | 158.62
07498327189 | PHS2 | TransferHosePAT2S,2m,EA | 6.5' (2m) Transfer Hose — transfers cable tie and signal from dispenser to tool head; electrical connectors designed for easy attachment provide a reliable, secure connection, Black. | PC | 1 | 1 | 1
07498327190 | PHS3 | TransferHosePAT2S,3m,EA | 10' (3m) Transfer Hose — transfers cable tie and signal from dispenser to tool head; electrical connectors designed for easy attachment provide a reliable, secure connection. | PC | 1 | 1 | 1
07498382853 | PK18-14R-C | Ring,Kynar Insul,22-18AWG,1/4"STUD,PK100 | Ring terminal, 22 – 16 AWG, KYNAR insulated, 1/4" stud size, bulk package. | C | 100 | 100 | 100 | 156.4
07498328276 | PK6-8R-T | Ring,Kynar Insul,6 AWG,#8 STUD,PK200 | Ring terminal, #6 AWG, KYNAR insulated, #8 stud size. | M | 1000 | 200 | 200 | 3634.86
07498376122 | PL283N1 | Filter,PDM/PDS/PD3S,u/wPDH10-37,EA | Regulates air flow to all model PAT dispensers. Filter/regulator 25 micron (max.) element, 3/8 ports. Includes a male connector and a 3/8 port. | PC | 1 | 1 | 1
07498376093 | PL289N1 | Filter Regulator,PPTS Pneumatic Tool,EA | Regulates air flow to all model PAT dispensers.Filter/regulator for PTS, PPTS,PTH, PPTEH and PPTMT Installation Tools, .5 micron element, regulated range 3-100 psig, features .13" (3.3mm) NPT female output port (to hose PPH10) and .25" (6.4mm) male quick | PC | 1 | 1 | 1
07498355279 | PL2M2S-L0 | MarkerTie,Wrap,Std,7.4in,Blk,PK50 | Pan-Ty® marker tie, wrap, standard cross section, 7.4 (188mm) length, 87 x 1.07 (22.1 x 27.2mm) marker write-on area, weather resistant nylon 6.6, black, standard package. | C | 100 | 500 | 50 | 208.98
07498339161 | PLA2S-A-Q | LockingCableTie,AdhMount,WH,PK25 | The locking cable tie is white and has a 1.0 x 0.9" (25 x 23mm) adhesive mounting base. It is 7.3" (185.4 mm) long and made of nylon 6.6, which increases mechanical strength, heat and wear resistance, and stiffness. It comes in packages of 25. | C | 100 | 25 | 25 | 172.76
07498377662 | PLB4H-TL | DblLoopTie,LH,14.4in,Nyl,Nat,PK250 | Pan-Ty® double loop cable tie, light-heavy cross section, 14.7 (373mm) length, nylon 6.6, natural. | M | 1000 | 500 | 250 | 797.43
07498355620 | PLC2S-S10-M20 | ClampTie,Std,7.9in,#10,Bl,PK1000 | Pan-Ty® locking clamp tie, standard cross section, #10 (M5) screw, 7.9 (201mm) length, nylon 6.6, black. | M | 1000 | 2000 | 1000 | 316.13
07498353698 | PLL-32-Y2-10 | Laser,CompLbl,Polyester,WH,PK10000 | Laser Label, 0.65" x 0.20", Polyester, White | M | 1000 | 10000 | 10000 | 33.47
07498353745 | PLL-8-PO-10 | Laser, Comp Label, White Polyolefin, 1.0 | Blank Polyolefin Laser Labels for Indoor Applications | M | 1000 | 10000 | 10000 | 62.88
07498355298 | PLM1M-C0 | MarkerTie,Wrap,Min,3.9in,BL,PK100 | Pan-Ty® marker tie, wrap, miniature cross section, 3.9 (99mm) length, .26 x .95 (6.6 x 24.1mm) marker write-on area, weather resistant nylon 6.6, black, standard package. | C | 100 | 1000 | 100 | 44.69
07498355756 | PLM1M-M1 | MarkerTie,Wrap,Min,3.9in,BR,PK1000 | Pan-Ty® marker tie, wrap, miniature cross section, 3.9 (99mm) length, .26 x .95 (6.6 x 24.1mm) marker write-on area, nylon 6.6, brown. | M | 1000 | 1000 | 1000 | 259.65
07498355766 | PLM1M-M5 | MarkerTie,Wrap,Min,3.9in,GR,PK1000 | Pan-Ty® marker tie, wrap, miniature cross section, 3.9 (99mm) length, .26 x .95 (6.6 x 24.1mm) marker write-on area, nylon 6.6, green. | M | 1000 | 1000 | 1000 | 259.65
07498355792 | PLM2M-M6 | MarkerTie,Wrap,Min,8in,BU,PK1000 | Pan-Ty® marker tie, wrap, miniature cross section, 8.0 (203mm) length, .26 x .95 (6.6 x 24.1mm) marker write-on area, nylon 6.6, blue. | M | 1000 | 1000 | 1000 | 379.56
07498355322 | PLM2S-C0 | MarkerTie,Wrap,Std,7.4in,BL,PK100 | Pan-Ty® marker tie, wrap, standard cross section, 7.4 (188mm) length, .44 x .87 (11.1 x 22.1mm) marker write-on area, weather resistant nylon 6.6, black, standard package. | C | 100 | 100 | 100 | 76.07
07498344733 | PLM2S-C4Y | MarkerTie,Wrap,Std,7.4in,Y,PK100 | Pan-Ty® marker tie, wrap, standard cross section, 7.4 (188mm) length, .44 x .87 (11.1 x 22.1mm) marker write-on area, nylon 6.6, yellow, standard package. | C | 100 | 1000 | 100 | 79.91
07498355498 | PLP1.5I-C | PanTyPMTie,NYL,INT,6.1,TS178,NAT,PK100 | Pan-Ty® Locking Push Mount Ties use an easy-to-use all-in-one wingless design to attach bundles to surfaces in confined spaces. Plus, with Nylon 6.6 material, it's ideal for general indoor environments. Intermediate cross section, 6.1in, Tensile Strength: | C | 100 | 1000 | 100 | 36.87
07498355873 | PLP1.5I-M0 | PanTyPMTie,WR NYL,INT,6,TS178,BLK,P1000 | Pan-Ty® Locking Push Mount Ties use an easy-to-use all-in-one wingless design to attach bundles to surfaces in confined spaces. Plus, with weather-resistant Nylon 6.6 material, it's ideal for intense UV environments. Intermediate cross section, 6.1in, Ten | M | 1000 | 1000 | 1000 | 294.52
07498354733 | PLT1.5I-C1 | CableTie,Interm,5.6in,Nyl,BR,PK100 | Pan-Ty® locking tie, intermediate cross section, 5.6 (142mm) length, nylon 6.6, brown, standard package. | C | 100 | 1000 | 100 | 22.23
07498354743 | PLT1.5I-C20 | CableTie,Interm,5.6in,Nyl,BL,PK100 | Pan-Ty® locking tie, intermediate cross section, 5.6 (142mm) length, nylon 6.6, black, standard package. | C | 100 | 1000 | 100 | 22.23
07498354739 | PLT1.5I-C7 | CableTie,Interm,5.6in,Nyl,PU,PK100 | Pan-Ty® locking tie, intermediate cross section, 5.6 (142mm) length, nylon 6.6, purple, standard package. | C | 100 | 1000 | 100 | 22.23
07498354740 | PLT1.5I-C8 | CableTie,Interm,5.6in,Nyl,GY,PK100 | Pan-Ty® locking tie, intermediate cross section, 5.6 (142mm) length, nylon 6.6, gray, standard package. | C | 100 | 1000 | 100 | 22.23
07498355978 | PLT1.5I-M32 | CableTie,Int,5.6in,HS,RD,PK1000 | Pan-Ty® locking tie, intermediate cross section, 5.6 (142mm) length, heat stabilized nylon 6.6, red. | M | 1000 | 5000 | 1000 | 120.29
07498354943 | PLT1.5I-M7 | CableTie,Int,5.6in,Nyl,PU,PK1000 | Pan-Ty® locking tie, intermediate cross section, 5.6 (142mm) length, nylon 6.6, purple, bulk package. | M | 1000 | 5000 | 1000 | 91.27
07498356018 | PLT1.5M-M3 | CableTie,Min,5.6in,Nyl,OR,PK1000 | Pan-Ty® locking tie, miniature cross section, 5.6 (142mm) length, nylon 6.6, orange. | M | 1000 | 10000 | 1000 | 82.56
07498356023 | PLT1.5M-M5 | CableTie,Min,5.6in,Nyl,GR,PK1000 | Pan-Ty® locking tie, miniature cross section, 5.6 (142mm) length, nylon 6.6, green. | M | 1000 | 10000 | 1000 | 82.56
07498356024 | PLT1.5M-M6 | CableTie,Min,5.6in,Nyl,BU,PK1000 | Pan-Ty® locking tie, miniature cross section, 5.6 (142mm) length, nylon 6.6, blue. | M | 1000 | 10000 | 1000 | 82.56
07498356025 | PLT1.5M-M7 | CableTie,Min,5.6in,Nyl,PU,PK1000 | Pan-Ty® locking tie, miniature cross section, 5.6 (142mm) length, nylon 6.6, purple. | M | 1000 | 10000 | 1000 | 82.56
07498356026 | PLT1.5M-M8 | CableTie,Min,5.6in,Nyl,GY,PK1000 | Pan-Ty® locking tie, miniature cross section, 5.6 (142mm) length, nylon 6.6, gray. | M | 1000 | 10000 | 1000 | 82.56
07498354730 | PLT1M-C14 | CableTie,Min,3.9in,Nyl,TGY,PK100 | Pan-Ty® locking tie, miniature cross section, 3.9 (99mm) length, nylon 6.6, telephone gray, standard package. | C | 100 | 1000 | 100 | 19.34
07498354726 | PLT1M-C7 | CableTie,Min,3.9in,Nyl,PU,PK100 | Pan-Ty® locking tie, miniature cross section, 3.9 (99mm) length, nylon 6.6, purple, standard package. | C | 100 | 1000 | 100 | 19.34
07498339685 | PLT1M-L1 | CableTie,Min,4.0in,Nylon,BR,PK50 | Pan-Ty® locking tie, miniature cross section, 4.0" (102mm) length, nylon 6.6, brown. | M | 1000 | 1000 | 50 | 140.4
07498344437 | PLT1M-L4Y | CTie,4"L,Mini,Nyl,YL,PK50 | Pan-Ty® locking tie, miniature cross section, 4.0" (102mm) length, nylon 6.6, yellow. | M | 1000 | 1000 | 50 | 140.4
07498353979 | PLT1M-L8-4 | CTie,4"L,Mini,Nyl,SL/YLStripe,PK50 | Pan-Ty® locking tie, miniature cross section, 4.0" (102mm) length, nylon 6.6, slate/yellow stripe. | M | 1000 | 1000 | 50 | 154.39
07498353984 | PLT1M-L8-7 | CTie,4"L,Mini,Nyl,SL/VLStripe,PK50 | Pan-Ty® locking tie, miniature cross section, 4.0" (102mm) length, nylon 6.6, slate/violet stripe. | M | 1000 | 1000 | 50 | 161.74
07498354968 | PLT1M-M14 | CableTie,Min,3.9in,Nyl,TGY,PK1000 | Pan-Ty® locking tie, miniature cross section, 3.9 (99mm) length, nylon 6.6, telephone gray, bulk package. | M | 1000 | 1000 | 1000 | 59.87
07498328075 | PLT1M-M53 | CableTie,Min,3.9in,Nyl,FOR,PK1000 | Pan-Ty® locking tie, miniature cross section, 3.9 (99mm) length, nylon 6.6, fluorescent orange. | M | 1000 | 10000 | 1000 | 63.78
07498328076 | PLT1M-M54 | CableTie,Min,3.9in,Nyl,FOY,PK1000 | Pan-Ty® locking tie, miniature cross section, 3.9 (99mm) length, nylon 6.6, fluorescent yellow. | M | 1000 | 10000 | 1000 | 63.78
07498328077 | PLT1M-M55 | CableTie,Min,3.9in,Nyl,FGR,PK1000 | Pan-Ty® locking tie, miniature cross section, 3.9 (99mm) length, nylon 6.6, fluorescent green. | M | 1000 | 10000 | 1000 | 63.78
07498328078 | PLT1M-M59 | CableTie,Min,3.9in,Nyl,FPK,PK1000 | Pan-Ty® locking tie, miniature cross section, 3.9 (99mm) length, nylon 6.6, fluorescent pink. | M | 1000 | 10000 | 1000 | 63.78
07498324756 | PLT2.5H-L | CableTie,LH,9.8in,Nyl,Nat,PK50 | Pan-Ty® locking tie, light-heavy cross section, 9.8 (251mm) length, nylon 6.6, natural, standard package. | C | 100 | 500 | 50 | 76.6
07498324759 | PLT2.5H-TL | CBLTie,LTHeavy,9.8in,NYL,Natural,PK250 | Pan-Ty® locking tie, light-heavy cross section, 9.8 (251mm) length, nylon 6.6, natural, bulk package. | M | 1000 | 250 | 250 | 496.59
07498354292 | PLT2EH-C | CableTie,EH,9.0in,Nat,PK100 | Pan-Ty® lashing tie, extra-heavy cross section, 9.0 (229mm) length, nylon 6.6, natural. | M | 1000 | 1000 | 100 | 1055.22
07498354290 | PLT2EH-Q0 | CableTie,EH,9.0in,WR,Blk,PK25 | Pan-Ty® lashing tie, extra-heavy cross section, 9.0 (229mm) length, weather resistant nylon 6.6, black, standard package. | C | 100 | 250 | 25 | 151.69
07498338753 | PLT2H-TL2 | CableTie,LH,8.1in,Nyl,RD,PK250 | Pan-Ty® locking tie, light-heavy cross section, 8.1 (206mm) length, nylon 6.6, red. | M | 1000 | 500 | 250 | 558
07498338757 | PLT2H-TL6 | CableTie,LH,8.1in,Nyl,BU,PK250 | Pan-Ty® locking tie, light-heavy cross section, 8.1 (206mm) length, nylon 6.6, blue. | M | 1000 | 500 | 250 | 558
07498354754 | PLT2I-C14 | CableTie,Int,8in,Nyl,TGY,PK100 | Pan-Ty® locking tie, intermediate cross section, 8.0 (203mm) length, nylon 6.6, telephone gray, standard package. | C | 100 | 1000 | 100 | 31.88
07498328084 | PLT2I-M54 | CableTie,Int,8in,Nyl,FOY,PK1000 | Pan-Ty® locking tie, intermediate cross section, 8.0 (203mm) length, nylon 6.6, fluorescent yellow. | M | 1000 | 5000 | 1000 | 128.49
07498356307 | PLT2M-M1 | CableTie,Min,8in,Nyl,BR,PK1000 | Pan-Ty® locking tie, miniature cross section, 8.0 (203mm) length, nylon 6.6, brown. | M | 1000 | 5000 | 1000 | 80.63
07498356319 | PLT2M-M7 | CableTie,Min,8in,Nyl,PU,PK1000 | Pan-Ty® locking tie, miniature cross section, 8.0 (203mm) length, nylon 6.6, purple. | M | 1000 | 5000 | 1000 | 80.63
07498354767 | PLT2S-C14 | CableTie,Std,7.4in,Nyl,TGY,PK100 | Pan-Ty® locking tie, standard cross section, 7.4 (188mm) length, nylon 6.6, telephone gray. | C | 100 | 1000 | 100 | 28.39
07498322483 | PLT2S-M38 | CableTie,Std,7.4in,HS,GY,PK1000 | Pan-Ty® locking tie, standard cross section, 7.4 (188mm) length, heat stabilized nylon 6.6, gray. | M | 1000 | 1000 | 1000 | 133.02
07498334288 | PLT2S-M54 | CableTie,Std,7.4in,Nyl,FOY,PK1000 | Pan-Ty® locking tie, standard cross section, 7.4 (188mm) length, nylon 6.6, fluorescent yellow, bulk package. | M | 1000 | 5000 | 1000 | 136.21
07498354044 | PLT2S-MP0 | CBLTie,Std,7.4in,NYL,Natural,PK1000 | Pan-Ty® locking tie in a box, standard cross section, 7.4 (188mm) length, weather resistant nylon 6.6, black. | M | 1000 | 5000 | 1000 | 156.88
07498356476 | PLT3S-M1 | CableTie,Std,11.5in,Nyl,BR,PK1000 | Pan-Ty® locking tie, standard cross section, 11.5 (292mm) length, nylon 6.6, brown. | M | 1000 | 2000 | 1000 | 310.52
07498328092 | PLT3S-M54 | CableTie,Std,11.5in,Nyl,FY,PK1000 | Pan-Ty® locking tie, standard cross section, 11.5 (292mm) length, nylon 6.6, fluorescent yellow. | M | 1000 | 2000 | 1000 | 348.33
07498356565 | PLT4I-C14 | CableTie,Int,14.5in,Nyl,TGY,PK100 | Pan-Ty® locking tie, intermediate cross section, 14.5 (368mm) length, nylon 6.6, telephone gray, standard package. | C | 100 | 1000 | 100 | 59.59
07498356582 | PLT4I-M2 | CableTie,Int,14.5in,Nyl,RD,PK1000 | Pan-Ty® locking tie, intermediate cross section, 14.5 (368mm) length, nylon 6.6, red. | M | 1000 | 1000 | 1000 | 370.06
07498354311 | PLWP2S-C | PanTyWPMTie,NYL,STD,7.8,TS222,NAT,PK100 | Pan-Ty® Locking Wing Mount Push Ties use an all-in-one design to attach bundles to another surface using a stable, secure, rattle-free connection. Plus, with Nylon 6.6 material, it's ideal for general indoor environments. Standard cross section, 7.8in, Te | C | 100 | 1000 | 100 | 43.67
07498363020 | PM912 | HAMMER-ON BEAM CLAMP,9/16-3/4 in,PK100 | Beam clamp for 9/16" - 3/4" flange, static load capacity: 75 lbs. | PC | 1 | 100 | 100 | 1.65
07498379665 | PMCS101 | MC/AC CABLE BRACKETS,7 Runs,PK50 | Support brackets for up to 7 runs of MC/AC cable, 0.56" - 0.69" in diameter. | PC | 1 | 50 | 50 | 3.21
07498397188 | PMDR-40-49 | Pre-Prtd Mrkr Tape Refill,8' rl,40-49 | Roll Wire Marker, 1 Rl Ea 40-49, 8 Ft/Rl | PK | 1 | 1 | 1 | 38.89
07498397190 | PMDR-60-69 | Pre-Prtd Mrkr Tape Refill,8' rl,60-69 | Roll Wire Marker, 1 Rl Ea 60-69, 8 Ft/Rl | PK | 1 | 1 | 1 | 35.35
07498397193 | PMDR-90-99 | Pre-Prtd Mrkr Tape Refill,8' rl,WH,90-99 | Roll Wire Marker, 1 Rl Ea 90-99, 8 Ft/Rl | PK | 1 | 1 | 1 | 35.35
07498397183 | PMDR-BL | Pre-Print,Mkr.Tape,PES,8ftRl,SBU,PK10 | Roll Wire Marker, Lt Blue, 8 Ft/Rl | RL | 1 | 10 | 10 | 3.81
07498397181 | PMDR-GRN | Pre-Print,Mkr.Tape,PES,8ftRl,SGR,PK10 | Roll Wire Marker, Green, 8 Ft/Rl | RL | 1 | 10 | 10 | 3.81
07498397177 | PMDR-RED | Pre-Print,Mkr.Tape,PES,8ftRl,SRD,PK10 | Roll Wire Marker, Red, 8 Ft/Rl | RL | 1 | 10 | 10 | 3.81
07498397176 | PMDR-YEL | Pre-Print,Mkr.Tape,PES,8ftRl,SYL,PK10 | Roll Wire Marker, Yellow, 8 Ft/Rl | RL | 1 | 10 | 10 | 3.62
07498363398 | PMSR58 | STRAP HNGR,STRGHT FEED,5/16-1/2 in,PK100 | Strap hanger clip with hammer-on beam clamp for 5/16 - 1/2 flange - 90 degrees. | PC | 1 | 100 | 100 | 4.96
07498311030 | PMV1-3RB-XY | Metric Ring Terminal, vinyl insulated, 0 | Metric ring terminal, vinyl barrel insulated, butted seam, funnel entry, 0.5 – 1.0mm² wire range, M3 stud size. | C | 100 | 10 | 10 | 94.42
07498336546 | PN10-12R-E | Ring,Nylon Insul,12-10AWG,1/2"STUD,PK20 | Ring Terminal, 12 – 10 AWG, 1/2" stud size, nylon insulated, convenience package. | C | 100 | 20 | 20 | 255.84
07498380323 | PN10-14F-D | Fork,Nylon Ins,12-10AWG,1/4 IN,PK500 | Fork Terminal, nylon insulated, 12- 10 AWG, 1/4 stud size, bulk package. | M | 1000 | 500 | 500 | 548.36
07498380679 | PN10-8FF-2K | Fork,Flange,Nylon,12-10AWG,#8,REEL2000 | Flanged Fork Terminal, nylon insulated, metal insulation grip sleeve, 12- 10 AWG wire range, #8 stud size. | M | 1000 | 2000 | 2000 | 571.31
07498380612 | PN10-8FF-L | Fork,Flange,Nylon,12-10AWG,#8,PK50 | Flanged Fork Terminal, nylon insulated, 12 - 10 AWG, #8 stud size, standard package. | C | 100 | 50 | 50 | 167.15
61305602293 | PN10-8RN-D | Ring,NylonInsul,12-10AWG,#8nSTUD,PK500 | Ring Terminal, 12 – 10 AWG, #8 narrow stud size, nylon insulated, bulk package. | M | 1000 | 500 | 500 | 532.03
07498380886 | PN14-10FN-M | Fork,NYL Ins,18-14AWG,#10,NRW,PK1000 | Fork Terminal, nylon insulated, 16- 14 AWG, #10 stud size, narrow tongue, bulk package. | M | 1000 | 1000 | 1000 | 433.83
07498380315 | PN14-14F-M | Fork,Nylon Ins,18-14AWG,1/4",PK1000 | Fork Terminal, nylon insulated, 16- 14 AWG, 1/4 stud size, bulk package. | M | 1000 | 1000 | 1000 | 515.33
07498380623 | PN14-4R-3K | Ring,Nylon,16-14AWG,#4 STUD,REEL3000 | Ring Terminal, nylon insulated, metal sleeve, 16 – 14 AWG, #4 stud size. | M | 1000 | 3000 | 3000 | 376.52
07498380884 | PN18-10FN-M | Fork,NYL Ins,22-18AWG,#10,NRW,PK1000 | Fork Terminal, nylon insulated, 22- 18 AWG, #10 stud size, narrow tongue, bulk package. | M | 1000 | 1000 | 1000 | 433.92
07498380307 | PN18-14F-M | Fork, Nylon Ins,22-18AWG,1/4",PK1000 | Fork Terminal, nylon insulated, 22- 18 AWG, 1/4 stud size, bulk package. | M | 1000 | 1000 | 1000 | 515.6
07498389033 | PN22-4F-M | Fork,Nylon Ins,26-22AWG,#4 STUD,PK1000 | Fork Terminal, nylon insulated, 26- 22 AWG, #4 stud size, bulk package. | M | 1000 | 1000 | 1000 | 590.08
07498381024 | PNF10-10F-D | Fork,Funnel,NYL Ins,12-10AWG,#10,PK500 | Fork Terminal, nylon insulated, funnel entry, 12- 10 AWG, #10 stud size, bulk package. | M | 1000 | 500 | 500 | 667.63
07498351369 | PNF10-14LF-L | Fork,Lock,Fnl,NYL,12-10AWG,1/4",PK50 | Locking Fork Terminal, nylon insulated, funnel entry, 12-10 AWG, 1/4 stud size. | C | 100 | 50 | 50 | 154.58
07498381016 | PNF10-6F-D | Fork,Fnl,NYL Ins,12-10AWG,#6,PK500 | Fork Terminal, nylon insulated, funnel entry, 12- 10 AWG, #6 stud size, bulk package. | M | 1000 | 500 | 500 | 667.63
07498351366 | PNF10-6LF-L | Fork,Locking,Fnl,NYL,12-10AWG,#6,PK50 | Locking Fork Terminal, nylon insulated, funnel entry, 12-10 AWG, #6 stud size, standard package. | C | 100 | 50 | 50 | 147.33
07498351323 | PNF14-4R-C | Ring,Funnel,Nylon,16-14AWG,#4,PK100 | Ring Terminal, 16 – 14 AWG, #4 stud size, funnel entry, nylon insulated, standard package. | C | 100 | 100 | 100 | 119.54
07498351329 | PNF14-56R-C | Ring,Funnel,Nylon,16-14AWG,5/16",PK100 | Ring Terminal, 16 – 14 AWG, 5/16" stud size, funnel entry, nylon insulated, standard package. | C | 100 | 100 | 100 | 127.84
07498381129 | PNF18-4R-3K | Ring,Funnel,Nylon,22-18AWG,#4,REEL3000 | Ring Terminal, nylon insulated, funnel entry, metal sleeve, 22 – 18 AWG, #4 stud size. | M | 1000 | 3000 | 3000 | 432.95
07498351315 | PNF18-4R-C | Ring,Funnel,Nylon,22-18AWG,#4,PK100 | Ring Terminal, 22 – 18 AWG, #4 stud size, funnel entry, nylon insulated, standard package. | C | 100 | 100 | 100 | 119.54
07498359713 | PNF18-4RN-M | Ring,Funnel,Nylon,22-18AWG,#4,NRW,PK1000 | Ring Terminal, 22 – 18 AWG, #4 stud size, narrow tongue, funnel entry, nylon insulated. | M | 1000 | 1000 | 1000 | 497.09
07498351316 | PNF18-6RN-C | Ring,Funnel,Nylon,22-18AWG,#6,NRW,PK100 | Ring Terminal, 22 – 18 AWG, #6 stud size, narrow tongue, funnel entry, nylon insulated, standard package. | C | 100 | 100 | 100 | 119.54
07498351360 | PNF18-8LF-C | Fork,Locking,Fnl,NYL,22-18AWG,#8,PK100 | Locking Fork Terminal, nylon insulated, funnel entry, 22-18 AWG, #8 stud size, standard package. | C | 100 | 100 | 100 | 126.75
07498363261 | PNL-1/0-2-L | Cu,MechLug,2H,ST,#8SOL,1/0STR,5/16S,PK50 | Two-hole, copper, single barrel, straight tongue lug, #8 SOL - 1/0 STR, 5/16 (7.9mm) stud hole. | C | 100 | 1 | 1 | 3554.34
07498363256 | PNL-1000-3 | Cu,MechLug,1H,ST,500-1000K,1/2S,PK3 | One-hole, copper, single barrel, straight tongue lug, 500 - 1000 kcmil, 1/2 (12.7mm) stud hole. | C | 100 | 1 | 1 | 11447.18
07498363262 | PNL-250-2-Q | Cu,MechLug,2H,ST,#6SOL,250K,3/8S,PK25 | Two-hole, copper, single barrel, straight tongue lug, #6 SOL - 250 kcmil, 3/8 (9.5mm) stud hole. | C | 100 | 1 | 1 | 3673.45
07498363263 | PNL-500-2-3 | Cu,MechLug,2H,ST,#4SOL,500K,3/8S,PK3 | Two-hole, copper, single barrel, straight tongue lug, #4 SOL - 500 kcmil, 3/8 (9.5mm) stud hole. | C | 100 | 1 | 1 | 8361.61
07498363265 | PNLC-1/0-3 | CuMechSplice,2-SetScrew,#8SOL-1/0STRPKG3 | Two-set screw splice, copper, type PNLC, #8 SOL - 1/0 STR. | C | 100 | 1 | 1 | 3499.35
07498363266 | PNLC-250-1 | Cu,MechSpl,2-SetSCR,#6SOL,250K,EA | Two-set screw splice, copper, type PNLC, #6 SOL - 250 kcmil. | C | 100 | 1 | 1 | 5987
07498382145 | PPF2S-S25-V | FlatPanPoleStdoff,1/4"Screw,5.4"L,PK5 | The flat pan-post standoff is natural color and requires two 1/4" (6.35 mm) (M6) screws. It measures 5.42" long x 1.50" high x 0.19" wide (137.7 x 38.1 x 4.8 mm). It is used with miniature, intermediate, and standard cross section cable ties and is made o | PC | 1 | 5 | 5 | 3.04
07498376092 | PPH10 | HoseAssembly,PTS-PPTS-PTHTools,10Ft,EA | 10.0' (3m) hose assembly (regulator to tool) for PTS, PPTS, PTH, PPTEH and PTMT Installation Tools; includes a .13" (3.3mm) NPT male connector (to regulator) and .13" (3.3mm) female quick disconnect (to tool). | PC | 1 | 1 | 1
07498388045 | PPM-0 | Pre-Print,Mkr.Card,Hi-Temp,0,WH,PK25 | Wire Marker Card, Hi-Temp, '0' | C | 100 | 25 | 25 | 323.25
07498388055 | PPM-10 | Pre-Prtd Mrkrs,Hi-Temp,.25"x1.5",10,WH | Wire Marker Card, Hi-Temp, '10' | C | 100 | 25 | 25 | 320.89
07498388056 | PPM-11 | Pre-Prtd Mrkrs,Hi-Temp,.25"x1.5",11,WH | Wire Marker Card, Hi-Temp, '11' | C | 100 | 25 | 25 | 320.89
07498388058 | PPM-13 | Pre-Prtd Mrkrs,Hi-Temp,.25"x1.5",13,WH | Wire Marker Card, Hi-Temp, '13' | C | 100 | 25 | 25 | 320.89
07498388060 | PPM-15 | Pre-Prtd Mrkrs,Hi-Temp,.25"x1.5",15,WH | Wire Marker Card, Hi-Temp, '15' | C | 100 | 25 | 25 | 336.17
07498388051 | PPM-6 | Pre-Prtd Mrkrs,Hi-Temp,.25"x1.5",6,WH | Wire Marker Card, Hi-Temp, '6' | C | 100 | 25 | 25 | 320.89
07498388054 | PPM-9 | Pre-Print,Mkr.Card,Hi-Temp,9,WH,PK25 | Wire Marker Card, Hi-Temp, '9' | C | 100 | 25 | 25 | 320.89
07498388646 | PPM-A | Pre-Print,Mkr.Card,Hi-Temp,A,WH,PK25 | Wire Marker Card, Hi-Temp, 'A' | C | 100 | 25 | 25 | 323.25
07498354768 | PPS0103WSL1-ADI | SOLAR LBL,WRN,AC/DC INVERTER,WH/RD,PK50 | Solar label, 1.5" H x 3.0" W (38.1mm x 76.2mm), warning header, 'Electrical shock hazard ac/dc inverter' (legend), polyester adhesive, white/red, 50 labels/roll, 50 roll/package. | PC | 1 | 50 | 50 | 1.7
07498357281 | PPS0103WSL1-SLC | SOLAR LBL,WRN,SOL LOAD CONTR,WH/RD,PK50 | Solar label, 1.5" H x 3.0" W (38.1mm x 76.2mm), warning header, 'Electrical shock hazard solar load controller' (legend), polyester adhesive, white/red, 50 labels/roll, 50 roll/package. | PC | 1 | 50 | 50 | 1.7
07498380968 | PPS0204CSL1-C01 | SOLAR LBL,CAUTION,SOL ELECT..,BL/YL,PK50 | Solar label, 2.0" H x 4.0" W (50.8mm x 101.6mm), caution header, 'Solar electric system connected' (legend), polyester adhesive, black/yellow, 50 labels/roll,1 roll/package. | PC | 1 | 50 | 50 | 2.67
07498381014 | PPS0204CSL1-C02 | SOLAR LBL,CAUTION,PV SYSTEM..,BL/YL,PK50 | Solar label, 2.0" H x 4.0" W (50.8mm x 101.6mm), caution header, 'Photovoltaic system circuit is backfed' (legend), polyester adhesive, black/yellow, 50 labels/roll,1 roll/package. | PC | 1 | 50 | 50 | 2.67
07498341113 | PPS0204WS001 | Adhesive Sign, Polyester, 2.25" X 4.5", | Adhesive Sign, Polyester, 2.25" X 4.5", WARNING Header, SOLAR, 1 sgn/cd, 5 cds/pk, BL/OR/WH | PC | 1 | 5 | 5 | 8.07
07498360962 | PPS0204WSL1-DPS | SOLAR LBL,WARN,DUAL POWER SRC,WH/RD,PK50 | Solar label, 2.0" H x 4.0" W (50.8mm x 101.6mm), warning header, 'Dual power source second source is a pv system' (legend), reflective polyester adhesive, white/red, 50 labels/roll, 50 roll/package. | PC | 1 | 50 | 50 | 2.67
07498381029 | PPS0204WSL1-W02 | SOL LBL,WARN,DO NOT TOUCH,BL/OR/WH,PK50 | Solar label, 2.0" H x 4.0" W (50.8mm x 101.6mm), warning header, 'Electrical shock hazard do not touch terminals terminals on both the line and load sides may be energized in the open position' (legend), polyester adhesive, orange header and black/white, | PC | 1 | 50 | 50 | 2.67
07498381093 | PPS0204WSL1-W05 | SOL LBL,WARN,DUAL PWR SRC,BL/OR/WH,PK50 | Solar label, 2.0" H x 4.0" W (50.8mm x 101.6mm), warning header, 'Dual power source second source is a photovoltaic system' (legend), polyester adhesive, orange header and black/white, 50 labels/roll,1 roll/package. | PC | 1 | 50 | 50 | 2.67
07498353350 | PPS0206WSR1-PS | SOLAR LBL,WARN,PV PWR SRC,BL/OR/WH,PK50 | Solar label, 1.75" H x 6.0" W (44.5mm x 152.4mm), warning header, 'Photovoltaic power source' (legend), reflective polyester adhesive, white/red, 50 labels/roll,1 roll/package. | PC | 1 | 50 | 50 | 3.29
07498353363 | PPS0404WSL1-TER | LABEL,SOLAR,ELECT SHOCK…,RD/WH,PK50 | Solar label, 4.0" H x 4.0" W (101.6mm x 101.6mm), warning header, 'Electrical shock hazard…' (legend), polyester adhesive, white/red, 50 labels/roll, 50 roll/package. | PC | 1 | 50 | 50 | 2.42
07498301122 | PRPC13-69 | Power Outlet Unit Plug Retention Device, | Power Outlet Unit Plug Retention Device, Natural Ivory | PC | 1 | 1 | 1 | 6.13
07498364574 | PRPC13W-2.0-X | C-13RetainClp,ForPOU_w_2inChassis,10 | C13 retaining clip for power outlet units with 2.00 inch chassis. | PC | 1 | 10 | 10 | 6.13
07498354880 | PRT1S-C0 | CableTie,Std,Rel,4.8in,WR,BL,PK100 | Pan-Ty® releasable tie, standard cross section, 4.8 (122mm) length, weather resistant nylon 6.6, black, standard package. | C | 100 | 1000 | 100 | 36.39
07498354296 | PRT2EH-C | CableTie,EH,Rel,9in,Nyl,Nat,PK100 | Pan-Ty® releasable lashing tie, extra-heavy cross section, 9.0 (229mm) length, nylon 6.6, natural. | M | 1000 | 100 | 100 | 966.33
07498354984 | PRT2H-L | CableTie,LH,Rel,8.4in,Nyl,Nat,SP | Pan-Ty® releasable tie, light-heavy cross section, 8.4 (213mm) length, nylon 6.6, natural, standard package. | C | 100 | 500 | 50 | 90.73
07498354985 | PRT2H-L0 | CableTie,LH,Rel,8.4in,WR,BL,SP | Pan-Ty® releasable tie, light-heavy cross section, 8.4 (213mm) length, weather resistant nylon 6.6, black, standard package. | C | 100 | 500 | 50 | 99.4
07498338926 | PRT3H-TL | CableTie,LH,Rel,11.4in,Nyl,Nat,PK250 | Pan-Ty® releasable tie, light-heavy cross section, 11.4 (290mm) length, nylon 6.6, natural, bulk package. | M | 1000 | 500 | 250 | 927.12
07498357008 | PRWP1.5S-D30 | WgPshMntTie,Rel,6.8L,Std,HS,BL,PK500 | Pan-Ty® releasable wing push mount tie, standard cross section, 6.8 (173mm) length, heat stabilized nylon 6.6, black. | M | 1000 | 1000 | 500 | 563.22
07498390544 | PS1-E | CuParallelSplice,CMA100,000-130,000PKG20 | Copper parallel splice, circular MIL range 100,000 to 130,000. | C | 100 | 1 | 1 | 271.04
07498390543 | PS2-Q | CuParallelSplice,CMA65,000-100,000PKG25 | Copper parallel splice, circular MIL range 65,000 to 100,000. | C | 100 | 1 | 1 | 232.55
07498390541 | PS6-L | CuParallelSplice,CMA25,000-40,000PKG50 | Copper parallel splice, circular MIL range 25,000 to 40,000. | C | 100 | 1 | 1 | 90.51
07498363224 | PSC8C | CABLE CLIP,.38-.44,5/16-1/2in,FLNG,PK100 | Cable clip for 0.38" - 0.44" flexible cable on 5/16" - 1/2" flange. | PC | 1 | 100 | 100 | .63
07498363225 | PSC8D | CABLE CLIP,.47-.56,5/16-1/2in,FLNG,PK100 | Cable clip for 0.47" - 0.56" flexible cable on 5/16" - 1/2" flange. | PC | 1 | 100 | 100 | .68
07498363251 | PSC8G | CABLE CLP,.97-1.25,5/16-1/2in,FLNG,PK100 | Cable clip for 0.97"- 1.25" flexible cable on 5/16" - 1/2" flange. | PC | 1 | 100 | 100 | .87
07498343534 | PSCC-3Y | MRKRCards,Vyl,1.00"Wx3.00"L,PK25 | White write-on, self-laminating vinyl label, 1.00 x 3.00. | C | 100 | 25 | 25 | 288.08
07498364115 | PSCH16B | ONE-PIECE STRUT CLAMP,1 in,EMT,PK50 | One-piece strut clamp with saddle used to secure 1" conduit, 3/4" Rigid/IMC, 59 lbs. static load capacity. | PC | 1 | 50 | 50 | 1.85
07498364116 | PSCH20B | ONE-PIECE STRUT CLAMP,1-1/4 in,EMT,PK50 | One-piece strut clamp with saddle used to secure 1 1/4" conduit, 1" Rigid/IMC, 75 lbs. static load capacity. | PC | 1 | 50 | 50 | 1.89
07498364121 | PSCH56B | ONE-PIECE STRUT CLAMP,3 in,EMT,PK10 | One-piece strut clamp with saddle used to secure 3" conduit, 3" Rigid/IMC, 160 lbs. static load capacity. | PC | 1 | 10 | 10 | 4.71
07498364122 | PSCH64B | ONE-PIECE STRUT CLAMP,3-/2 in,EMT,PK10 | One-piece strut clamp with saddle used to secure 3 1/2" conduit, 3 1/2" Rigid/IMC, 200 lbs. static load capacity. | PC | 1 | 10 | 10 | 5.76
07498364113 | PSCH8B | ONE-PIECE STRUT CLAMP,1/2 in,EMT,PK100 | One-piece strut clamp with saddle used to secure 1/2" conduit, 50 lbs. static load capacity. | PC | 1 | 100 | 100 | 1.99
07498301351 | PSCPUR-Q | CuParallelSplice,Color-dPurplePKG25 | Copper parallel splice, purple. | C | 100 | 1 | 1 | 535.7
07498363333 | PSK125I | UNIV STRUT CLAMP,3/4 in,CONDUIT,PK100 | Universal strut clamp for 3/4" EMT/Rigid/IMC conduit, 200 lbs. static load capacity. | PC | 1 | 100 | 100 | 1.54
07498363334 | PSK165I | UNIV STRUT CLAMP,1 in,CONDUIT,PK100 | Universal strut clamp for 1" EMT/Rigid/IMC conduit, 200 lbs. static load capacity. | PC | 1 | 100 | 100 | 1.6
07498363335 | PSK205I | UNIV STRUT CLAMP,1.25 in,CONDUIT,PK100 | Universal strut clamp for 1 1/4" EMT/Rigid/IMC conduit, 200 lbs. static load capacity. | PC | 1 | 100 | 100 | 1.6
07498363336 | PSK245I | UNIV STRUT CLAMP,1.50 in,CONDUIT,PK50 | Universal strut clamp for 1 1/2" EMT/Rigid/IMC conduit, 200 lbs. static load capacity. | PC | 1 | 50 | 50 | 1.99
07498363337 | PSK325I | UNIV STRUT CLAMP,2 in,CONDUIT,PK50 | Universal strut clamp for 2" EMT/Rigid/IMC conduit, 200 lbs. static load capacity. | PC | 1 | 50 | 50 | 2.24
61305610779 | PSL-1002 | LOCKOUT, PUSH BUTTON CVR RING, 30mm ,EA | Lockout Tagout, Push button Cover ring, Aluminum, 30mm. | PC | 1 | 1 | 1 | 7.57
61305610782 | PSL-1005 | LOCKOUT, PUSH BUTTON CVR RING,EA | Lockout Tagout, Push button Cover ring, Aluminum, 22.5mm. | PC | 1 | 1 | 1 | 7.57
61305605899 | PSL-1006 | LOCKOUT, LARGE HANDLE LEVER ,EA | Lockout Tagout, Large handle lever. | PC | 1 | 1 | 1 | 11.22
61305605900 | PSL-1007 | LOCKOUT, LG HANDLE LEVER, REPL RAIL ,EA | Lockout Tagout, Large handle lever, Mounting Rail. | PC | 1 | 1 | 1 | 5.98
61305605933 | PSL-1012 | LOCKOUT, VERSATILE PNEUMATIC ,EA | Lockout Tagout, Versatile Pneumatic, Red | PC | 1 | 1 | 1 | 24.9
61305605945 | PSL-1016 | LOCKOUT, CINCH CABLE ONLY, 15FT ,EA | Lockout Tagout, Cinch cable only, 15Ft. | PC | 1 | 1 | 1 | 22.04
61305610786 | PSL-1018 | LOCKOUT, TAB TAG, DGR DO NOT OPERATE ,EA | Lockout Tagout, Tab tag, 'DANGER DO NOT OPERATE' (legend). | PK | 1 | 1 | 1 | 34.87
61305605956 | PSL-1020 | TAG 'N HANG HASP ,EA | Lockout Tagout, Tag'n hang Hasp. | PC | 1 | 1 | 1 | 9.4
61305605957 | PSL-1021 | ALUM HASP, DGR DO NOT OPER ,EA | Lockout Tagout, Aluminum Hasp, 'DANGER DO NOT OPERATE' (legend). | PC | 1 | 1 | 1 | 19.26
07498329113 | PSL-7BR | ALUMINUM PADLOCK,1.00in SHACKLE,BR,EA | Aluminum body padlock, 1.06" shackle, brown. | PC | 1 | 1 | 1 | 23.38
07498336210 | PSL-7YL | ALUMINUM PADLOCK,1.00in SHACKLE,YL,EA | Aluminum body padlock, 1.06" shackle, yellow. | PC | 1 | 1 | 1 | 23.38
07498357192 | PSL-BX | CARRYING CASE (EMPTY),14.50in L,RD,EA | Empty plastic kit box for PSL-KT-MROA. | PC | 1 | 1 | 1 | 56.55
07498331990 | PSL-DCPLRX-BL | Recessed Lock-in Device BL/1Tool BL,PK10 | Recessed RJ45 Plug lock-in device, 10 devices (black) and 1 installation/removal tool (black), polycarbonate. | PK | 1 | 1 | 1 | 63.84
07498332006 | PSL-DCPLRX-BL-C | Rec RJ-45 Lock-in, 100 Black Devices | Recessed RJ45 Plug lock-in device, 100 devices (black) and 5 installation/removal tool (black), polycarbonate, Black. | PK | 1 | 1 | 1 | 501.22
07498332005 | PSL-DCPLRX-C | Rec RJ-45 Lock-in, 100 Red Devices | The recessed RJ45 plug lock-in device comes in a package of one hundred and includes five installation/removal tools. The RJ45 plug lock-in device secures connections to reduce network downtime, data security breaches, and hardware replacement due to thef | PK | 1 | 1 | 1 | 501.22
07498331996 | PSL-DCPLRX-IG | Rec RJ-45 Lock-in, 10 Gray Devices | Recessed RJ45 Plug lock-in device, 10 devices (international gray) and 1 installation/removal tool (black), polycarbonate, International Gray. | PK | 1 | 1 | 1 | 70.24
07498308957 | PSL-DCPLS-GR-C | Sup Rec RJ-45 Lock-In,100 Green Devices | Super recessed RJ45 plug lock-in device, 100 devices (green) and 5 tool (black), polycarbonate. | PK | 1 | 1 | 1 | 501.22
07498331997 | PSL-DCPLX | Std Lock-in Device RD/1Tool BL,PK10 | The standard RJ45 plug lock-in device comes in a package of ten and includes one installation/removal tool. The RJ45 plug lock-in device secures connections to reduce network downtime, data security breaches, and hardware replacement due to theft. The tam | PK | 1 | 1 | 1 | 63.84
07498331998 | PSL-DCPLX-BL | Std Lock-in Device BL/1Tool BL,PK10 | The RJ45 plug lock-in device, comes with 10 black devices and 1 black installation/removal tool. It is made of polycarbonate. | PK | 1 | 1 | 1 | 63.84
07498332014 | PSL-DCPLX-BL-C | Std RJ-45 Lock-in, 100 Black Devices | The standard RJ45 plug lock-in device comes in a package of one hundred and includes five installation/removal tools. The RJ45 plug lock-in device secures connections to reduce network downtime, data security breaches, and hardware replacement due to thef | PK | 1 | 1 | 1 | 501.22
07498332015 | PSL-DCPLX-BU-C | Std RJ-45 Lock-in, 100 Blue Devices | RJ45 Plug lock-in device, 100 devices (blue) and 5 installation/removal tool (black), polycarbonate. | PK | 1 | 1 | 1 | 501.22
07498339303 | PSL-ERB | RECEPTABLE BLOCKOUT,120V,RD,EA | Blockout for 120 V electrical receptacle. | PC | 1 | 1 | 1 | 4.46
07498319476 | PSL-LCAB-BU | LC Blockout, 10 Blue Devices | LC duplex adapter block-out device, 10 devices (blue) and 1 removal tool (black), polycarbonate. | PK | 1 | 1 | 1 | 35.35
07498319482 | PSL-LCAB-C | LC Blockout, 100 Red Devices | LC duplex adapter block-out device, 100 devices (red) and 5 removal tools (black), polycarbonate. | PK | 1 | 1 | 1 | 273.16
07498334233 | PSL-V9YEL | GATE VALVE LOCKOUT DEV,6.5IN-10IN,YL,EA | Gate valve lockout, accommodates 6.50" – 10.00" diameter handle, yellow. | PC | 1 | 1 | 1 | 58.92
07498383304 | PSN12-L | ParallelSplice,Nyl14,12AWG,PK50 | Parallel Splice, 14 – 12 AWG, nylon insulated, standard package. | C | 100 | 50 | 50 | 110.57
07498343786 | PSWM-1500Y | Vyl W/O Self-Lam W/M,1.5"x1.5"x.75",6 Mk | White write-on, self-laminating vinyl label, 1.50 x 1.50. | C | 100 | 25 | 25 | 257.51
07498343791 | PSWMH-375Y | MRKRCards,.375"Wx.75"L,.375"POA,PK25 | White print-on, self-laminating vinyl label, 0.38" x 0.75". | C | 100 | 25 | 25 | 259.4
07498343792 | PSWMH-750Y | MRKRCards,.75"Wx.75"L,.38"POA,PK25 | White print-on, self-laminating vinyl label, 0.75" x 0.75". | C | 100 | 25 | 25 | 259.4
07498380837 | PV10-10LFX-D | LkgForkTerm,Vy,12-10AWG,#10Std,PK500 | Locking Fork Terminal, vinyl insulated, 12- 10 AWG, #10 stud size, expanded insulation for large wire O.D., bulk package. | M | 1000 | 500 | 500 | 434.82
07498336239 | PV10-10R-E | Ring Terminal,Vinyl,12-10AWG,#10,PK20 | Ring Terminal, 12 – 10 AWG, #10 stud size, vinyl insulated, funnel entry, convenience package. | C | 100 | 20 | 20 | 105.96
07498380819 | PV10-14LF-D | LkgForkTerm,Vyl,12,10AWG,1/4"StudPK500 | Locking Fork Terminal, vinyl insulated, funnel entry, butted seam, 12- 10 AWG, 1/4 stud size, bulk package. | M | 1000 | 500 | 500 | 430.63
07498380838 | PV10-14LFX-L | LkgForkTerm,Vy,12-10AWG,1/4"Std,PK50 | Locking Fork Terminal, vinyl insulated, 12- 10 AWG, 1/4 stud size, expanded insulation for large wire O.D. | C | 100 | 50 | 50 | 141.6
07498380835 | PV10-8LFX-D | LkgForkTerm,Vy,12-10AWG,#8Std,PK500 | Locking Fork Terminal, vinyl insulated, 12- 10 AWG, #8 stud size, expanded insulation for large wire O.D., bulk package. | M | 1000 | 500 | 500 | 434.82
61305675790 | PV10-P55-EYY | Terminal Convenience Package | Pin Terminal, 12 10 AWG, vinyl insulated, .55 pin length, convenience package. | C | 100 | 20 | 20 | 195.57
07498336374 | PV14-10F-E | Fork Terminal,Vinyl,16-14AWG,#10,PK20 | Fork Terminal, vinyl insulated, funnel entry, 16 – 14 AWG, #10 stud size, convenience package. | C | 100 | 20 | 20 | 82.08
07498380876 | PV14-10LFN-M | LkgForkTerm,Narrow,Vyl,18,#10StudPK1000 | Locking Fork Terminal, vinyl insulated, funnel entry, 18- 14 AWG, #10 stud size, narrow tongue, bulk package. | M | 1000 | 1000 | 1000 | 273.36
07498336244 | PV14-10R-E | Ring Terminal,Vinyl,16-14AWG,#10,PK20 | Ring Terminal, 16 – 14 AWG, #10 stud size, vinyl insulated, funnel entry, convenience package. | C | 100 | 20 | 20 | 82.08
07498352493 | PV14-14F-M | Fork Term,Vinyl,16-14AWG,1/4IN,PK1000 | Fork Terminal, vinyl insulated, funnel entry, 16- 14 AWG, 1/4 stud size, bulk package. | M | 1000 | 1000 | 1000 | 375.7
07498380166 | PV14-38RX-L | RingTerm,Vyl,16,14AWG,3/8"Stud,PK50 | Ring Terminal, 16 – 14 AWG, 3/8" stud size, vinyl insulated, expanded insulation for large wire O.D. | C | 100 | 50 | 50 | 103.31
07498336254 | PV14-6F-E | Fork Terminal,Vinyl,16-14AWG,#6,PK20 | Fork Terminal, vinyl insulated, funnel entry, 16 – 14 AWG, #6 stud size, convenience package. | C | 100 | 20 | 20 | 82.08
07498346503 | PV14-6FF-C | FlgdForkTerm,Vyl,16,14AWG,#6Stud,PK100 | Flanged Fork Terminal, vinyl insulated, funnel entry, 16- 14 AWG, #6 stud size, standard package. | C | 100 | 100 | 100 | 77.49
07498336348 | PV14-8F-E | Fork Terminal,Vinyl,16-14AWG,#8,PK20 | Fork Terminal, vinyl insulated, funnel entry, 16 – 14 AWG, #8 stud size, convenience package. | C | 100 | 20 | 20 | 79.94
07498380427 | PV14-8FX-M | ForkTerm,Vyl,16,14AWG,#8Stud,PK1000 | Fork Terminal, vinyl insulated, 16- 14 AWG, #8 stud size, expanded insulation for large wire O.D., bulk package. | M | 1000 | 1000 | 1000 | 310.8
07498336422 | PV14-8LF-E | Locking Fork,Vinyl,16-14AWG,#8,PK20 | Locking Fork Terminal, vinyl insulated, funnel entry, 18- 14 AWG, #8 stud size, convenience package. | C | 100 | 20 | 20 | 88.84
07498380158 | PV14-8RX-C | RingTerm,Vyl,16,14AWG,#8Stud,PK100 | Ring Terminal, 16 – 14 AWG, #8 stud size, vinyl insulated, expanded insulation for large wire O.D., standard package. | C | 100 | 100 | 100 | 78.54
07498368650 | PV18-10FF-CY | FlgdForkTerm,Vyl,22,16AWG,#10StudPK100 | Flanged Fork Terminal, vinyl insulated, funnel entry, 22 - 16 AWG, #10 stud size. | C | 100 | 100 | 100 | 77.97
07498368714 | PV18-10FX-CY | ForkTerm,Vyl,22,18AWG,#10Stud,PK100 | Fork Terminal, vinyl insulated, 22- 18 AWG, #10 stud size, expanded insulation for large wire O.D., standard package. | C | 100 | 100 | 100 | 74.7
07498368853 | PV18-10RX-CY | RingTerm,Vyl,22,18AWG,#10Stud,PK100 | Ring Terminal, 22 – 18 AWG, #10 stud size, vinyl insulated, expanded insulation for large wire O.D., standard package. | C | 100 | 100 | 100 | 74.37
07498368857 | PV18-14RX-CY | RingTerm,Vyl,22,18AWG,1/4"Stud,PK100 | Ring Terminal, 22 – 18 AWG, 1/4" stud size, vinyl insulated, expanded insulation for large wire O.D., standard package. | C | 100 | 100 | 100 | 102.3
07498341505 | PV18-6FF-MY | FlgdForkTerm,Vyl,22,16AWG,#6StudPK1000 | Flanged Fork Terminal, vinyl insulated, funnel entry, 22- 16 AWG, #6 stud size, bulk package. | M | 1000 | 1000 | 1000 | 357.25
07498369459 | PV18-6FX-CY | ForkTerm,Vyl,22,18AWG,#6Stud,PK100 | Fork Terminal, vinyl insulated, 22- 18 AWG, #6 stud size, expanded insulation for large wire O.D., standard package. | C | 100 | 100 | 100 | 84.75
07498369462 | PV18-6LFW-CY | LkgForkTerm,WideVyl,22,18AWG,#6StudPK100 | Locking Fork Terminal, vinyl insulated, funnel entry, 22- 18 AWG, #6 stud size, wide tongue, standard package. | C | 100 | 100 | 100 | 73.98
07498369467 | PV18-6RX-CY | RingTerm,Vyl,22,18AWG,#6Stud,PK100 | Ring Terminal, 22 – 18 AWG, #6 stud size, vinyl insulated, expanded insulation for large wire O.D., standard package. | C | 100 | 100 | 100 | 74.37
07498369472 | PV18-8FX-CY | ForkTerm,Vyl,22,18AWG,#8Stud,PK100 | Fork Terminal, vinyl insulated, 22- 18 AWG, #8 stud size, expanded insulation for large wire O.D., standard package. | C | 100 | 100 | 100 | 88.13
07498369480 | PV18-8RX-CY | RingTerm,Vyl,22,18AWG,#8Stud,PK100 | Ring Terminal, 22 – 18 AWG, #8 stud size, vinyl insulated, expanded insulation for large wire O.D., standard package. | C | 100 | 100 | 100 | 74.37
07498369486 | PV2-10RX-XY | RingTerm,VylExp,2AWG,#10Stud,PK10 | Ring Terminal, large wire, 2 AWG, #10 stud size, vinyl expanded insulation, standard package. | C | 100 | 10 | 10 | 466.95
07498369488 | PV2-12R-XY | RingTerm,Vyl,2AWG,1/2"Stud,PK10 | Ring Terminal, large wire, 2 AWG, 1/2" stud size, vinyl insulated, standard package. | C | 100 | 10 | 10 | 506.56
07498342046 | PV2-14RX-TY | RingTerm,VylExp,2AWG,1/4"Stud,PK200 | Ring Terminal, large wire, 2 AWG, 1/4" stud size, vinyl expanded insulation, bulk package. | M | 1000 | 200 | 200 | 3210.12
07498369498 | PV2-38RX-XY | RingTerm,Vyl,2AWG,3/8"Stud,PK10 | Ring Terminal, large wire, 2 AWG, 3/8" stud size, vinyl expanded insulation, standard package. | C | 100 | 10 | 10 | 466.95
07498369502 | PV2-56RX-XY | RingTerm,VylExp,2AWG,5/16"Stud,PK10 | Ring Terminal, large wire, 2 AWG, 5/16" stud size, vinyl expanded insulation, standard package. | C | 100 | 10 | 10 | 448.98
07498308281 | PV22-10R-CY | RingTerm,Vyl,26,22AWG,#10Stud,PK100 | Ring Terminal, 26 – 22 AWG, #10 stud size, vinyl insulated, funnel entry, standard package. | C | 100 | 100 | 100 | 63.46
61305675792 | PV22-10R-CYY | Ring Terminal, vinyl insulated, 26 - 22 | Ring Terminal, 26 – 22 AWG, #10 stud size, vinyl insulated, funnel entry, standard package. | C | 100 | 100 | 100 | 62.86
07498308276 | PV22-2R-CY | RingTerm,Vyl,26,22AWG,#2Stud,PK100 | Ring Terminal, 26 – 22 AWG, #2 stud size, vinyl insulated, funnel entry, standard package. | C | 100 | 100 | 100 | 63.46
61305675799 | PV22-4R-MYY | Ring Terminal, vinyl insulated, 26 - 22 | Ring Terminal, 26 – 22 AWG, #4 stud size, vinyl insulated, funnel entry, bulk package. | M | 1000 | 1000 | 1000 | 271.96
07498308284 | PV22-6F-CY | ForkTerm,Vyl,26,22AWG,#6Stud,PK100 | Fork Terminal, vinyl insulated, funnel entry, 26 - 22 AWG, #6 stud size, standard package. | C | 100 | 100 | 100 | 63.46
61305675800 | PV22-6F-CYY | Fork Terminal, vinyl insulated, 26 - 22 | Fork Terminal, vinyl insulated, funnel entry, 26 - 22 AWG, #6 stud size, standard package. | C | 100 | 100 | 100 | 62.86
61305675802 | PV22-6R-CYY | Ring Terminal, vinyl insulated, 26 - 22 | Ring Terminal, 26 – 22 AWG, #6 stud size, vinyl insulated, funnel entry, standard package. | C | 100 | 100 | 100 | 62.86
61305675804 | PV22-8R-CYY | Ring Terminal, vinyl insulated, 26 - 22 | Ring Terminal, 26 – 22 AWG, #8 stud size, vinyl insulated, funnel entry, standard package. | C | 100 | 100 | 100 | 62.86
07498387039 | PV4-12RX-E | RingTerm,VylExp,4AWG,1/2"Stud,PK20 | Ring Terminal, large wire, 4 AWG, 1/2" stud size, vinyl expanded insulation, standard package. | C | 100 | 20 | 20 | 417.25
07498387036 | PV4-14RX-E | RingTerm,Vyl,4AWG,1/4"Stud,PK20 | Ring Terminal, large wire, 4 AWG, 1/4" stud size, vinyl expanded insulation, standard package. | C | 100 | 20 | 20 | 417.25
07498387037 | PV4-56RX-E | RingTerm,VylExp,4AWG,5/16"Stud,PK20 | Ring Terminal, large wire, 4 AWG, 5/16" stud size, vinyl expanded insulation, standard package. | C | 100 | 20 | 20 | 417.2
07498312454 | PV6-38RX-X | RingTerm,Vyl,6AWG,3/8"Stud,PK10 | Ring Terminal, large wire, 6 AWG, 3/8" stud size, vinyl expanded insulation, standard package. | C | 100 | 10 | 10 | 361.79
07498312453 | PV6-56RX-X | RingTerm,VylExp,6AWG,5/16"Stud,PK10 | Ring Terminal, large wire, 6 AWG, 5/16" stud size, vinyl expanded insulation, standard package. | C | 100 | 10 | 10 | 361.79
07498387007 | PV6-8RX-E | RingTerm,VylExp,6AWG,#8Stud,PK20 | Ring Terminal, large wire, 6 AWG, #8 stud size, vinyl expanded insulation, standard package. | C | 100 | 20 | 20 | 361.79
07498312452 | PV8-12RX-XY | RingTerm,VylExp,8AWG,1/2"Stud,PK10 | Ring Terminal, large wire, 8 AWG, 1/2" stud size, vinyl expanded insulation. | C | 100 | 10 | 10 | 293.72
07498369514 | PV8-8RX-QY | RingTerm,Vyl,8AWG,#8Stud,PK25 | Ring Terminal, large wire, 8 AWG, #8 stud size, vinyl expanded insulation, standard package. | C | 100 | 25 | 25 | 274.63
07498348430 | PVS0305W2103Y | SIGN,WARNING POTENTIAL ARC..,B/O/W,PK5 | NFPA 70E Arc flash label, 3.5" H x 5.0" W (88.9mm x 127.0mm), warning header, 'Arc flash & shock hazard appropriate PPE required...' (legend), vinyl adhesive, orange header and black/white, 1 sign/card, 5 cards/package. | CG | 1 | 5 | 5 | 3.02
07498343909 | PVS0710C173Y | SIGN,CAUTION USE LOCKOUT..,BL/YL,PK5 | Vinyl adhesive sign, 7.0" H x 10.0" W, caution header, 'Use lock-out device during maintenance or any operator adjustment' (legend), vinyl adhesive, black/yellow, 1 sign/card, 1 card/package. | PC | 1 | 1 | 1 | 10.02
07498370085 | PVT-155-Q | TAG,DANGER DO NOT OP..,RD/BL/WH,PK25 | Write-on safety tag, 3.00" W x 5.75" H, danger header, 'Do not operate this switch' (legend), semi-rigid vinyl, red and black/white, 25 tags and ties/package. | PK | 1 | 1 | 1 | 46.26
07498310343 | PW100F-C3 | Panwrap,1.00 IDx100ft,Orange,1rl | Pan-Wrap™ split harness wrap, 1" (25.4mm), 100 ft. (30.5m) per reel, polyethylene, orange. | RL | 1 | 1 | 1 | 384.68
07498310383 | PW150F-L4 | Panwrap,1.50 IDx50ft,Yellow,1rl | Pan-Wrap™ split harness wrap, 1.5" (38.1mm), 50 ft. (15m) per reel, polyethylene, yellow. | RL | 1 | 1 | 1 | 324.6
07498310342 | PW75F-C3 | Panwrap, .75 IDx100ft,Orange,1rl | Pan-Wrap™ split harness wrap, .75" (19.1mm), 100 ft. (30m) per reel, polyethylene, orange. | RL | 1 | 1 | 1 | 206.76
07498373673 | PWMX3 | FLEX CONDUIT/CABLE HANGER,1-1/8 in,PK100 | Flexible conduit/cable hanger, 1 1/8" bundle, 3 runs of MC/AC, 50 lbs. ultimate load. | PC | 1 | 100 | 100 | .48
07498374199 | PWMX6 | FLEX CONDUIT/CABLE HANGER,1-3/4 in,PK100 | Flexible conduit/cable hanger, 1 3/4" bundle, 6 runs of MC/AC, 75 lbs. ultimate load. | PC | 1 | 200 | 100 | .77
07498375005 | PX-10 | Pen,Permanent,RegularTip,WHT,PK12 | Marking pen for black or other dark colored parts, regular tip, white. | PC | 1 | 12 | 12 | 15.87
07498399946 | PZCGK | Pan Zone Cabinet Grounding Kit | Grounding and bonding kit; includes all components to properly ground cabinet. | KT | 1 | 1 | 1 | 89.11
07498397648 | R100X150X3J | LSIJ,TurnTellLbl,1"x1.5"x0.5",CL/GR,1000 | The laser/ink jet, self-laminating Turn-Tell label made of polymer has an innovative design that allows it to rotate to any angle for improved visibility, aesthetics, and easy repositioning on wires and cables. The label has a print-on area 0.50" (12.7 mm | M | 1000 | 1000 | 1000 | 445.17
07498397643 | R100X225X2J | LSIJ,TurnTellLbl,1"x2.25"x.75",CLBL,1000 | The laser/ink jet, self-laminating Turn-Tell label made of polymer has an innovative design that allows it to rotate to any angle for improved visibility, aesthetics, and easy repositioning on wires and cables. The label has a print-on area 0.75" (19.1 mm | M | 1000 | 1000 | 1000 | 732.61
07498397640 | R100X225X8J | LSIJ,TurnTellLbl,1"x2.25"x.75",CLYL,1000 | The laser/ink jet, self-laminating Turn-Tell label made of polymer has an innovative design that allows it to rotate to any angle for improved visibility, aesthetics, and easy repositioning on wires and cables. The label has a print-on area 0.75" (19.1 mm | M | 1000 | 1000 | 1000 | 732.61
07498380267 | RGS13442-1 | Grounding Strip Kt,42 RU,Thread Rail, EA | Grounding strip; 73.40" (1.9m) length; .67" (17mm) width; .05" (1.27mm) thickness; provided with .16 oz. (5cc) of antioxidant, one grounding sticker and three each #12-24 x 1/2" and M6 x 12mm thread-forming screws. | KT | 1 | 1 | 1 | 137.99
07498380268 | RGS13448-1 | Grounding Strip Kit,48 RU,Thread Rail,EA | Grounding strip; 83.90" (2.1m) length; .67" (17mm) width; .05" (1.27mm) thickness; provided with .16 oz. (5cc) of antioxidant, one grounding sticker and three each #12-24 x 1/2" and M6 x 12mm thread-forming screws. | KT | 1 | 1 | 1 | 136.27
07498380273 | RGS13452-1 | Grounding Strip Kit,52 RU,Thread Rail,EA | Grounding strip; 90.90" (2.3m) length; .67" (17mm) width; .05" (1.27mm) thickness; provided with .16 oz. (5cc) of antioxidant, one grounding sticker and three each #12-24 x 1/2" and M6 x 12mm thread-forming screws. | KT | 1 | 1 | 1 | 144.2
07498369760 | RGTBSM5G-C | Bonding Screw, Green,M5,100PK | Green thread-forming bonding screw, M5 x 15mm. | C | 100 | 100 | 100 | 106.85
07498334487 | RGTBSM6-C | Bonding Screw, Black,M6x15mm,100PK | Black thread-forming bonding screw, M6 x 15mm. | C | 100 | 100 | 100 | 69.59
07498302289 | RGTBSM6G | Bonding Screw, Green, M6, 4PK | Four pack, green, thread-forming bonding screw, M6 x 15mm. | KT | 1 | 1 | 1 | 6.1
07498360876 | RGTS-CY | Grounding Screw,Thread-Form,12-24 ,100PK | Thread-forming grounding screw, #12-24 x 1/2". | C | 100 | 100 | 100 | 32.28
07498339574 | RGTS1032-C | Grounding Screw,#10-32 x 1/2",100PK | Thread-forming grounding screw, #10-32 x 1/2". | C | 100 | 100 | 100 | 53.14
07498334485 | RGTSM6-C | Grounding Screw,Thread-Forming,M6,100PK | Thread-forming grounding screw, M6 x 12mm. | C | 100 | 100 | 100 | 43.27
07498357105 | RHR4BL-S | Ribb,Resin,ForTDP4-HY/PTR3E,BL,EA | The black resin thermal transfer ribbon for Panduit's TDP4-HY series and PTR3E printer is part of the complete line of identification solutions from Panduit. Measuring 1181' (360m) long and 4-H component labels and continuous tape. It is available individ | RL | 1 | 1 | 1 | 228.07
07498357107 | RMR4BL | Ribbon, Resin, 4" wide, for use with TDP | Ribbon for use with the TDP43MY thermal transfer desktop printer, 4" wide, resin thermal transfer, black, 12 standard ctn. quantity. | RL | 1 | 1 | 1 | 42.13
07498357099 | RMR4WH | Ribbon, Resin, 4" wide, for use with TDP | Ribbon for use with the TDP43MY thermal transfer desktop printer, 4" wide, resin thermal transfer, white, 12 standard ctn. quantity. | RL | 1 | 1 | 1 | 51.07
07498342027 | RSC4-6-L | CuReducingSplice,#4–#6AWG/PKG50 | In-line reducing splice, #4- #6 AWG code conductor. | C | 100 | 1 | 1 | 3761.04
07498345401 | RSC500-X4/0-6 | CuReducingSplice,500kcmil–4/0AWG/PKG6 | In-line reducing splice, 500 kcmil - 4/0 AWG code/flex conductor. | C | 100 | 1 | 1 | 10038.02
61305682673 | RTCBE90S10-TL | RTC Bracket Wide 90 Degreee with M10 Mou |  | M | 1000 | 250 | 250 | 6930.5
61305682674 | RTCBES10-TL | RTC Bracket Wide with M10 Mount |  | M | 1000 | 250 | 250 | 6930.5
61305682613 | RTCM3EBL-TL350 | RTC Mount Wide with 3" Bundle Cradle |  | M | 1000 | 250 | 250 | 2087.5
07498333765 | S050X075T1D | DtMtrx,PVDF,SlfLam,.5"Wx.75L"x.25"H,5000 | The dot matrix self-laminating adhesive label is made of polyvinylidene and is supplied on fan-fold sheets with 14 labels per row. The label has a white colored print-on area 0.5" (12.7 mm) high for cable or wires and a clear overlaminate. It is 0.5" wi | M | 1000 | 5000 | 5000 | 55.81
61305631527 | S050X075TAD-A | Dot Matrix, Self-Lam Label, Tedlar, .50" |  | M | 1000 | 5000 | 5000 | 53.14
07498343916 | S050X075VADY | DtMtrx,Vyl,SlfLam,.5"Wx.75L"x.25"H,5000 | The dot matrix self-laminating adhesive label made of vinyl is supplied on fan-fold sheets with 14 labels per row. The label has a white colored print-on area 0.25" (6.4 mm) high for cables or wires and a clear overlaminate. It is 0.5" wide and 0.75" l | M | 1000 | 5000 | 5000 | 48.91
61305631528 | S050X150TAD-A | Dot Matric, Self-Lam Label, Polyvinylide |  | M | 1000 | 5000 | 5000 | 54.12
07498333597 | S075X125T1T | TTSlfLm,.75"Wx1.25"Lx.38H,3"Core,5000 | The thermal transfer self-laminating adhesive label is made of polyvinylidene and is supplied on a roll with 5 labels per row. The label has a white colored print-on area 0.38" (9.7 mm) high for Category 3 UTP and 12 - 10 AWG and a clear overlaminate. It | M | 1000 | 5000 | 5000 | 110.04
07498333773 | S075X150T1D | DtMtrx,PVDF,SlfLm,.75"Wx1.5L"x.5"H,5000 | The dot matrix self-laminating adhesive label is made of polyvinylidene and is supplied on fan-fold sheets with 6 labels per row. The label has a white colored print-on area 0.5" (12.7 mm) high for cables or wires and a clear overlaminate. It is 0.75" w | M | 1000 | 5000 | 5000 | 100.03
61305631529 | S075X150TAD-A | Dot Matrix, Self-Lam Label, Tedlar, .75" |  | M | 1000 | 5000 | 5000 | 95.27
07498359886 | S1/0-12R-X | TubRingTerm,NonIns,1/0AWG,1/2StudPK10 | Tubular Ring Terminal, 1/0 AWG, 1/2 stud size, non-insulated, standard package. | C | 100 | 50 | 10 | 439.64
07498359883 | S1/0-14R-X | TubRingTerm,NonIns,1/0AWG,1/4StudPK10 | Tubular Ring Terminal, 1/0 AWG, 1/4 stud size, non-insulated, standard package. | C | 100 | 40 | 10 | 439.64
07498359885 | S1/0-38R-X | Ring Terminal,1/0 AWG,3/8in Stud,PK10 | Tubular Ring Terminal, 1/0 AWG, 3/8 stud size, non-insulated, standard package. | C | 100 | 50 | 10 | 418.72
07498359884 | S1/0-56R-X | Ring Terminal,1/0 AWG,5/16in Stud,PK10 | Tubular Ring Terminal, 1/0 AWG, 5/16 stud size, non-insulated, standard package. | C | 100 | 10 | 10 | 439.64
07498343935 | S100X075VADY | DtMtrx,Vyl,SlfLm,1"Wx.75L"x.25"H,WH,5000 | The dot matrix self-laminating adhesive label is made of vinyl and is supplied on fan-fold sheets with 8 labels per row. The label has a white colored print-on area 0.25" (6.4 mm) high for cables or wires and a clear overlaminate. It is 1.0" wide and 0.75 | M | 1000 | 5000 | 5000 | 77.84
07498361655 | S100X125FAL | Laser, PO,SelfLam,1"Wx1.25"Lx.38H,2500 | The laser self-laminating adhesive label is made of polyolefin and is supplied on 8.5 x 11" (203.2 x 292.1 mm) sheets with 7 labels per row and 56 labels per sheet. The label has a white colored print-on area 0.38" (9.7 mm) high for Cat. 3 UTP / 12 - 10 A | M | 1000 | 2500 | 2500 | 102.91
61305631167 | S100X125TAT-A | TT,Self-LamLbl,Tedlar,PK2500 | The thermal transfer self-laminating adhesive label is made of self-extinguishing polyvinylfluoride and is supplied on a roll with 4 labels per row. The label has a white colored print-on area 0.375" (9.52 mm) high for Category 3 UTP and 12 - 10 AWG wires | M | 1000 | 2500 | 2500 | 146.02
07498343942 | S100X125VADY | DtMtrx,Vyl,SlfLm,1"Wx1.25L"x.38"H,WH5000 | The dot matrix self-laminating adhesive label is made of vinyl and is supplied on fan-fold sheets with 8 labels per row. The label has a white colored print-on area 0.38" (9.7 mm) high for cables or wires and a clear overlaminate. It is 1.0" wide and 1.25 | M | 1000 | 5000 | 5000 | 73.6
07498333586 | S100X138T1D | DtMtrx,PVDF,SlfLm,1"Wx1.38L"x.5"H,5000 | The dot matrix self-laminating adhesive label is made of polyvinylidene and is supplied on fan-fold sheets with 8 labels per row. The label has a white colored print-on area 0.5" (12.7 mm) high for cables or wires and a clear overlaminate. It is 1.0" wid | M | 1000 | 5000 | 5000 | 95.52
61305631531 | S100X150TAD-A | Dot Matrix, Self-Lam Label, Polyvinylide |  | M | 1000 | 5000 | 5000 | 92.4
07498368019 | S100X150V0TY | TTSelfLam,1"Wx1.5"Lx.5"H,3"Core,BL,5000 | The thermal transfer self-laminating adhesive label is made of vinyl and is supplied on a roll with 4 labels per row. The label has a black colored print-on area 0.5" (12.7 mm) high for Category 5e UTP, Category 6 UTP, Category 6e UTP, Category 5e FTP, 1 | M | 1000 | 5000 | 5000 | 62.17
07498367930 | S100X150VCTY | TTSelfLam,1"Wx1.5"Lx.5"H,3"Core,BR,5000 | The thermal transfer self-laminating adhesive label is made of vinyl and is supplied on a roll with 4 labels per row. The label has a brown colored print-on area 0.5" (12.7 mm) high for Category 5e UTP, Category 6 UTP, Category 6e UTP, Category 5e FTP , 1 | M | 1000 | 5000 | 5000 | 65.15
07498368003 | S100X150VETY | TTSelfLam,1"Wx1.5"Lx.5"H,3"Core,GY,5000 | The thermal transfer self-laminating adhesive label is made of vinyl and is supplied on a roll with 4 labels per row. The label has a gray colored print-on area 0.5" (12.7 mm) high for Category 5e UTP, Category 6 UTP, Category 6e UTP, Category 5e FTP, 10 | M | 1000 | 5000 | 5000 | 62.17
07498308837 | S100X150YCJ | LsIkJt,PLY,SlfLam,1"Wx1.5"Lx.5H,BR2500 | The laser/ink jet self-laminating adhesive label is made of polyester and is supplied on 8.5x 11" (203.2 x 292.1 mm) sheets with 7 labels per row and 42 labels per sheet. The label has a brown colored print-on area 0.5" (12.7 mm) high for Category 5e UTP | M | 1000 | 2500 | 2500 | 127.27
07498308838 | S100X150YEJ | LsIkJt,PLY,SlfLam,1"Wx1.5"Lx.5H,GR2500 | The laser/ink jet self-laminating adhesive label is made of polyester and is supplied on 8.5 x 11" (203.2 x 292.1 mm) sheets with 7 labels per row and 42 labels per sheet. The label has a gray colored print-on area 0.5" (12.7 mm) high for Category 5e UTP, | M | 1000 | 2500 | 2500 | 127.27
07498308840 | S100X150YGJ | LsIkJt,PLY,SlfLam,1"Wx1.5"Lx.5H,PR2500 | The laser/ink jet self-laminating adhesive label is made of polyester and is supplied on 8.5 x 11" (203.2 x 292.1 mm) sheets with 7 labels per row and 42 labels per sheet. The label has a purple colored print-on area 0.5" (12.7 mm) high for Category 5e UT | M | 1000 | 2500 | 2500 | 127.27
07498361661 | S100X220FAL | Laser,PO,SlfLam,1"Wx2.2"Lx1.1H,WH1000 | The laser self-laminating adhesive label is made of polyolefin and is supplied on 8.5 x 11" (203.2 x 292.1 mm) sheets with 8 labels per row and 32 labels per sheet. The label has a white colored print-on area 1.1" (27.9 mm) high for LabelCore(TM) Sleeves | M | 1000 | 1000 | 1000 | 168.34
07498361663 | S100X225FAL | Laser,SelfLam,1"Wx2.25"Lx.75H,WH,1000 | The laser self-laminating adhesive label is made of polyolefin and is supplied on 8.5 x 11" (203.2 x 292.1 mm) sheets with 8 labels per row and 32 labels per sheet. The label has a white colored print-on area 0.75" (19.1 mm) high for Category 6 FTP, Cate | M | 1000 | 1000 | 1000 | 160.32
07498333781 | S100X225T1D | DM,PVDF,SlfLm,1"Wx2.25"Lx.75"H,WH5000 | The dot matrix self-laminating adhesive label is made of polyvinylidene and is supplied on fan-fold sheets with 7 labels per row. The label has a white colored print-on area 0.75" (19.1 mm) high for cables or wires and a clear overlaminate. It is 1.0" wi | M | 1000 | 5000 | 5000 | 149.2
07498333648 | S100X225T1T | TTSlfLm,PVDF,1"Wx2.25"Lx.75H,3"Core,5000 | The thermal transfer self-laminating adhesive label is made of polyvinylidene and is supplied on a roll with 4 labels per row. The label has a white colored print-on area 0 .75" (19.1 mm) high for Category 6 FTP, Category 6a (10 Gig) UTP, Category 6a (10 | M | 1000 | 1500 | 1500 | 200.18
61305631532 | S100X225TAD-A | Dot Matrix, Self-Lam Label, Polyvinylide |  | M | 1000 | 5000 | 5000 | 142.1
61305631198 | S100X225TAJ-A | 1.00" X 2.25" X .75" Optimum Tedlar Self | The laser self-laminating adhesive label is made of polyvinylidene and is supplied on 8.5 x 11" (203.2 x 292.1 mm) sheets with 7 labels per row and 28 labels per sheet. The label has a white colored print-on area 0.75" (19.1 mm) high for Category 6 FTP, | M | 1000 | 1000 | 1000 | 405.24
07498308809 | S100X225YCJ | LsrIkJt,SlfLam,1"Wx2.25"Lx.75"H,BR,1000 | The laser/ink jet self-laminating adhesive label is made of polyester and is supplied on 8.5 x 11" (203.2 x 292.1 mm) sheets with 8 labels per row and 32 labels per sheet. The label has a brown colored print-on area 0.75" (19.1 mm) high for Category 6 FTP | M | 1000 | 1000 | 1000 | 230.18
07498308812 | S100X225YGJ | LsrIkJt,SlfLam,1"Wx2.25"Lx.75"H,PR,1000 | The laser/ink jet self-laminating adhesive label is made of polyester and is supplied on 8.5 x 11" sheets with 8 labels per row and 32 labels per sheet. The label has a purple colored print-on area 0.75" (19.1 mm) high for Category 6 FTP, Category 6a (10 | M | 1000 | 1000 | 1000 | 230.18
07498333592 | S100X244T1D | DotMtrx,SelfLam,1"Wx2.44"Lx.75"H,PK5000 | The dot matrix self-laminating adhesive label is made of polyvinylidene is supplied on fan-fold sheets with 8 labels per row. The label has a white colored print-on area 0.75" (19.1 mm) high for cables or wires and a clear overlaminate. It is 1.0" wide an | M | 1000 | 1000 | 1000 | 252.05
07498361664 | S100X400FAI | InkJet,SelfLamLb,1"Wx4"Lx1"H,WH,PK1000 | The ink jet self-laminating adhesive label is made of polyolefin is supplied on 8.5 x 11" (203.2 x 292.1 mm) sheets with 7 labels per row and 14 labels per sheet. The label has a white colored print-on area 1.0" (25.4 mm) high for 2-1 AWG wires and a clea | M | 1000 | 1000 | 1000 | 196.43
07498361665 | S100X400FAL | Laser,SelfLamLbl,1"Wx4"Lx1"H,WH,PK1000 | The laser self-laminating adhesive label is made of polyolefin is supplied on 8.5 x 11" (203.2 x 292.1 mm) sheets with 7 labels per row and 14 labels per sheet. The label has a white colored print-on area 1.0" (25.4 mm) high for 2-1 AWG wires and a clear | M | 1000 | 1000 | 1000 | 196.43
07498333789 | S100X650T1D | DotMtrx,SlfLamLbl,1"Wx6"Lx1.5"H,PK1000 | The dot matrix self-laminating adhesive label is made of polyvinylidene is supplied on fan-fold sheets with 7 labels per row. The label has a white colored print-on area 1.5" (38.1 mm) high for cables or wires and a clear overlaminate. It is 1.0" wide and | M | 1000 | 1000 | 1000 | 511.29
61305631535 | S100X650TAD-A | Dot Matrix, Self-Lam Label, Polyvinylide |  | M | 1000 | 1000 | 1000 | 486.96
07498309828 | S150X400YIJ | LsrInkJet,SelfLamLbl,1.5"Wx4"L,YL,PK1000 | The laser/ink jet self-laminating label is made of polyester is supplied on 8.5 x 11" (203.2 x 292.1 mm) sheets with 5 labels per row and 14 labels per sheet. The label has a yellow colored print-on area 1.0" (25.4 mm) high for 2-1 AWG wires and a clear o | M | 1000 | 1000 | 1000 | 266.78
07498359878 | S2-10R-X | TubRingTerm,NonIns,1,2AWG,#10Stud,PK10 | Tubular Ring Terminal, 2 and 1 AWG, #10 stud size, non-insulated, standard package. | C | 100 | 40 | 10 | 408.55
07498359882 | S2-12R-X | TubRingTerm,NonIns,1,2AWG,1/2StudPK10 | Tubular Ring Terminal, 2 and 1 AWG, 1/2 stud size, non-insulated, standard package. | C | 100 | 40 | 10 | 449.16
07498359879 | S2-14R-X | Ring Terminal,1-2 AWG,1/4in Stud,PK10 | Tubular Ring Terminal, 2 and 1 AWG, 1/4 stud size, non-insulated, standard package. | C | 100 | 60 | 10 | 386.3
07498359881 | S2-38R-X | Ring Terminal,1-2 AWG,3/8in Stud,PK10 | Tublular Ring Terminal, 2 and 1 AWG, 3/8 stud size, non-insulated, standard package. | C | 100 | 50 | 10 | 375.27
07498359880 | S2-56R-X | Ring Terminal,1-2 AWG,5/16in Stud,PK10 | Tubular Ring Terminal, 2 and 1 AWG, 5/16 stud size, non-insulated, standard package. | C | 100 | 50 | 10 | 375.27
07498359891 | S2/0-12R-X | Ring Terminal,2/0 AWG,1/2in Stud,PK10 | Tubular Ring Terminal, 2/0 AWG, 1/2 stud size, non-insulated, standard package. | C | 100 | 50 | 10 | 550.88
07498359887 | S2/0-14R-X | TubRingTerm,NonIns,2/0AWG,1/4StudPK10 | Tubular Ring Terminal, 2/0 AWG, 1/4 stud size, non-insulated, standard package. | C | 100 | 40 | 10 | 550.88
07498359889 | S2/0-38R-X | Ring Terminal,2/0 AWG,3/8 in Stud,PK10 | Tubular Ring Terminal, 2/0 AWG, 3/8 stud size, non-insulated, standard package. | C | 100 | 20 | 10 | 524.65
07498359888 | S2/0-56R-X | Ring Terminal,2/0 AWG,5/16in Stud,PK10 | Tubular Ring Terminal, 2/0 AWG, 5/16 stud size, non-insulated, standard package. | C | 100 | 20 | 10 | 550.88
07498361671 | S200X400FAI | InkJt,SlfLamLbl,PLYFIN,2"Wx4"Lx1"H,PK500 | The ink jet self-laminating adhesive label is made of polyolefin is supplied on 8.5 x 11" (203.2 x 292.1 mm) sheets with 4 labels per row and 8 labels per sheet. The label has a white colored print-on area 1.0" (25.4 mm) high for 2-1 AWG wire and a clear | M | 1000 | 500 | 500 | 261.81
07498333797 | S200X400T1D | DotMatrix,PVD,SlfLamLbl,2"Wx4"L,WHPK1000 | The dot matrix self-laminating adhesive label is made of polyvinylidene is supplied on fan-fold sheets with 4 labels per row. The label has a white colored print-on area 1.0" (25.4 mm) high for cables or wires and a clear overlaminate. It is 2.0" wide and | M | 1000 | 1000 | 1000 | 610.6
07498333734 | S200X400T1T | TT,PVD,SelfLamLabel,2"Wx4"Lx1"H,WH,PK500 | The thermal transfer self-laminating adhesive label is made of polyvinylidene and is supplied on a roll with 2 labels per row. The label has a white colored print-on area 1.0" (25.4 mm) high for 2 -1 AWG wires and a clear overlaminate. It is 2.0" wide and | M | 1000 | 500 | 500 | 822.74
61305631537 | S200X400TAD-A | Dot Matrix, Self-Lam Label, Polyvinylide |  | M | 1000 | 1000 | 1000 | 581.53
07498359912 | S250-12R-5 | Ring Terminal,250 kcmil,1/2in Stud,PK5 | Tubular Ring Terminal, 250 kcmil, 1/2 stud size, non-insulated, standard package. | C | 100 | 10 | 5 | 844.05
07498359910 | S250-38R-5 | Ring Terminal,250 kcmil,3/8in Stud,PK5 | Tubular Ring Terminal, 250 kcmil, 3/8 stud size, non-insulated, standard package. | C | 100 | 10 | 5 | 844.05
07498359909 | S250-56R-5 | TubRingTerm,NonIns,250Kcmil,5/16StudPK5 | Tubular Ring Terminal, 250 kcmil, 5/16 stud size, non-insulated, standard package. | C | 100 | 5 | 5 | 844.05
07498359911 | S250-76R-5 | TubRingTerm,NonIns,250Kcmil,7/16StudPK5 | Tubular Ring Terminal, 250 kcmil, 7/16 stud size, non-insulated, standard package. | C | 100 | 5 | 5 | 884.23
07498359896 | S3/0-12R-5 | TubRingTerm,NonIns,3/0AWG,1/2Stud,PK5 | Tubular Ring Terminal, 3/0 AWG, 1/2 stud size, non-insulated, standard package. | C | 100 | 20 | 5 | 606.36
07498359892 | S3/0-14R-5 | Ring Terminal,3/0 AWG,1/4in Stud,PK5 | Tubular Ring Terminal, 3/0 AWG, 1/4 stud size, non-insulated, standard package. | C | 100 | 25 | 5 | 606.36
07498359894 | S3/0-38R-5 | Ring Terminal,3/0 AWG,3/8in Stud,PK5 | Tubular Ring Terminal, 3/0 AWG, 3/8 stud size, non-insulated, standard package. | C | 100 | 20 | 5 | 606.36
07498359893 | S3/0-56R-5 | Ring Terminal,3/0 AWG,5/16in Stud,PK5 | Tubular Ring Terminal, 3/0 AWG, 5/16 stud size, non-insulated, standard package. | C | 100 | 20 | 5 | 606.36
07498359895 | S3/0-76R-5 | TubRingTerm,NonIns,3/0AWG,7/16StudPK5 | Tubular Ring Terminal, 3/0 AWG, 7/16 stud size, non-insulated, standard package. | C | 100 | 5 | 5 | 635.25
07498359875 | S4-14R-E | Ring Terminal,4 AWG,1/4in Stud,PK20 | Tubular Ring Terminal, 4 AWG, 1/4 stud size, non-insulated, standard package. | C | 100 | 60 | 20 | 191.01
07498359877 | S4-38R-E | Ring Terminal,4 AWG,3/8in Stud,PK20 | Tubular Ring Terminal, 4 AWG, 3/8 stud size, non-insulated, standard package. | C | 100 | 60 | 20 | 191.01
07498359876 | S4-56R-E | Ring Terminal,4 AWG,5/16in Stud,PK20 | Tubular Ring Terminal, 4 AWG, 5/16 stud size, non-insulated, standard package. | C | 100 | 40 | 20 | 191.01
07498359899 | S4/0-12R-5 | Ring Terminal,4/0 AWG,1/2in Stud,PK5 | Tubular Ring Terminal, 4/0 AWG, 1/2 stud size, non-insulated, standard package. | C | 100 | 20 | 5 | 686.64
07498359897 | S4/0-38R-5 | Ring Terminal,4/0 AWG,3/8in Stud,PK5 | Tubular Ring Terminal, 4/0 AWG, 3/8 stud size, non-insulated, standard package. | C | 100 | 20 | 5 | 686.64
07498370371 | S4/0-56R-5 | TubRingTerm,NonIns,4/0AWG,5/16StudPK5 | Tubular Ring Terminal, 4/0 AWG, 5/16 stud size, non-insulated, standard package. | C | 100 | 25 | 5 | 686.64
07498359870 | S6-10R-E | TubRingTerm,NonIns,6AWG,#10Stud,PK20 | Tubular Ring Terminal, 6 AWG, #10 stud size, non-insulated, standard package. | C | 100 | 60 | 20 | 153.82
07498359871 | S6-14R-E | Ring Terminal,6 AWG,1/4in Stud,PK20 | Tubular Ring Terminal, 6 AWG, 1/4 stud size, non-insulated, standard package. | C | 100 | 60 | 20 | 160.32
07498359873 | S6-38R-E | Ring Terminal,6 AWG,3/8in Stud,PK20 | Tubular Ring Terminal, 6 AWG, 3/8 stud size, non-insulated, standard package. | C | 100 | 60 | 20 | 153.51
07498359872 | S6-56R-E | TubRingTerm,NonIns,6AWG,5/16Stud,PK20 | Tubular Ring Terminal, 6 AWG, 5/16 stud size, non-insulated, standard package. | C | 100 | 60 | 20 | 153.51
07498359866 | S8-10R-Q | TubRingTerm,NonIns,8AWG,#10Stud,PK25 | Tubular Ring Terminal, 8 AWG, #10 stud size, non-insulated, standard package. | C | 100 | 25 | 1 | 142.33
07498359867 | S8-14R-Q | Ring Terminal,8 AWG,1/4in Stud, PK25 | Tubular Ring Terminal, 8 AWG, 1/4 stud size, non-insulated, standard package. | C | 100 | 25 | 25 | 122.43
07498359869 | S8-38R-Q | TubRingTerm,NonIns,8AWG,3/8Stud,PK25 | Tubular Ring Terminal, 8 AWG, 3/8 stud size, non-insulated, standard package. | C | 100 | 25 | 1 | 124.87
07498359868 | S8-56R-Q | Ring Terminal,8 AWG,5/16in Stud, PK25 | Tubular Ring Terminal, 8 AWG, 5/16 stud size, non-insulated, standard package. | C | 100 | 25 | 25 | 138.71
07498391290 | SA1000-1 | AlSplice,TinPlated,1000kcmilPKG1 | Aluminum splice, type SA, tin plated, 1000 kcmil. | C | 100 | 1 | 1 | 12266.97
07498354519 | SBA1/0-Q | SplitBolt,Al,1/0STR-#8SOLAWG,PKG25 | Split bolt, aluminum dual rated, type SBA, 1/0 STR - #8 SOL AWG. | C | 100 | 1 | 1 | 1683.84
07498390301 | SBA2-C | SplitBolt,Al,#2STR-#8STRAWG,PKG100 | Split bolt, aluminum dual rated, type SBA, #2 STR - #8 STR AWG. | C | 100 | 1 | 1 | 1331.86
07498390312 | SBA350-1 | SplitBolt,Al,350kcmil-#4STRAWG,PKG1 | Split bolt, aluminum dual rated, type SBA, 350 kcmil - #4 STR AWG. | C | 100 | 1 | 1 | 8556.6
07498390308 | SBA4/0-Q | SplitBolt,Al,4/0STR-#6STRAWG,PKG25 | Split bolt, aluminum dual rated, type SBA, 4/0 STR - #6 STR AWG. | C | 100 | 1 | 1 | 4446.09
07498390313 | SBA500-1 | SpltBlt,Al,500K,#2STR,DualRatd,EA | Split bolt, aluminum dual rated, type SBA, 500 kcmil - #2 STR. | C | 100 | 1 | 1 | 11153.25
07498390303 | SBA6-C | SplitBolt,Al,#6STR-#10SOLAWG,PKG100 | Split bolt, aluminum dual rated, type SBA, #6 STR - #10 SOL AWG. | C | 100 | 1 | 1 | 882.85
61305617238 | SBBOLT25100-C | HexBolt,FullThread,1/4"-20UNCx1"L,100 | 1/4"-20 UNC X 1"LG. HEX BOLT Full Thread, Silicon Bronze. | C | 100 | 1 | 1 | 101.82
61305617258 | SBBOLT38100-C | HexBolt,FullThread,3/8"-16UNCx1",100 | 3/8"-16 UNC X 1"LG. HEX BOLT Full Thread, Silicon Bronze. | C | 100 | 1 | 1 | 246.99
61305617260 | SBBOLT38150-C | HexBolt,FullThread,3/8"-16UNCx1 1/2",100 | 3/8"-16 UNC X 1 1/2"LG. HEX BOLT Full Thread, Silicon Bronze. | C | 100 | 1 | 1 | 330.66
61305617339 | SBBOLT38175-C | HexBolt,FullThread,3/8"-16UNCx1 3/4",100 | 3/8"-16 UNC X 1 3/4"LG. HEX BOLT Full Thread, Silicon Bronze. | C | 100 | 1 | 1 | 356.13
61305617257 | SBBOLT3875-C | HexBolt,FullThread,3/8"-16UNCx3/4",100 | 3/8"-16 UNC X 3/4"LG. HEX BOLT Full Thread, Silicon Bronze. | C | 100 | 1 | 1 | 220.72
61305617304 | SBBOLT50125-C | HexBolt,FullThread,1/2"-13UNCx1 1/4",100 | 1/2"-13 UNC X 1 1/4"LG. HEX BOLT Full Thread, Silicon Bronze. | C | 100 | 1 | 1 | 511.22
61305617305 | SBBOLT50150-C | HexBolt,FullThread,1/2"-13UNCx1 1/2",100 | 1/2"-13 UNC X 1 1/2"LG. HEX BOLT Full Thread, Silicon Bronze. | C | 100 | 1 | 1 | 617.1
61305617300 | SBBOLT5050-C | HexBolt,FullThread,1/2"-13UNCx1/2",100 | 1/2"-13 UNC X 1/2"LG. HEX BOLT Full Thread, Silicon Bronze. | C | 100 | 1 | 1 | 552.64
07498390414 | SBC1000-1 | SplitBolt,Cu,#8SOL-1000kcmilPKG1 | Split bolt, copper, type SBC, #8 SOL - 1000 kcmil. | C | 100 | 1 | 1 | 22920.28
07498362718 | SBC8L-C | SpltBlt,Cu,#16STR,#8STRA,L-Body,PK100 | Split bolt, copper, type SBC, long body, #16 STR - #8 STR AWG. | C | 100 | 100 | 1 | 548.04
07498370773 | SBCT3/0-Q | SpltBlt,Cu,TinPltd,#1STR,3/0STRA,PK25 | Split bolt, copper, tin plated, type SBCT, #1 STR - 3/0 STR AWG. | C | 100 | 1 | 1 | 4395.99
07498370775 | SBCT350-1 | SpltBlt,Cu,TinPltd,2/0STR,350K,EA | Split bolt, copper, tin plated, type SBCT, 2/0 STR - 350 kcmil. | C | 100 | 3 | 1 | 9805.22
07498370763 | SBCT500-1 | SplitBolt,Cu,TinPlated,300-500kcmilPKG1 | Split bolt, copper, tin plated, type SBCT, 300 - 500 kcmil. | C | 100 | 1 | 1 | 12783.08
07498370768 | SBCT6-C | SpltBlt,Cu,TinPltd,#6STR,#10STRA,PK100 | Split bolt, copper, tin plated, type SBCT, dual rated, #6 STR - #10 STR AWG. | C | 100 | 100 | 1 | 1017.03
07498370764 | SBCT750-1 | SpltBlt,Cu,TinPltd,2/0STR,750K,EA | Split bolt, copper, tin plated, type SBCT, 2/0 STR - 750 kcmil. | C | 100 | 1 | 1 | 21013.51
61305617328 | SBFW25-C | Flat Washer,1/4",Silicone Bronze,PKG100 | 1/4 Flat Washer Silicon Bronze. | C | 100 | 1 | 1 | 42.85
61305617330 | SBFW38-C | Flat Washer,3/8",Silicone Bronze,PKG100 | 3/8 Flat Washer Silicon Bronze. | C | 100 | 1 | 1 | 93.19
61305617332 | SBFW50-C | Flat Washer,1/2",Silicone Bronze,PKG100 | 1/2 Flat Washer Silicon Bronze. | C | 100 | 1 | 1 | 209.6
61305617211 | SBITW38-C | LockWasher,InternalTooth,3/8",PK100 | 3/8 Internal Tooth Lock Washer, Phosphorous Bronze. | C | 100 | 1 | 1 | 47.71
61305617212 | SBITW44-C | LockWasher,InternalTooth,7/16",PK100 | 7/16 Internal Tooth Lock Washer, Phosphorous Bronze. | C | 100 | 1 | 1 | 56.96
61305617213 | SBITW50-C | LockWasher,InternalTooth,1/2",PK100 | 1/2 Internal Tooth Lock Washer, Phosphorous Bronze. | C | 100 | 1 | 1 | 69.57
61305617334 | SBNUT38-C | HexNut,SiliconeBronze,3/8-16UNC,PK100 | 3/8-16 UNC Hex Nut Silicon Bronze. | C | 100 | 1 | 1 | 140.51
61305617321 | SBNUT62-C | HexNut,SiliconeBronze,5/8-11UNC,PK100 | 5/8-11 UNC Hex Nut Silicon Bronze. | C | 100 | 1 | 1 | 585.89
07498332066 | SBQC1/0-X | QuadSplitBolt,Bronze,#6–1/0AWGPKG10 | Bronze split bolt connector, type SBQC. | C | 100 | 1 | 1 | 5222.96
61305617324 | SBSLW38-C | SplitLockWasher,S-Bronze,3/8",PK100 | 3/8 Split Lock Washer Silicon Bronze. | C | 100 | 1 | 1 | 127.99
07498376992 | SCMS150-X | CUCompMetricButtSplice,150mm²Wire,10Pac | Copper metric butt splice, standard barrel, 150mm² wire. | C | 100 | 1 | 1 | 2373.87
07498376986 | SCMS25-L | Metric Butt Splice,CU,25mm²,PK50 | Copper metric butt splice, standard barrel, 25mm² wire. | C | 100 | 1 | 1 | 293.52
07498376996 | SCMS400-5 | CuMetricButtSplice,400mm²PKG5 | Copper metric butt splice, standard barrel, 400mm² wire. | C | 100 | 1 | 1 | 10588.2
07498377533 | SCMS500-6 | CuMetricButtSplice,500mm²PKG6 | Copper metric butt splice, standard barrel, 500mm² wire. | C | 100 | 1 | 1 | 12596.06
07498377534 | SCMS630-6 | CuMetricButtSplice,630mm²PKG6 | Copper metric butt splice, standard barrel, 630mm² wire. | C | 100 | 1 | 1 | 26641.56
07498355702 | SCSF2/0-X | CuButtSplice,2/0AWGCablePKG10 | Copper butt splice, flared barrel, 2/0 AWG flex and locomotive cable. | C | 100 | 10 | 1 | 2315.79
07498355705 | SCSF250-X | CuButtSplice,250kcmilCablePKG10 | Copper butt splice, flared barrel, 250 kcmil flex and 262.6 kcmil locomotive cable. | C | 100 | 1 | 1 | 3261.41
07498355678 | SCSF8-L | CuButtSplice,#8AWGCablePKG50 | Copper butt splice, flared barrel, #8 AWG locomotive cable. | C | 100 | 1 | 1 | 710.33
61305625373 | SCSX4/0-X | CuButtSplicew/InspWin,#4/0AWG,PK10 | Copper Compression Butt Splice with Inspection Window, #4/0 AWG Flex Cable | C | 100 | 1 | 1 | 2470.63
07498340798 | SE125PFR-TR10 | Braided Sleeve,1.25"X200',WHT FR PET,1rl | Braided Expandable Sleeving, , 1.25" diameter (31.8mm), provides continuous abrasion resistance for wires, cables and tubing. The highly flexible open weave will not trap heat or humidity, white, Flame Retardant, Polyethylene Terephthalate, 200 ft. per re | RL | 1 | 1 | 1 | 534.73
07498337009 | SE12P-TR8 | Braided Sleeve,.125"X200',GRY,1rl | Braided Expandable Sleeving, 0.13" diameter (3.2mm), provides continuous abrasion resistance for wires, cables and tubing. The highly flexible open weave will not trap heat or humidity, gray, Polyethylene Terephthalate, 200 ft. per reel. | RL | 1 | 1 | 1 | 131.63
07498340799 | SE150P-TR10 | Braided Sleeve,1.50"X200',BLK,1rl | Braided Expandable Sleeving, , 1.50" diameter (38.1mm), provides continuous abrasion resistance for wires, cables and tubing. The highly flexible open weave will not trap heat or humidity, white, Polyethylene Terephthalate, 200 ft. per reel. | RL | 1 | 1 | 1 | 609.52
07498321998 | SE25PFR-MR8 | Braided Sleeve, FR, .25"X1000',GRY,1rl | Braided Expandable Sleeving, 0.25" diameter (6.4mm), provides continuous abrasion resistance for wires, cables and tubing. The highly flexible open weave will not trap heat or humidity, gray, Flame Retardant, Polyethylene Terephthalate, 1000 ft. per reel. | RL | 1 | 1 | 1 | 938.47
07498378409 | SG100M-M | SPRGripTie,NYL,MINI,4.2,TS80,NAT,PK1000 | Super-Grip® Cable Ties are designed with high strength and flexibility to tightly grip bundles and resist lateral movement despite the rough conditions of MRO and construction environments. Plus, with Nylon 6.6 material, it's ideal for general indoor envi | M | 1000 | 10000 | 1000 | 47.88
07498378411 | SG150I-M | SPRGripTie,NYL,INT,6.2,TS178,NAT,PK1000 | Super-Grip® Cable Ties are designed with high strength and flexibility to tightly grip bundles and resist lateral movement despite the rough conditions of MRO and construction environments. Plus, with Nylon 6.6 material, it's ideal for general indoor envi | M | 1000 | 5000 | 1000 | 73.23
07498337911 | SG250S-C | SPRGripTie,NYL,STD,10.4,TS334,NAT,PK100 | Super-Grip® Cable Ties are designed with high strength and flexibility to tightly grip bundles and resist lateral movement despite the rough conditions of MRO and construction environments. Plus, with Nylon 6.6 material, it's ideal for general indoor envi | C | 100 | 1000 | 100 | 46.16
07498344013 | SG350LH-TL30 | SPRGripTie,HS NYL,LTH,15,TS334,BLK,P250 | Super-Grip® Cable Ties are designed with high strength and flexibility to tightly grip bundles and resist lateral movement despite the rough conditions of MRO and construction environments. Plus, with heat stabilized Nylon 6.6 material, it's ideal for tem | M | 1000 | 500 | 250 | 745.79
07498378422 | SG450H-C | SPRGripTie,NYL,H,18.6,TS778,NAT,PK100 | Super-Grip® Cable Ties are designed with high strength and flexibility to tightly grip bundles and resist lateral movement despite the rough conditions of MRO and construction environments. Plus, with Nylon 6.6 material, it's ideal for general indoor envi | M | 1000 | 500 | 100 | 794.09
61305636927 | SGCT | Static Ground Clamp for Tankers |  | PC | 1 | 1 | 1 | 429.94
61305668571 | SGPL10-9S-L | 10 AWG Solid 9”, GSH screw, Stripped 1 | 10 AWG Solid 9" GSH Screw, Stripped 1" | C | 100 | 50 | 50 | 95.97
61305658310 | SGPL12-10S-L | 12 AWG Solid 10" GSH screw, Stripped 1" | Ground Bonding Pigtail, #12 AWG Solid Wire, 10" length, one end of wire strip to 1" length, GSH, #10-32 Bonding Screw Included | C | 100 | 50 | 50 | 72.95
61305658311 | SGPL12-12S-L | 12 AWG Solid 12" GSH screw, Stripped 1" | Ground Bonding Pigtail, #12 AWG Solid Wire, 12" length, one end of wire strip to 1" length, GSH, #10-32 Bonding Screw Included | C | 100 | 50 | 50 | 83.37
61305658308 | SGPL12-7S-L | 12 AWG Solid 6.5" GSH screw, Stripped 1 | Ground Bonding Pigtail, #12 AWG Solid Wire, 6.5" length, one end of wire strip to 1" length, GSH, #10-32 Bonding Screw Included | C | 100 | 50 | 50 | 47.53
61305658309 | SGPL12-8S-L | 12 AWG Solid 8" GSH screw, Stripped 1" | Ground Bonding Pigtail, #12 AWG Solid Wire, 8" length, one end of wire strip to 1" length, GSH, #10-32 Bonding Screw Included | C | 100 | 50 | 50 | 58.62
61305658312 | SGPL14-8S-L | 14 AWG Solid 8" GSH screw, Stripped 1" | Ground Bonding Pigtail, #14 AWG Solid Wire, 8" length, one end of wire strip to 1" length, GSH, #10-32 Bonding Screw Included | C | 100 | 50 | 50 | 51.27
61305658315 | SGPS12-8FT-L | 12 AWG Stranded 8" - Flanged Spade Termi | Pigtail, #12 AWG Stranded Wire, Wire color: Green, 8" length, Flanged Spade Terminal terminated to one end of wire and opposite end stripped to 5/8" length | C | 100 | 50 | 50 | 60.79
61305658316 | SGPS12-8FT-L10 | 12 AWG Stranded 8" White - Flanged Spad | Pigtail, #12 AWG Stranded Wire, Wire color: White, 8" length, Flanged Spade Terminal terminated to one end of wire and opposite end stripped to 5/8" length | C | 100 | 50 | 50 | 62.01
61305668572 | SGPS12-8FT-L2 | 12 AWG Stranded 8" Red, Flanged Spade Te | # 12 AWG Stranded 8", Flanged Spade Terminal for use with #10-32 screw , Stripped 5/8" | C | 100 | 50 | 50 | 62.01
61305658317 | SGPS12-8FT-L20 | 12 AWG Stranded 8" Black - Flanged Spad | Pigtail, #12 AWG Stranded Wire, Wire color: Black, 8" length, Flanged Spade Terminal terminated to one end of wire and opposite end stripped to 5/8" length | C | 100 | 50 | 50 | 62.01
61305658313 | SGPS12-8SRF-L | 12 AWG Stranded 8" - Ring Terminal and G | Ground Bonding Pigtail, #12 AWG Stranded Wire, 8" length, Ring Terminal terminated to one end of wire and flanged spade terminal terminated to opposite end, GSH, #10-32 Bonding Screw Included | C | 100 | 50 | 50 | 90.76
61305658314 | SGPS12-8SRT-L | 12 AWG Stranded 8" - Ring Terminal and G | Ground Bonding Pigtail, #12 AWG Stranded Wire, 8" length, one end of wire strip to 5/8" length, Ring Terminal terminated to one end of wire, GSH, #10-32 Bonding Screw Included | C | 100 | 50 | 50 | 89.51
61305658318 | SGPSL12-8SFT-Q | One 12 AWG Stranded 8" - Ring Terminal a | Ground Bonding Pigtail, 2 wires, 8" length, Wire #1: #12 AWG Stranded Wire, Ring Terminal terminated to one end of wire and opposite end terminated to flanged spade terminal, Wire #2: #12 AWG Solid Wire, opposite end stripped to 1" length, GSH, #10-32 Bon | C | 100 | 25 | 25 | 155.46
61305658320 | SGPSS12-8SFF-Q | Two 12 AWG Stranded 8" - Ring Terminal a | Ground Bonding Pigtail, 2 wires, 8" length, Wire #1: #12 AWG Stranded Wire, Ring Terminal terminated to one end of wire and opposite end terminated to flanged spade terminal, Wire #2: #12 AWG Stranded Wire, Ring Terminal terminated to one end of wire and | C | 100 | 25 | 25 | 209.12
61305658319 | SGPSS12-8SFT-Q | One 12 AWG Stranded 8" - Ring Terminal a | Ground Bonding Pigtail, 2 wires, 8" length, Wire #1: #12 AWG Stranded Wire, Ring Terminal terminated to one end of wire and opposite end terminated to flanged spade terminal, Wire #2: #12 AWG Stranded Wire, one end terminated to ring terminal and opposite | C | 100 | 25 | 25 | 189.66
61305658321 | SGPSSL12-8S-Q | Two 12 AWG Stranded 8" - Ring Terminal a | Ground Bonding Pigtail, 3 wires, 8" length, Wire #1: #12 AWG Stranded Wire, Ring Terminal terminated to one end of wire and opposite end terminated to flanged spade terminal, Wire #2: #12 AWG Stranded Wire, Ring Terminal terminated to one end of wire and | C | 100 | 25 | 25 | 259.69
61305658322 | SGPSSS12-8S-Q | 12 AWG Stranded 8" - Ring Terminal and G | Ground Bonding Pigtail, 3 wires, 8" length, Wire #1: #12 AWG Stranded Wire, Ring Terminal terminated to one end of wire and opposite end terminated to flanged spade terminal, Wire #2: #12 AWG Stranded Wire, Ring Terminal terminated to one end of wire and | C | 100 | 25 | 25 | 337.97
07498320077 | SICH100-C | Snap-InCordClip,1"Bdl,PK100 | Snap-in cord clip, 1" (25.4mm) bundle, natural. | C | 100 | 100 | 100 | 30.28
07498374100 | SICH25-C | Snap-InCordClip,.25"Bdl,PK100 | Snap-in cord clip, .25" (6.4mm) bundle, natural, standard package. | C | 100 | 100 | 100 | 17.42
07498372756 | SLCT-3 | CableMarkerHolder,4"x.5",WH,EA | The self-laminating cable marker holder in white measures 4.00"W x 0.50"H. It is made of self-laminating vinyl and comes 25 tags to a package, sold individually. | PK | 1 | 1 | 1 | 64.33
07498372757 | SLCT-3YL | CableMarkerHolder,4"x.5",YL,EA | The self-laminating cable marker holder in yellow measures 4.00"W x 0.50"H. It is made of self-laminating vinyl and comes 25 tags to a package, sold individually. | PK | 1 | 1 | 1 | 70.74
07498376037 | SLCT-IG | CableMarkerHolder,GY,EA | The self-laminating cable marker holder in gray measures 3.00"W x 1.31"H. It is made of self-laminating vinyl and comes 25 tags to a package, sold individually. | PK | 1 | 1 | 1 | 88.41
07498371641 | SP1-2-C | Service Post Conn,#4STR-#2STR,100PK | Bronze, service post connectors, ,#4STR-#2STR, male, one cable, type SP1. | C | 100 | 100 | 1 | 4531.93
07498371646 | SP1-2/0L-Q | Service Post Conn, #1 SOL-2/0 STR,25PK | Bronze, service post connectors, #1 SOL-2/0 STR, stud length 1.25", male, one cable, type SP1. | C | 100 | 25 | 1 | 9241.55
07498371642 | SP1-2L-C | Service Post Conn, 4 STR-#2 STR,100PK | Bronze, service post connectors, #4 STR-#2 STR, male, one cable, type SP1. | C | 100 | 100 | 1 | 4997.96
07498371639 | SP1-3-C | Service Post Conn, #6 SOL-#3 STR,100PK | Bronze, service post connectors, #6 SOL-#3 STR, male, one cable, type SP1. | C | 100 | 100 | 1 | 4304.94
07498371640 | SP1-3L-C | Service Post Conn,#6 SOL-#3 STR,100PK | Bronze, service post connectors, ,#6 SOL-#3 STR, stud length 1.13",male, one cable, type SP1. | C | 100 | 100 | 1 | 4751.28
07498371637 | SP1-4-C | Service Post Conn,10 SOL-#4 STR,100PK | Bronze, service post connectors, #10 SOL-#4 STR, male, one cable, type SP1. | C | 100 | 100 | 1 | 2846.45
07498371635 | SP1-7-C | ServicePostConn,#8SOL-#7STR,100PK | Bronze, service post connectors, #8 SOL-#7 STR, male, one cable, type SP1. | C | 100 | 100 | 1 | 2614.79
07498371636 | SP1-7L-C | ServicePostConn,#8SOL-#7STR,1",100PK | Bronze, service post connectors, #8 SOL-#7 STR, stud length 1.00",male, one cable, type SP1. | C | 100 | 100 | 1 | 2741.42
07498371633 | SP1-8-C | ServicePostConn,#12SOL-#8STR,100PK | Bronze, service post connectors, #12 SOL-#8 STR, male, one cable, type SP1. | C | 100 | 100 | 1 | 2144.26
07498371634 | SP1-8L-C | ServicePostConn,#12SOL-#8STR,1",100PK | Bronze, service post connectors, #12 SOL-#8 STR, stud length 1.00",male, one cable, type SP1. | C | 100 | 100 | 1 | 2249.41
07498373528 | SP2-1/0-L | Service post,2sol-1/0str,male,50pk | Bronze, service post connector, 2 SOL-1/0 STR, male, two cable, type SP2. | C | 100 | 50 | 1 | 7415.47
07498371668 | SP2-1/0L-L | Service Post,2 SOL-1/0 STR,long, 50pk | Bronze, service post connector, 2 SOL-1/0 STR, stud length 1.25",male, two cable, type SP2. | C | 100 | 50 | 1 | 7791.49
07498371663 | SP2-3-C | Service Post,10 SOL-#3 STR,male,100pk | Bronze, service post connector, #10 SOL-#3 STR, male, two cable, type SP2. | C | 100 | 100 | 1 | 4758.51
07498371664 | SP2-3L-C | Service Post,10 SOL-#3 STR,long,100pk | Bronze, service post connector, #10 SOL-#3 STR, stud length 1.13", male, two cable, type SP2. | C | 100 | 100 | 1 | 4997.96
07498371661 | SP2-4-C | Service Post,10 SOL-4 STR, male,100pk | Bronze, service post connector, #10 SOL-#4 STR, male, two cable, type SP2. | C | 100 | 100 | 1 | 3174.15
07498371673 | SP2-4/0L-Q | Service Post,1 SOL-4/0 STR,long,25pk | Bronze, service post connector, 1 SOL-4/0 STR, stud length 1.50", male, two cable, type SP2. | C | 100 | 25 | 25 | 15485.98
07498371662 | SP2-4L-C | Service Post,Bronze,4 Long,100PK | Bronze, service post connector, #10 SOL-#4 STR, stud length 1.00", male, two cable, type SP2. | C | 100 | 100 | 1 | 2885.59
07498371659 | SP2-7-C | Service Post,10 SOL-#7 STR male,100pk | Bronze, service post connector, male, two cable, type SP2. #10 SOL - #7 STR. | C | 100 | 100 | 1 | 2741.42
07498371660 | SP2-7L-C | Service Post,10 SOL-#7 STR,long,100pk | Bronze, service post connector, male, two cable, type SP2. #10 SOL - #7 STR, long. | C | 100 | 100 | 1 | 2875.17
07498371657 | SP2-8-C | Service Post,12 SOL-#8 STR,male,100pk | Bronze, service post connector, male, two cable, type SP2. #12 SOL - #8 STR. | C | 100 | 100 | 1 | 2398.69
07498371658 | SP2-8L-C | Service Post,12 SOL-#8 STR,long,100pk | Bronze, service post connector, male, two cable, type SP2. #12 SOL - #8 STR, long. | C | 100 | 100 | 1 | 2375.74
07498371687 | SPF1-1/0-L | Service Post,2 SOL-1/0 STR, fem. 50pk | Bronze, service post connector, female, one cable, type SPF1. #2 SOL - 1/0 STR. | C | 100 | 1 | 1 | 6162.53
07498371685 | SPF1-3-C | Service Post,6 STR-#3 STR, fem,100pk | Bronze, service post connector, female, one cable, type SPF1. #6 STR - #3 STR. | C | 100 | 1 | 1 | 4785.4
07498371667 | SPF2-1/0-L | Service Post,2 SOL-1/0 STR, fem.,50pk | Bronze, service post connector, female, two cables, type SPF2. #2 SOL - 1/0 STR. | C | 100 | 1 | 1 | 7156.94
07498371698 | SPF2-2-C | Service Post,10 SOL-#2 STR, fem.,100pk | Bronze, service post connector, female, two cables, type SPF2. #10 SOL - #2 STR. | C | 100 | 1 | 1 | 5051.98
07498371701 | SPF2-4/0-Q | Service Post,1 SOL-4/0 STR, fem.,25pk | Bronze, service post connector, female, two cables, type SPF2. #1 SOL - 4/0 STR. | C | 100 | 1 | 1 | 13520.87
07498360775 | SR-750-1Y | Splicer/Reducer,Al,250-750kcmilPKG1Y | Splicer/reducer, aluminum, dual rated, type SR, 250 - 750 kcmil. | C | 100 | 1 | 1 | 7441.92
61305625695 | SSBOLT25175-C | Stainless Steel,1/4-20 X 1 3/4" HEX HEAD | Stainless Steel, 1/4-20 X 1 3/4" HEX HEAD BOLT | C | 100 | 1 | 1 | 138.34
61305625697 | SSBOLT25200-C | Stainless Steel,1/4-20 X 2" HEX HEAD BOL | Stainless Steel, 1/4-20 X 2" HEX HEAD BOLT | C | 100 | 1 | 1 | 143.89
61305625698 | SSBOLT25250-C | Stainless Steel,1/4-20 X 2 1/2" HEX HEAD | Stainless Steel, 1/4-20 X 2 1/2" HEX HEAD BOLT | C | 100 | 1 | 1 | 161.86
61305625699 | SSBOLT25300-C | Stainless Steel,1/4-20 X 3" HEX HEAD BOL | Stainless Steel, 1/4-20 X 3" HEX HEAD BOLT | C | 100 | 1 | 1 | 170.47
61305625724 | SSBOLT38150-C | Stainless Steel,3/8-16 X 1 1/2" HEX HEAD | Stainless Steel, 3/8-16 X 1 1/2" HEX HEAD BOLT | C | 100 | 1 | 1 | 233.77
07498352019 | SSC2S-S6-C | ClTie,2PC,7.4L,#6Sc,Std,Nyl,Nat,PK100 | Sta-Strap® clamp tie, standard cross section, #6 (M3) screw, 7.4 (187mm) length, nylon 6.6, natural, standard package. | C | 100 | 1000 | 100 | 48.61
07498322377 | SSPM4HP-L300 | StaStrapTie,HSWR NYL,CP,LTH,15,BLK,PK50 | Sta-Strap® Cable Ties have a unique design that ties directly to a chassis or panel without separate fasteners or mounting devises. Plus, with heat stabilized weather-resistant Nylon material, it's ideal for high-vibration, high-UV environments up to 239 | C | 100 | 500 | 50 | 168.65
61305626023 | SSSLW50-C | STAINLESS STEEL, 1/2 SPLIT LOCKWASHER | Stainless Steel, 1/2 SPLIT LOCKWASHER | C | 100 | 1 | 1 | 100.43
07498350022 | SST1.5M-C | CTie,2PC,5.5L,Mini,Nyl,Nat,PK100 | Sta-Strap® cable tie, releasable, miniature cross section, 5.5 (140mm) length, nylon 6.6, natural, standard package. | C | 100 | 1000 | 100 | 24.82
07498357402 | SST1.5M-M30 | CTie,2PC,5.5L,Mini,HS,BL,PK1000 | Sta-Strap® cable tie, releasable, miniature cross section, 5.5 (140mm) length, heat stabilized nylon 6.6, black. | M | 1000 | 5000 | 1000 | 98.88
07498350051 | SST1.5S-M | CTie,2PC,5.7L,Std,Nyl,Nat,PK1000 | Sta-Strap® cable tie, releasable, standard cross section, 5.7 (146mm) length, nylon 6.6, natural. | M | 1000 | 5000 | 1000 | 135.15
07498357433 | SST1.5S-M0 | CTie,2PC,5.7L,Std,WR,BL,PK1000 | Sta-Strap® cable tie, releasable, standard cross section, 5.7 (146mm) length, weather resistant nylon 6.6, black. | M | 1000 | 5000 | 1000 | 144.87
07498350004 | SST1M-C0 | CTie,2PC,4L,Mini,WR,BL,PK100 | Sta-Strap® cable tie, releasable, miniature cross section, 4.0 (102mm) length, weather resistant nylon 6.6, black, standard package. | C | 100 | 1000 | 100 | 25.33
07498357509 | SST1M-M20 | CTie,2PC,4L,Mini,Nyl,BL,PK1000 | Sta-Strap® cable tie, releasable, miniature cross section, 4.0 (102mm) length, nylon 6.6, black. | M | 1000 | 5000 | 1000 | 71.41
07498350079 | SST2I-C | CTie,2PC,8.1L,Intm,Nyl,Nat,PK100 | Sta-Strap® cable tie, releasable, intermediate cross section, 8.1 (206mm) length, nylon 6.6, natural, standard package. | C | 100 | 1000 | 100 | 33.92
07498350119 | SST3I-C | CTie,2PC,11L,Intm,Nyl,Nat,PK100 | Sta-Strap® cable tie, releasable, intermediate cross section, 11.0 (279mm) length, nylon 6.6, natural, standard package. | C | 100 | 1000 | 100 | 45.86
07498350139 | SST3S-C | CTie,2PC,11L,Std,Nyl,Nat,PK100 | Sta-Strap® cable tie, releasable, standard cross section, 11.0 (279mm) length, nylon 6.6, natural, standard package. | C | 100 | 1000 | 100 | 57.26
07498333092 | T024X000YKC-BK | P1 Poly Cont Tape Cass,.24"x25',BL/CL | Black on clear, polyester continuous tape. | PC | 1 | 10 | 1 | 45.47
07498333037 | T038X000VWC-WH | P1 Vyl Cont Tape Cass,.38"x25',WH/RD | White on Red, vinyl continuous tape, .38" X 25' | PC | 1 | 10 | 1 | 45.42
07498319838 | T050X000VPC-RD | P1 Vyl Cont Tape Cass,.5"x25',RD/WH | Red on white, vinly label tape, 0.50". | PC | 1 | 10 | 1 | 45.42
07498335682 | T075X000YKC-BK | P1Cass,PES,.75"Wx25ftL,Clear/Black,EA | Black on clear, polyester tape. Width: 0.75". | PC | 1 | 10 | 1 | 51.5
07498319837 | T100X000VPC-RD | P1 Vyl Cont Tape Cass,1"x25',RD/WH | Red on white, vinly label tape, 1.00". | PC | 1 | 10 | 1 | 59.02
07498377505 | T100X000Y01 | Super-TackBL,1.00inWx100ftLg,EA | Super-Tack continuous tape, polyester, black, 1 inch wide x 100 feet long. | RL | 1 | 1 | 1 | 169.79
61305638096 | T200X000RUT | RFLTVContinuousTape,OR2.00"Wx50ftL,EA | Reflective Continuous Tape, Orange 2.00" W x 50' L | RL | 1 | 1 | 1 | 215.61
07498302727 | T200X000RX1 | REFLECTIVE CONT TAPE,2IN X 50FT,YL,EA | Reflective tape, 2.00 wide x 50.0' length, yellow, 1 pc. package quantity. | RL | 1 | 1 | 1 | 230.76
07498345645 | T225X000YK1 | ThermTrans, Continuous Tape, Polyester, | Clear, non-printable polyester tape. | RL | 1 | 1 | 1 | 50.23
07498338426 | T25F-C7 | Spiral Wrap, .25" x 100',Purple,1rl | Spiral wrap, offers abrasion protection for wires, cables, hoses and tubing, .25" (6.3mm) x 100', polyethylene, purple. | RL | 1 | 1 | 1 | 82.73
61305638099 | T300X000RPT | RFLTVContinuousTape,3.00"Wx50ftL,WH,EA | Reflective Continuous Tape, White, 3.00" W x 50' L | RL | 1 | 1 | 1 | 274.55
07498302731 | T400X000RP1 | REFLECTIVE CONT TAPE,4IN X 50FT,WH,EA | Reflective tape, 4.00 wide x 50.0' length, white, 1 pc. package quantity. | RL | 1 | 1 | 1 | 342.82
07498312202 | T400X000RW1 | REFLECTIVE CONT TAPE,4IN X 50FT,RD,EA | Reflective tape, 4.00 wide x 50.0' length, red, 1 pc. package quantity. | RL | 1 | 1 | 1 | 342.78
07498338414 | T50F-C1 | Spiral Wrap, .50" x 100',Brown,1rl | Spiral wrap, offers abrasion protection for wires, cables, hoses and tubing, .50" (12.7mm) x 100', polyethylene, brown. | RL | 1 | 1 | 1 | 225.65
07498358101 | TM2A-M | TieMnt,UserAppAdh,.43inW,Nat,PK1000 | The cable tie mount in natural color is applied with user-supplied adhesive and is 0.43" (10.9 mm) wide. It is made of nylon 6.6, which increases mechanical strength, heat and wear resistance, and stiffness in indoor environments. It comes in packages of | M | 1000 | 1000 | 1000 | 238.44
07498301445 | TM3S10-C39 | TieMnt,.62inW,#10Screw,WRNyl,Nat,PK100 | The cable tie mount in natural color is applied with a #10 (M5) screw and is 0.61" (15.5 mm) wide. It is made of heat-stabilized nylon 6.6, which increases mechanical strength, heat and wear resistance, and stiffness in indoor environments. It comes in pa | C | 100 | 100 | 100 | 72.36
07498377603 | TMSTHS10-C0 | CbleTieMnt,.38inStud,WRNyl,BL,PK100 | The cable tie mount in black is installed onto a 0.38" (9.7mm) stud. It is made of impact-modified weather-resistant nylon 6.6, which increases mechanical strength, heat and wear resistance, and stiffness in outdoor environments. It comes in packages of 1 | C | 100 | 100 | 100 | 205.96
07498361480 | TMSTHS13-C0 | CbleTieMnt,.50inStud,WRNyl,BL,PK100 | The cable tie mount in black is installed onto a 0.50" (12.7mm) stud. It is made of impact-modified weather-resistant nylon 6.6, which increases mechanical strength, heat and wear resistance, and stiffness in outdoor environments. It comes in packages of | C | 100 | 100 | 100 | 205.96
07498361482 | TMSTHS16-C0 | CbleTieMnt,.63instud,WRNyl,NL,PK100 | The cable tie mount in black is installed onto a 0.63" (16.0mm) stud. It is made of impact-modified weather-resistant nylon 6.6, which increases mechanical strength, heat and wear resistance, and stiffness in outdoor environments. It comes in packages of | C | 100 | 100 | 100 | 205.96
07498360683 | TNC75D2 | NZFR MTC Divider Wall, 75mmx2M,LG,2MTR | Type TNC divider wall for slotted wall wiring duct, 64.9mm H, 6.56' length, polyphenylene ether + high impact polystyrene (PPE + HIPS), light gray. | MR | 1 | 2 | 2 | 25.68
07498300847 | TRBSM6K | Threaded Rail Fastener Stud Kit M6, EA | Bonding stud kit for threaded M6 rail fasteners; includes 25 bonding studs and 50 bonding nuts. | KT | 1 | 1 | 1 | 158.32
07498371873 | TTC12Y-10 | ThermTrans, Comp Label, Adhesive Polyest | Thermal Transfer Label, 1.50" x 0.50", Polyester, White | M | 1000 | 10000 | 10000 | 23.9
07498371900 | TTC25Y-1 | ThermTrans, Comp Label, Adhesive Polyest | Thermal Transfer Label, 3.00jeff x 2.00", Polyester, White | M | 1000 | 1000 | 1000 | 157.93
07498371898 | TTC25YS-1 | TT,CompLbl,Adh,3.00"Wx2.00"L,PK1000 | Thermal Transfer Label, 3.00" x 2.00", Polyester, Silver | M | 1000 | 1000 | 1000 | 265.45
07498371859 | TTC6Y-10 | ThermTrans, Comp Label, Adhesive Polyest | Thermal Transfer Label, 0.90" x 0.25", Polyester, White | M | 1000 | 10000 | 10000 | 11.07
07498384077 | TTC82YS-10 | ThermTrans, Comp Label, Adhesive Vinyl P | Thermal Transfer Label, 0.75" x 0.25", Polyester, Silver | M | 1000 | 10000 | 10000 | 30.64
07498390416 | TTS-20R0 | H&L,Roll,LowProf,.20'L,.75W,BL,1RL | Hook and Loop 20' Roll, Standard Cross Section. | RL | 1 | 1 | 1 | 17.22
07498345291 | TV105-.75TLY | PVC Non-Shrink,..50"x500',600V,CLR,1rl | Non-Shrink PVC tubing, .75" (19.1mm) inside diameter, 600 voltage rating, clear. | RL | 1 | 1 | 1 | 316.05
07498359541 | UCT3S-X3 | H&L Cinch Tie,12L,.85W,OR,PK10 | Ultra-Cinch™ hook & loop cinch cable tie, 12.0 (305mm) length, .85 (21.6mm) width, nylon hook & loop, nylon cinch ring, orange. | C | 100 | 10 | 10 | 228.72
07498314821 | UCT5S-X0 | H&L Cinch Tie,19L,.85W,BL,PK10 | Ultra-Cinch™ hook & loop cinch cable tie, 18.0 (457mm) length, .85 (21.6mm) width, nylon hook & loop, nylon cinch ring, black. | C | 100 | 10 | 10 | 280.26
07498359551 | UCT5S-X3 | H&L Cinch Tie,19L,.85W,OR,PK10 | Ultra-Cinch™ hook & loop cinch cable tie, 18.0 (457mm) length, .85 (21.6mm) width, nylon hook, nylon cinch ring, orange. | C | 100 | 10 | 10 | 280.26
07498344932 | UCTGSM5-X | M5X16mmFltHeadPllpsScrw,PK10 | Ultra-Cinch™ hook & loop cable tie, flat head screw for grommet cinch tie, M5 x 16mm flat head philips screw. | C | 100 | 100 | 10 | 47.39
61305631455 | UGB2/0-414-14 | 14 Port Universal Ground Bar |  | KT | 1 | 1 | 1 | 61.86
61305631440 | UGB2/0-414-4 | 4 Port Universal Ground Bar |  | KT | 1 | 1 | 1 | 23.2
07498399322 | UGCTC5S-X0 | H&LTie,Grommet,18L,.85W,BL,PK10 | Ultra-Cinch™ hook & loop cinch cable tie, center mount grommet, 18.0 (457mm) length, .85 (21.6mm) width, nylon hook & loop, brass grommet, nylon ring, black. | C | 100 | 10 | 10 | 411.19
07498398026 | UILJ6 | UID,6Pt,Label,Laser,Polyester,WH,PK5 | White, non-adhesive polyester labels, 66 per sheet, 6-port labels. | SH | 1 | 5 | 5 | 23.4
61305629903 | VS-AVT-RKBB2 | Tester retrofit kit, 8-4AWG,EA | VeriSafe Absence of Voltage Tester retrofit kit. Includes AVT device with 10ft. sensor leads, 2ft. and 8ft. system cable, Split Bolt Connection Kit 8-4AWG power connectors, (12) cable ties, (6) cable ties mounts, (1) wire marker. | KT | 1 | 1 | 1 | 430.56
61305629904 | VS-AVT-RKBB3 | Tester retrofit kit, 6-2AWG,EA | VeriSafe Absence of Voltage Tester retrofit kit. Includes AVT device with 10ft. sensor leads, 2ft. and 8ft. system cable, Split Bolt Connection Kit 6-2AWG power connectors, (12) cable ties, (6) cable ties mounts, (1) wire marker. | KT | 1 | 1 | 1 | 466.9
61305656783 | VS-AVT-RKSB1 | Complete Kit to Retrofit Equipment w/ Ve | Complete kit to retrofit equipment with VeriSafe Absence of Voltage Tester. Includes AVT device with 10ft. sensor leads, 8ft. system cable, Connection Kit with (6) 10-8AWG Split Bolt power connectors, (12) cable ties, (6) cable ties mounts, (1) wire mark | KT | 1 | 1 | 1 | 411.59
61305656784 | VS-AVT-RKSB2 | Complete Kit to Retrofit Equipment w/ Ve | Complete kit to retrofit equipment with VeriSafe Absence of Voltage Tester. Includes AVT device with 10ft. sensor leads, 8ft. system cable, Connection Kit with (6) 6-2AWG split bolt power connectors, (12) cable ties, (6) cable ties mounts, (1) wire marker | KT | 1 | 1 | 1 | 435.85
61305629740 | VS-CKBB2-00 | Connection Kit, 2-2/0AWG,EA |  | KT | 1 | 1 | 1 | 157.03
61305629738 | VS-CKBB8-4 | Connection Kit, 8-4AWG,EA |  | KT | 1 | 1 | 1 | 84.62
61305656782 | VS-CKSB1-00 | VeriSafe Split Bolt Connection Kit for T |  | KT | 1 | 1 | 1 | 145.79
61305656774 | VS-CKSB10-8 | VeriSafe Split Bolt Connection Kit for T |  | KT | 1 | 1 | 1 | 49.9
61305656781 | VS-CKSB6-2 | VeriSafe Split Bolt Connection Kit for T |  | KT | 1 | 1 | 1 | 76.35
07498368354 | VT-3-12 | 2BltConn,250,350K,#10STR,350KTap,PK12 | Two-bolt connector, bronze, type VT, 250 - 350 kcmil run, #10 STR - 350 kcmil tap. | C | 100 | 1 | 1 | 6542.04
07498368355 | VT-4-12 | 2BltConn,250,500K,#10STR,500KTap,PK12 | Two-bolt connector, bronze, type VT, 250 - 500 kcmil run, #10 STR - 500 kcmil tap. | C | 100 | 1 | 1 | 7630.61
07498368356 | VT-5-6 | 2BltConn,400,800K,3/0STR,800KTap,PK6 | Two-bolt connector, bronze, type VT, 400 - 800 kcmil run, 3/0 STR - 800 kcmil tap. | C | 100 | 1 | 1 | 10381.15
07498362752 | VWSDC-C | WireSdle,DualCpcty,Nat,PK100 | Dual saddle clip for fiber slack management and fiber patch cord routing. Accepts two cable bundles up to 1.06" dia (26.9mm) each. Nylon 6.6 material, natural color. Push mount into 0.18" (4mm) pre-drilled holes in Opticom® Fiber Enclosures. | C | 100 | 100 | 100 | 71.79
07498363547 | VWSDC-C20 | WireSdle,DualCpcty,BL,PK100 | Dual saddle clip for fiber slack management and fiber patch cord routing. Accepts two cable bundles up to 1.06" dia (26.9mm) each. Nylon 6.6 material, black. Push mount into 0.18" (4mm) pre-drilled holes in Opticom® Fiber Enclosures. | C | 100 | 100 | 100 | 91.38
07498374022 | WS25-25-C | WireStdoff,PshMnt,.25"Bdl,.25"H,PK100 | Wire standoff, push barb mount, .25" (6.4mm) bundle, .25" (6.4mm) standoff height, natural, standard package. | C | 100 | 100 | 100 | 34.34
07498374023 | WS25-50-C | WireStdoff,PshMnt,.25"Bdl,.50"H,PK100 | Wire standoff, push barb mount, .25" (6.4mm) bundle, .50" (12.7mm) standoff height, natural. | C | 100 | 100 | 100 | 36.01
07498374024 | WS25-75-C | WireStdoff,PshMnt,.25"Bdl,.75"H,PK100 | Wire standoff, push barb mount, .25" (6.4mm) bundle, .75" (19.1mm) standoff height, natural. | C | 100 | 100 | 100 | 37.84
07498374014 | WS35-50-M | WireStdoff,PshMnt,.35"Bdl,.50"H,PK1000 | Wire standoff, push barb mount, .35" (8.9mm) bundle, .50" (12.7mm) standoff height, natural, bulk package. | M | 1000 | 1000 | 1000 | 251.05
07498374027 | WS35-75-C | WireStdoff,PshMnt,.35"Bdl,.75"H,PK100 | Wire standoff, push barb mount, .35" (8.9mm) bundle, .75" (19.1mm) standoff height, natural, standard package. | C | 100 | 100 | 100 | 42.32
07498374015 | WS35-75-M | WireStdoff,PshMnt,.35"Bdl,.75"H,PK1000 | Wire standoff, push barb mount, .35" (8.9mm) bundle, .75" (19.1mm) standoff height, natural, bulk package. | M | 1000 | 1000 | 1000 | 263.73
07498374028 | WS50-25-C | WireStdoff,PshMnt,.50"Bdl,.25"H,PK100 | Wire standoff, push barb mount, .50" (12.7mm) bundle, .25" (6.4mm) standoff height, natural, standard package. | C | 100 | 100 | 100 | 39.96
07498374016 | WS50-25-M | WireStdoff,PshMnt,.50"Bdl,.25"H,PK1000 | Wire standoff, push barb mount, .50" (12.7mm) bundle, .25" (6.4mm) standoff height, natural, bulk package. | M | 1000 | 1000 | 1000 | 248.9
07498374030 | WS50-75-C | WireStdoff,PshMnt,.50"Bdl,.75"H,PK100 | Wire standoff, push barb mount, .50" (12.7mm) bundle, .75" (19.1mm) standoff height, natural. | C | 100 | 100 | 100 | 44.15
07498374031 | WS75-25-C | WireStdoff,PshMnt,.75"Bdl,.25"H,PK100 | Wire standoff, push barb mount, .75" (19.1mm) bundle, .25" (6.4mm) standoff height, natural, standard package. | C | 100 | 100 | 100 | 43.67
07498374021 | WS75-75-M | WireStdoff,PshMnt,.75"Bdl,.75H,PK1000 | Wire standoff, push barb mount, .75" (19.1mm) bundle, .75" (19.1mm) standoff height, natural, bulk package. | M | 1000 | 1000 | 1000 | 299.25
61305680215 | PLT1M-C86A | Cable Tie, 3.9L (100mm), Miniature, Anti | Panduit PLT1M-C86A Locking Cable Ties are designed to help the food, beverage and pharmaceutical industries meet product manufacturing safety standards. Featuring metal impregnated material, these cable ties are identifiable by metal detection equipment.
61305680051 | PLT2I-C86A | Cable Tie, 8.0L (203mm), Intermediate, A | Panduit PLT2I-C86A Metal Detectable Cable Ties are designed to help the food, beverage and pharmaceutical industries meet product manufacturing safety standards Featuring metal impregnated material, these cable ties are identifiable by metal detection equ
61305680052 | PLT2S-C86A | Cable Tie, 7.3L (185.4mm), Standard, Ant | Panduit PLT2S-C86A Metal Detectable Cable Ties are designed to help the food, beverage and pharmaceutical industries meet product manufacturing safety standards. Featuring metal impregnated material, these cable ties are identifiable by metal detection eq
61305680055 | PLT3H-L86A | Cable Tie, 11.1 (282mm), Light-Heavy, An | Panduit PLT3H-L86A Metal Detectable Cable Ties are designed to help the food, beverage and pharmaceutical industries meet product manufacturing safety standards. Featuring metal impregnated material, these cable ties are identifiable by metal detection eq
61305680053 | PLT3S-C86A | Cable Tie, 11.5L (291mm), Standard, Anti | Panduit PLT3S-C86A Metal Detectable Cable Ties are designed to help the food, beverage and pharmaceutical industries meet product manufacturing safety standards. Featuring metal impregnated material, these cable ties are identifiable by metal detection eq
61305680056 | PLT4H-L86A | Cable Tie, 14.4L (368mm), Light-Heavy, A | Panduit PLT4H-L86A Locking Cable Ties are designed to help the food, beverage and pharmaceutical industries meet product manufacturing safety standards. Featuring metal impregnated material, these cable ties are identifiable by metal detection equipment.
61305680054 | PLT4S-C86A | Cable Tie, 14.4L (366mm), Standard, Anti | Panduit PLT4S-C86A Metal Detectable Cable Ties are designed to help the food, beverage and pharmaceutical industries meet product manufacturing safety standards. Featuring metal impregnated material, these cable ties are identifiable by metal detection eq
61305680216 | TM2S8-C86A | Cable Tie Mount, .43" (10.9mm)W, #8 Scre | Panduit TM2S8-C86A Cable Tie Mounts are designed to help the food, beverage and pharmaceutical industries meet product manufacturing safety standards. In addition to their Metal detectability, their Antimicrobial properties help to reduce the growth of ha
61305680058 | TM3S10-C86A | Cable Tie Mount, .61" (15.5mm)W, #10 Scr | Panduit TM3S10-C86A Cable Tie Mounts are designed to help the food, beverage and pharmaceutical industries meet product manufacturing safety standards. In addition to their metal detectability, their antimicrobial properties help to reduce the growth of h
61305680057 | TM3S8-C86A | Cable Tie Mount, .61" (15.5mm)W, #8 Scre | Panduit TM3S8-C86A Cable Tie Mounts are designed to help the food, beverage and pharmaceutical industries meet product manufacturing safety standards. In addition to their Metal detectability, their Antimicrobial properties help to reduce the growth of ha
07498358197 | CB125-14-QY | CuMechLug,OSF,#6-1/0AWG,1/4StudPKG25Y | One-hole, copper, single barrel, offset floating tongue lug, #6 - 1/0 AWG, 1/4 (6.4mm) stud hole. | C | 100 | 50 | 1 | 612.32
61305658087 | GH-1-Q | 2-Piece, 2 Cable to Bar Clamp, #8 Sol. - | 2-Piece, 2 Cable to Bar Clamp, #8 Sol. - #4 Str. | C | 100 | 25 | 1 | 5690.84
61305658088 | GH-2-X | 2-Piece, 2 Cable to Bar Clamp, #4 Sol. - | 2-Piece, 2 Cable to Bar Clamp, #4 Sol. - 2/0 Str. | C | 100 | 10 | 1 | 6512.52
61305658089 | GH-5-1 | 2-Piece, 2 Cable to Bar Clamp, 500 kcmil | 2-Piece, 2 Cable to Bar Clamp, 500 kcmil - 700 kcmil | C | 100 | 1 | 1 | 32611.09
61305658090 | GH-6-1 | 2-Piece, 2 Cable to Bar Clamp, 750 kcmil | 2-Piece, 2 Cable to Bar Clamp, 750 kcmil - 1000 kcmil | C | 100 | 1 | 1 | 92900.96
61305657969 | GJ1000-58-1 | 750 kcmil - 1000 kcmil Bronze Ground Cla | 750 kcmil - 1000 kcmil Bronze Ground Clamp Connector, 5/8" Bolts, 2 Piece Clamp & 2 Bolts | C | 100 | 1 | 1 | 163090.38
61305657941 | GJ2/0-38-5 | 4 AWG (Sol.) - 2/0 AWG (Str.) Bronze Gro | 4 AWG (Sol.) - 2/0 AWG (Str.) Bronze Ground Clamp Connector, 3/8" Bolts, 2 Piece Clamp & 2 Bolts | C | 100 | 1 | 1 | 8743.03
61305657966 | GJ250-12-3 | 2/0 AWG (Sol.) - 250 kcmil Bronze Ground | 2/0 AWG (Sol.) - 250 kcmil Bronze Ground Clamp Connector, 1/2" Bolts, 2 Piece Clamp & 2 Bolts | C | 100 | 3 | 1 | 19796.83
61305657939 | GJ4-38-5 | 8 AWG (Sol.) - 4 AWG (Str.) Bronze Groun | 8 AWG (Sol.) - 4 AWG (Str.) Bronze Ground Clamp Connector, 3/8" Bolts, 2 Piece Clamp & 2 Bolts | C | 100 | 1 | 1 | 26117.88
61305657967 | GJ500-12-1 | 300 kcmil - 500 kcmil Bronze Ground Clam | 300 kcmil - 500 kcmil Bronze Ground Clamp Connector, 1/2" Bolts, 2 Piece Clamp & 2 Bolts | C | 100 | 1 | 1 | 32026.46
61305657968 | GJ750-58-1 | 500 kcmil - 750 kcmil Bronze Ground Clam | 500 kcmil - 750 kcmil Bronze Ground Clamp Connector, 5/8" Bolts, 2 Piece Clamp & 2 Bolts | C | 100 | 1 | 1 | 70096.05
07498300959 | GPC4H250-2 | Ground Plate connector,#2sol-250kcmil,EA | Ground plate connector for #2 AWG – 250 kcmil (35 – 120mm²) wire size. | PC | 1 | 2 | 2 | 176.03
07498360494 | GPL-15-X | Grounding Clamp, U-Bolt, 1" IPS,10PK | Bronze grounding clamp, .204-.419" wire dia. range, 1" IPS. | C | 100 | 10 | 1 | 9132.6
07498360495 | GPL-20-X | Grnd,U-Bolt,#8 SOL-#4 STR,1 1/4"IPS,10PK | Bronze grounding clamp, .128-.232" wire dia. range, 1 1/4" IPS. | C | 100 | 10 | 1 | 9354.91
07498360496 | GPL-21-X | Grnd,UBolt,#4 SOL-2/0 STR,1 1/4"IPS,10PK | Bronze grounding clamp, .204-.419" wire dia. range 1 1/4" IPS. | C | 100 | 10 | 1 | 10129.33
07498360506 | GPL-45-1 | Grounding Clamp, U-Bolt,3" IPS,1 PK | Bronze grounding clamp, .204-.419" wire dia. range, 3" IPS. | C | 100 | 1 | 1 | 18332.43
07498360508 | GPL-51-1 | Grnd Clamp,U-Bolt, #4-2/0, 3 1/2"IPS,EA | Bronze grounding clamp, .204-.419" wire dia. range, 3 1/2" IPS. | C | 100 | 1 | 1 | 21455.59
07498342144 | GPL-52-1 | Ground,U-Bolt, 2/0 -250, 3 1/2" IPS,EA | Bronze grounding clamp, .365-.575" wire dia. range, 3 1/2" IPS. | C | 100 | 1 | 1 | 27505.84
07498302253 | GPL-75-X | Grounding Clamp, U-Bolt, 6"IPS, 10PK | Bronze grounding clamp. | C | 100 | 10 | 1 | 23560.71
07498371981 | GPL-76-1 | Grounding Clamp,2/0 SOL-250 kcmil, EA | Bronze grounding clamp, U-bolt, 2/0 SOL-250 kcmil copper conductor size range, 6" (152.4mm) iron pipe size. | C | 100 | 1 | 1 | 25729.29
07498360491 | GPL-9-Q | Grounding Clamp,U-Bolt,1/2or 3/4IPS,25PK | Bronze grounding clamp, .204-.419" wire dia. range, 7/8" or 1" rod, 1/2" or 3/4" IPS. | C | 100 | 25 | 1 | 10129.33
07498309849 | GPQC20-1/0 | Grounding Clamp,2"Round,EA | Access floor grounding clamp for 2" round pedestals. | KT | 1 | 10 | 1 | 89.04
61305600892 | GSP2-10-4-C | Service Post,#10SOL-#4STR,M,2C,PK100 | Bronze, service post connector, ,#10SOL-#4STR, male, two cable, type GSP2. | C | 100 | 100 | 1 | 2469.6
61305600893 | GSP2-12-6-C | Service Post,#12SOL-#6STR,M,2C,PK100 | Bronze, service post connector, ,#12SOL-#6STR, male, two cable, type GSP2. | C | 100 | 100 | 1 | 1918.98
07498342153 | GU-13-3 | Grnd Clamp, U-Bolt,2 cables,2"IPS,3PK | Bronze grounding clamp, type GU, .634-.815" wire dia. range, 2" IPS. | C | 100 | 3 | 1 | 33277.12
07498341057 | H100X025HFT-2 | 2-sided,HFFR,HSLbl,1.00"x.25",WH,1000PC | The thermal transfer halogen free heat-shrink label in white is 2-sided with a 1/8" (3.175mm) diameter and made of flame retardant, low smoke cross-linked polyolefin. It is 1" (25.4mm) wide and .25" (6.4mm) high. The heat-shrink sleeve is designed to prov | RL | 1 | 1 | 1 | 772.58
07498341065 | H100X034HFT-2 | 2-sided,HFFR,HSLbl,3/16"Dia,WH,1000PC | The thermal transfer halogen free heat-shrink label in white is 2-sided with a 3/16" (4.76mm) diameter and made of flame retardant, low smoke cross-linked polyolefin. It is 1" (25.4mm) wide and .34" (8.6mm) high. The heat-shrink sleeve is designed to prov | RL | 1 | 1 | 1 | 977.35
07498341073 | H100X044HFT-2 | 2-sided,HFFR,HSLbl,1.00"x.44",WH,1000PC | The thermal transfer halogen free heat-shrink label in white is 2-sided with a 1/4" (6.35mm) diameter and made of flame retardant, low smoke cross-linked polyolefin. It is 1" (25.4mm) wide and .44" (11.2mm) high. The heat-shrink sleeve is designed to prov | RL | 1 | 1 | 1 | 1342.28
07498341077 | H100X064HFT-2 | Two-sided,HS Label,1.0"x.64",WH,1000PC | The thermal transfer halogen free heat-shrink label in white is 2-sided with a 3/8" (9.525mm) diameter and made of flame retardant, low smoke cross-linked polyolefin. It is 1" (25.4mm) wide and .64" (16.3mm) high. The heat-shrink sleeve is designed to pro | RL | 1 | 1 | 1 | 1466.48
07498341082 | H100X084HFT-2 | 2-Sided LSZH HS Lbl,WH,.5" dia,1000/roll | The thermal transfer halogen free heat-shrink label in white is 2-sided with a 1/2" (12.7mm) diameter and made of flame retardant, low smoke cross-linked polyolefin. It is 1" (25.4mm) wide and .84" (21.3mm) high. The heat-shrink sleeve is designed to prov | RL | 1 | 1 | 1 | 1702.31
07498341087 | H100X165HFT-2 | 2-Sided LSZH HS Lbl,WH,1" dia,500/roll | The thermal transfer halogen free heat-shrink label in white is 2-sided with a 1" (25.4mm) diameter and made of flame retardant, low smoke cross-linked polyolefin. It is 1" (25.4mm) wide and 1.65" (41.9mm) high. The heat-shrink sleeve is designed to provi | RL | 1 | 1 | 1 | 1256.22
07498341063 | H200X025HGT-2 | 2-Sided LSZH HS Lbl,YL,.13" dia,500/roll | The thermal transfer halogen-free, flame retardant, low smoke heat-shrink label in yellow is two-sided with a 1/8" (3.2 mm) diameter and made of crosslinked polyolefin. It is 2.0" wide and 0.25" high (50.8 x 6.4 mm). The heat-shrink sleeve is designed to | RL | 1 | 1 | 1 | 882.96
07498341070 | H200X034HGT-2 | 2-Sided LSZH HS Lbl,YL,.19" dia,500/roll | The thermal transfer halogen-free, flame retardant, low smoke heat-shrink label in yellow is two-sided with a 3/16" (4.8 mm) diameter and made of crosslinked polyolefin. It is 2.0" wide and 0.34" high (50.8 x 8.6 mm). The heat-shrink sleeve is designed t | RL | 1 | 1 | 1 | 1228.67
07498341076 | H200X044HGT-2 | 2-Sided LSZH HS Lbl,YL,.25" dia,500/roll | The thermal transfer halogen-free, flame retardant, low smoke heat-shrink label in yellow is two-sided with a 1/4" (6.4 mm) diameter and made of crosslinked polyolefin. It is 2.0" wide and 0.44" high (50.8 x 11.2 mm). The heat-shrink sleeve is designed t | RL | 1 | 1 | 1 | 1342.28
07498341080 | H200X064HGT-2 | 2-Sided LSZH HS Lbl,.38" dia,YL,500/roll | The thermal transfer halogen-free, flame retardant, low smoke heat-shrink label in yellow is two-sided with a 3/8" (9.5 mm) diameter and made of crosslinked polyolefin. It is 2.0" wide and 0.64" high (50.8 x 16.3 mm). The heat-shrink sleeve is designed t | RL | 1 | 1 | 1 | 1399.83
07498341086 | H200X084HGT-2 | 2-Sided LSZH HS Lbl,.5" dia,YL,500/roll | The thermal transfer halogen-free, flame retardant, low smoke heat-shrink label in yellow is two-sided with a 1/2" (12.7 mm) diameter and made of crosslinked polyolefin. It is 2.0" wide and 0.84" high (50.8 x 21.3 mm). The heat-shrink sleeve is designed | RL | 1 | 1 | 1 | 1489.51
07498341056 | H200X165HGT-2 | 2-Sided LSZH HS Lbl,1" dia,YL,250/roll | The thermal transfer halogen-free, flame retardant, low smoke heat-shrink label in yellow is two-sided with a 1.0" (25.4 mm) diameter and made of crosslinked polyolefin. It is 2.0" wide and 1.65" high (50.8 x 41.9 mm). The heat-shrink sleeve is designed | RL | 1 | 1 | 1 | 1507.48
07498363209 | HL50-2-2 | Cu,MechLug,2H,IntrlPresPlt,300-500K,PK2 | Two-hole, copper, single barrel, straight tongue lug with internal pressure plate, 300 - 500 kcmil, 3/8 (9.5mm) stud hole. | C | 100 | 2 | 1 | 16254.06
61305666642 | JP131HBC25RBL10 | J-Pro Cable Support System Hammer-On Bea |  | C | 100 | 50 | 50 | 580.71
61305664788 | JP2HBC25RB-L10 | J-Pro Cable Support System Hammer-On Bea |  | C | 100 | 50 | 50 | 701.53
61305664767 | JP4HBC25RB-X10 | J-Pro Cable Support System Hammer-On Bea |  | C | 100 | 10 | 10 | 1023.01
07498308561 | KFUSEPAT | Fuse Spare Part Kit |  | KT | 1 | 1 | 1
07498304126 | KJHPAT | Jack Harness & Hardware Spare Part Kit |  | KT | 1 | 1 | 1
61305601578 | KROTPDM | Rotary Receiver Spare Part Kit |  | KT | 1 | 1 | 1
61305601586 | KTBLKPAT2-3 | Spring, Tension Block, Shaft, Detent Yok |  | KT | 1 | 1 | 1
07498338229 | LCA2/0-00-X | CuLug,Blank,2/0AWGPKG10 | Blank tongue, standard barrel lug, #2/0 AWG wire. | C | 100 | 20 | 1 | 1124.9
07498371937 | LCA300-00-X | CuLug,Blank,300KcmilPKG10 | Blank tongue, standard barrel lug, 300 Kcmil Cable. | C | 100 | 10 | 1 | 1873.16
07498338225 | LCA4-00-L | CuLug,Blank,#4AWGPKG50 | Blank tongue, standard barrel lug, #4 AWG wire. | C | 100 | 50 | 1 | 428.52
07498386981 | LCA400-78F-6 | CuLug,400kcmil,7/8Stud,90°PKG6 | One-hole, standard barrel with window lug, 400 kcmil cable, 90° angle tongue, 7/8 stud hole. | C | 100 | 12 | 1 | 2987.86
07498343585 | LCAX300-58-6 | CuLug,300kcmil,5/8StudPKG6 | One-hole, flex lug, 300 kcmil cable, 5/8 stud hole. | C | 100 | 6 | 1 | 2921.18
07498343586 | LCAX300-58H-6 | CuLug,300kcmil,5/8Stud,45°PKG6 | One-hole, flex lug, 300 kcmil cable, 5/8 stud hole, 45° angle tongue. | C | 100 | 12 | 1 | 3943.64
07498344766 | LCAX4/0-34-X | CuLug,4/0AWG,3/4StudPKG10 | One-hole, flex lug, 4/0 AWG wire, 3/4 stud hole. | C | 100 | 10 | 1 | 2224.19
61305625767 | LCAXN1/0-12-X | Copper Compression Lug, 1 Hole, Flex, 1/ | Copper Compression Lug, 1 Hole, Flex, 1/0 AWG, Narrow Tongue, 1/2" (12.7mm) Stud | C | 100 | 10 | 1 | 1456.09
61305625771 | LCAXN2/0-12-X | Copper Compression Lug, 1 Hole, Flex, 2/ | Copper Compression Lug, 1 Hole, Flex, 2/0 AWG, Narrow Tongue, 1/2" (12.7mm) Stud | C | 100 | 10 | 1 | 1704.07
61305625783 | LCAXN450-12-6 | Copper Compression Lug, 1 Hole, Flex, 45 | Copper Compression Lug, 1 Hole, Flex, 450 kcmil, Narrow Tongue, 1/2" (12.7mm) Stud | C | 100 | 6 | 1 | 7796.55
61305666867 | LCB1250-34-3 | Copper Compression Lug, 1 Hole, 1250 kcm | Copper Compression Lug, 1 Hole, 1250 kcmil, Long Barrel, 3/4 (19,1mm) Stud | C | 100 | 3 | 1 | 15908.14
61305666868 | LCB1250-34H-3 | Copper Compression Lug, 1 Hole, 1250 kcm | Copper Compression Lug, 1 Hole, 1250 kcmil, Long Barrel, 3/4 (19,1mm) Stud, 45° Bend | C | 100 | 3 | 1 | 21475.95
61305666869 | LCB1500-12W-3 | Copper Compression Lug, 1 Hole, 1500 kcm | Copper Compression Lug, 1 Hole, 1500 kcmil, Long Barrel, 1/2 (12.7mm) Stud | C | 100 | 3 | 1 | 17770.35
61305666871 | LCB1500-12WF-1 | Copper Compression Lug, 1 Hole, 1500 kcm | Copper Compression Lug, 1 Hole, 1500 kcmil, Long Barrel, 1/2 (12.7mm) Stud, 90° Bend | C | 100 | 1 | 1 | 23989.98
61305666870 | LCB1500-12WH-1 | Copper Compression Lug, 1 Hole, 1500 kcm | Copper Compression Lug, 1 Hole, 1500 kcmil, Long Barrel, 1/2 (12.7mm) Stud, 45° Bend | C | 100 | 1 | 1 | 23989.98
61305671803 | LCB1500-34-3 | Copper Compression Lug, 1 Hole, 1500 kcm | Copper Compression Lug, 1 Hole, 1500 kcmil, Long Barrel, 3/4 (19,1mm) Stud | C | 100 | 3 | 1 | 18125.86
61305671804 | LCB1500-34H-3 | Copper Compression Lug, 1 Hole, 1500 kcm | Copper Compression Lug, 1 Hole, 1500 kcmil, Long Barrel, 3/4 (19,1mm) Stud, 45° Bend | C | 100 | 3 | 1 | 24469.88
61305666872 | LCB2000-12W-1 | Copper Compression Lug, 1 Hole, 2000 kcm | Copper Compression Lug, 1 Hole, 2000 kcmil, Long Barrel, 1/2 (12.7mm) Stud | C | 100 | 1 | 1 | 29538.39
61305666874 | LCB2000-12WF-1 | Copper Compression Lug, 1 Hole, 2000 kcm | Copper Compression Lug, 1 Hole, 2000 kcmil, Long Barrel, 1/2 (12.7mm) Stud, 90° Bend | C | 100 | 1 | 1 | 39876.79
61305666873 | LCB2000-12WH-1 | Copper Compression Lug, 1 Hole, 2000 kcm | Copper Compression Lug, 1 Hole, 2000 kcmil, Long Barrel, 1/2 (12.7mm) Stud, 45° Bend | C | 100 | 1 | 1 | 39876.79
07498390150 | LCB300-12-X | CuLug,300kcmil,Long,1/2StudPKG10 | One-hole, long barrel lug, 300 kcmil cable, 1/2 stud hole. | C | 100 | 10 | 1 | 2342.84
07498390151 | LCB300-38-X | CuLug,300kcmil,Long,3/8StudPKG10 | One-hole, long barrel lug, 300 kcmil cable, 3/8 stud hole. | C | 100 | 10 | 1 | 2342.84
61305616500 | LCB6-12-L | CuLug,1H,#6AWG,LongBarr,1/2Stud,PK50 | Copper Compression Lug, 1 Hole, #6 AWG, Long Barrel, 1/2 (12.7mm) Stud. | C | 100 | 50 | 1 | 903.34
07498383319 | LCB750-12W-6 | CuLug,750kcmil,Long,1/2StudPKG6 | One-hole, long barrel lug with window, 750 kcmil cable, 1/2 stud hole. | C | 100 | 6 | 1 | 7205.97
07498390299 | LCC1-00-E | CuLug,Blank,#1AWG,Long,PKG20 | Blank tongue, long barrel lug, #1 AWG wire. | C | 100 | 20 | 1 | 1433.8
61305631401 | LCC1250-12-3 | Copper Compression Lug, 2 Hole, 1250 kcm | Copper Compression Lug, 2 Hole, 1250 kcmil, 1/2" (12,7mm) Stud, 1.75" Hole Spacing | C | 100 | 3 | 1 | 25570.22
61305666875 | LCC1250-12W-3 | Copper Compression Lug, 2 Hole, 1250 kcm | Copper Compression Lug, 2 Hole, 1250 kcmil, 1/2 (12.7mm) Stud, 1.75 (44.4mm) Hole Spacing | C | 100 | 3 | 1 | 20999.57
61305666877 | LCC1250-12WF-1 | Copper Compression Lug, 2 Hole, 1250 kcm | Copper Compression Lug, 2 Hole, 1250 kcmil, 1/2 (12.7mm) Stud, 1.75 (44.4mm) Hole Spacing, 90° Bend | C | 100 | 1 | 1 | 28349.42
61305666876 | LCC1250-12WH-1 | Copper Compression Lug, 2 Hole, 1250 kcm | Copper Compression Lug, 2 Hole, 1250 kcmil, 1/2 (12.7mm) Stud, 1.75 (44.4mm) Hole Spacing, 45° Bend | C | 100 | 1 | 1 | 28349.42
61305666878 | LCC1500-12W-1 | Copper Compression Lug, 2 Hole, 1500 kcm | Copper Compression Lug, 2 Hole, 1500 kcmil, 1/2 (12.7mm) Stud, 1.75 (44.4mm) Hole Spacing | C | 100 | 1 | 1 | 22561.28
61305666880 | LCC1500-12WF-1 | Copper Compression Lug, 2 Hole, 1500 kcm | Copper Compression Lug, 2 Hole, 1500 kcmil, 1/2 (12.7mm) Stud, 1.75 (44.4mm) Hole Spacing, 90° Bend | C | 100 | 1 | 1 | 30457.78
61305666879 | LCC1500-12WH-1 | Copper Compression Lug, 2 Hole, 1500 kcm | Copper Compression Lug, 2 Hole, 1500 kcmil, 1/2 (12.7mm) Stud, 1.75 (44.4mm) Hole Spacing, 45° Bend | C | 100 | 1 | 1 | 30457.78
07498390202 | LCC2/0-00-X | CuLug,Blank,2/0AWG,Long,PKG10 | Blank tongue, long barrel lug, 2/0 AWG wire. | C | 100 | 10 | 1 | 1703.65
61305666883 | LCC2000-12WF-1 | Copper Compression Lug, 2 Hole, 2000 kcm | Copper Compression Lug, 2 Hole, 2000 kcmil, 1/2 (12.7mm) Stud, 1.75 (44.4mm) Hole Spacing, 90° Bend | C | 100 | 1 | 1 | 42834.75
61305666882 | LCC2000-12WH-1 | Copper Compression Lug, 2 Hole, 2000 kcm | Copper Compression Lug, 2 Hole, 2000 kcmil, 1/2 (12.7mm) Stud, 1.75 (44.4mm) Hole Spacing, 45° Bend | C | 100 | 1 | 1 | 42834.75
07498390204 | LCC3/0-00-X | CuLug,Blank,3/0AWG,Long,PKG10 | Blank tongue, long barrel lug, 3/0 AWG wire. | C | 100 | 10 | 1 | 1959.26
07498390212 | LCC350-00-X | CuLug,Blank,350kcmil,Long,PKG10 | Blank tongue, long barrel lug, 350 kcmil cable. | C | 100 | 10 | 1 | 3258.77
07498390214 | LCC400-00-6 | CuLug,Blank,400kcmil,Long,PKG6 | Blank tongue, long barrel lug, 400 kcmil cable. | C | 100 | 6 | 1 | 3871.66
07498338260 | LCC8-00-L | CuLug,Blank,#8AWG,Long,PKG50 | Blank tongue, long barrel lug, #8 AWG wire. | C | 100 | 50 | 1 | 844.59
07498390279 | LCC800-12-6 | LGLug,800mcm,.5in,1.75in,NoWDW,PK6 | Two-hole, long barrel lug, 800 kcmil cable, 1/2 stud hole, 1.75 hole spacing. | C | 100 | 6 | 1 | 11183.96
07498342531 | LCCX8-38D-L | CuLugFLB,2Hole,#8AWG,3/8,1PKG50 | Two-hole, flex lug, long barrel, #8 AWG wire, 3/8 stud hole, 1 hole spacing. | C | 100 | 50 | 1 | 926.77
07498390105 | LCD400-00-6 | CuLug,LongBlank,400KcmilPKG6 | Long blank tongue, standard barrel lug, 400 kcmil Cable. | C | 100 | 6 | 1 | 3216.62
07498390111 | LCD750-00-6 | CuLug,LongBlank,750KcmilPKG6 | Long blank tongue, standard barrel lug, 750 kcmil Cable. | C | 100 | 6 | 1 | 6935.81
07498344465 | LCDN1-14B-E | CuLug,2Hole,#1AWG,Narrow,1/4StudPKG20 | Two-hole, standard barrel with window, narrow tongue lug, #1 AWG wire, 1/4 stud hole, .75 hole spacing. | C | 100 | 20 | 1 | 1489.79
07498344471 | LCDN1/0-56DF-X | Cu,CompLug,2H,1/0A,NT,5/16S,90°,PK10 | Two-hole, standard barrel with window, narrow tongue lug, 1/0 AWG wire, 5/16 stud hole, 1 hole spacing, 90° angle tongue. | C | 100 | 20 | 1 | 2315.79
07498318999 | LCDN2-10B-Q | CuLug,2Hole,#2AWG,Narrow,#10StudPKG25 | Two-hole, standard barrel with window, narrow tongue lug, #2 AWG wire, #10 stud hole, .75 hole spacing. | C | 100 | 25 | 1 | 1292.63
07498344462 | LCDN2-14B-Q | CuLugSBW,2Hole,#2AWG,NTL,1/4,.75PKG25 | Two-hole, standard barrel with window, narrow tongue lug, #2 AWG wire, 1/4 stud hole, .75 hole spacing. | C | 100 | 25 | 1 | 1233.88
07498344272 | LCDN2-14D-Q | CuLugSBW,2Hole,#2AWG,NTL,1/4,1PKG25 | Two-hole, standard barrel with window, narrow tongue lug, #2 AWG wire, 1/4 stud hole, 1 hole spacing. | C | 100 | 25 | 1 | 1292.63
07498344464 | LCDN2-14DF-Q | Cu,CompLug,2H,#2A,NT,1/4S,90°, PK25 | Two-hole, standard barrel with window, narrow tongue lug, #2 AWG wire, 1/4 stud hole, 1 hole spacing, 90° angle tongue. | C | 100 | 25 | 1 | 1745.08
07498344474 | LCDN2/0-56A-X | CuLugSBW,2Hole,2/0AWG,Nar,5/16,.63PKG10 | Two-hole, standard barrel with window, narrow tongue lug, 2/0 AWG wire, 5/16 stud hole, .63 hole spacing. | C | 100 | 10 | 1 | 1695.13
07498344492 | LCDN2/0-56D-X | CuLugSBW,2Hole,2/0AWG,Nar,5/16,1PKG10 | Two-hole, standard barrel with window, narrow tongue lug, 2/0 AWG wire, 5/16 stud hole, 1 hole spacing. | C | 100 | 20 | 1 | 1695.13
61305601543 | LCDN4-10A-L | CuCompLug,#4,#3AWGSTR,#2AWGSOL,PK50 | Two-hole, standard barrel lug with window, #4 - #3 AWG wire, #10 stud hole, 5/8" hole spacing, 45° narrow tongue. | C | 100 | 50 | 1 | 995.15
07498344495 | LCDN500-12D-6 | STDLugN,500mcm,.5in,1in,WDW,PK6 | Two-hole, standard barrel with window, narrow tongue lug, 500 kcmil cable, 1/2 stud hole, 1 hole spacing. | C | 100 | 6 | 1 | 4560.6
07498344494 | LCDN500-38D-6 | STDLugN,500mcm,.38in,1in,WDW,PK6 | Two-hole, standard barrel with window, narrow tongue lug, 500 kcmil cable, 3/8 stud hole, 1 hole spacing. | C | 100 | 6 | 1 | 4788.62
07498343649 | LCDX600-12-6 | STDFlexLug,600mcm,2hol,1.75in space,PK6 | Two-hole, flex lug, 600 kcmil cable, 1/2 stud hole, 1.75 hole spacing. | C | 100 | 6 | 1 | 7099.67
07498376971 | LCMA240-20-X | CuMetricLug,240mm²,M20StudPKG10 | One-hole, metric conductor, standard barrel with window lug, 240mm² wire, M20 stud hole. | C | 100 | 10 | 1 | 5543.21
07498376976 | LCMA400-16-5 | CuMetricLug,400mm²,M16StudPKG5 | One-hole, metric conductor, standard barrel with window lug, 400mm² wire, M16 stud hole. | C | 100 | 5 | 1 | 11716.02
07498381596 | LCMA500-12-1 | CuMetricLug,500mm²,M12StudPKG1 | One-hole, metric conductor, standard barrel with window lug, 500mm² wire, M12 stud hole. | C | 100 | 3 | 1 | 16117.27
07498362291 | LCMB400-16-6 | CuMetricLug,Long,400mm²,M16StudPKG6 | One-hole, metric conductor, long barrel, 400mm² 2r, M16 stud hole. | C | 100 | 1 | 1 | 14701.9
07498362790 | LCMC185-00-X | CuMetricLug,Blank,Long,185/150mm,PKG10 | Two-hole, metric conductor, long barrel, 185mm² 2r, 150mm² class 5f/6f, blank tongue. | C | 100 | 10 | 1 | 8898.63
07498362791 | LCMC185-12-X | CuMetricLug,2Hol,Lng,185/150mm,M12,PKG10 | Two-hole, metric conductor, long barrel, 185mm² 2r, 150mm² class 5f/6f, M12 stud hole. | C | 100 | 10 | 1 | 7002.74
07498362298 | LCMC35-12-Q | CuMetricLug,2Hole,Long,35/25mm,M12,PKG25 | Two-hole, metric conductor, long barrel, 35mm² 2r, 25mm² class 5f/6f, M12 stud hole. | C | 100 | 25 | 1 | 1222.44
07498364094 | LCMC500-00-3 | CuMetricLug,2Hole,Blank,Long,500mm²PKG3 | Two-hole, metric conductor, long barrel, 500mm² 2r, blank tongue. | C | 100 | 3 | 1 | 25563.83
07498362793 | LCMC70-00-X | CuMetricLug,2Hole,Blnk,Lng,70/50mm,PKG10 | Two-hole, metric conductor, long barrel, 70mm² 2r, 50mm² class 5f/6f, blank tongue. | C | 100 | 10 | 1 | 2215.27
07498399778 | LCMD185-12-X | CuMetricLug,2Hole,185mm²,M12StudPKG10 | Two-hole, metric conductor, standard barrel with window lug, 185mm² wire, M12 stud hole. | C | 100 | 10 | 1 | 6269.16
07498399785 | LCMD240-00-5 | CuMetricLug,Blank,240mm²,PKG5 | Two-hole, metric conductor, long blank tongue, standard barrel with window lug, 240mm² wire. | C | 100 | 5 | 1 | 10412.68
07498300389 | LCMD25-8CD-Q | Cu,CompMetLug,2H,25mm²,ST,M8S,PK25 | Two-hole, metric conductor, standard barrel with window lug, 25mm² wire, M8 stud hole, slotted tongue. | C | 100 | 25 | 1 | 444.85
07498399798 | LCMD500-14-1 | CuMetricLug,2Hole,500mm²,M14StudPKG1 | Two-hole, metric conductor, standard barrel with window lug, 500mm² wire, M14 stud hole. | C | 100 | 1 | 1 | 26269.85
07498399760 | LCMD70-00-X | CuMetricLug,Blank,70mm²,PKG10 | Two-hole, metric conductor, long blank tongue, standard barrel with window lug, 70mm² wire. | C | 100 | 10 | 1 | 2129.5
61305671794 | LCP1250-12-1 | Copper Compression Lug, 4 Hole, 1250 kcm | Copper Compression Lug, 4 Hole, 1250 kcmil, 1/2" (12,7mm) Stud, 1.75" Hole Spacing | C | 100 | 1 | 1 | 27185.8
61305671796 | LCP1250-12F-1 | Copper Compression Lug, 4 Hole, 1250 kcm | Copper Compression Lug, 4 Hole, 1250 kcmil, 1/2" (12,7mm) Stud, 1.75" Hole Spacing, 90° Bend | C | 100 | 1 | 1 | 36700.86
61305671795 | LCP1250-12H-1 | Copper Compression Lug, 4 Hole, 1250 kcm | Copper Compression Lug, 4 Hole, 1250 kcmil, 1/2" (12,7mm) Stud, 1.75" Hole Spacing, 45° Bend | C | 100 | 1 | 1 | 36700.86
61305671797 | LCP1500-12-1 | Copper Compression Lug, 4 Hole, 1500 kcm | Copper Compression Lug, 4 Hole, 1500 kcmil, 1/2" (12,7mm) Stud, 1.75" Hole Spacing | C | 100 | 1 | 1 | 29650.47
61305671799 | LCP1500-12F-1 | Copper Compression Lug, 4 Hole, 1500 kcm | Copper Compression Lug, 4 Hole, 1500 kcmil, 1/2" (12,7mm) Stud, 1.75" Hole Spacing, 90° Bend | C | 100 | 1 | 1 | 40028.15
61305671798 | LCP1500-12H-1 | Copper Compression Lug, 4 Hole, 1500 kcm | Copper Compression Lug, 4 Hole, 1500 kcmil, 1/2" (12,7mm) Stud, 1.75" Hole Spacing, 45° Bend | C | 100 | 1 | 1 | 40028.15
61305671800 | LCP2000-12-1 | Copper Compression Lug, 4 Hole, 2000 kcm | Copper Compression Lug, 4 Hole, 2000 kcmil, 1/2" (12,7mm) Stud, 1.75" Hole Spacing | C | 100 | 1 | 1 | 36466.74
61305671802 | LCP2000-12F-1 | Copper Compression Lug, 4 Hole, 2000 kcm | Copper Compression Lug, 4 Hole, 2000 kcmil, 1/2" (12,7mm) Stud, 1.75" Hole Spacing, 90° Bend | C | 100 | 1 | 1 | 49230.1
61305671801 | LCP2000-12H-1 | Copper Compression Lug, 4 Hole, 2000 kcm | Copper Compression Lug, 4 Hole, 2000 kcmil, 1/2" (12,7mm) Stud, 1.75" Hole Spacing, 45° Bend | C | 100 | 1 | 1 | 49230.1
61305666864 | LCP500-12-3 | Copper Compression Lug, 4 Hole, 500 kcmi | Copper Compression Lug, 4 Hole, 500 kcmil, 1/2" (12,7mm) Stud, 1.75" Hole Spacing | C | 100 | 3 | 1 | 15202.44
61305666866 | LCP500-12F-1 | Copper Compression Lug, 4 Hole, 500 kcmi | Copper Compression Lug, 4 Hole, 500 kcmil, 1/2" (12,7mm) Stud, 1.75" Hole Spacing, 90° Bend | C | 100 | 1 | 1 | 20523.35
61305666865 | LCP500-12H-1 | Copper Compression Lug, 4 Hole, 500 kcmi | Copper Compression Lug, 4 Hole, 500 kcmil, 1/2" (12,7mm) Stud, 1.75" Hole Spacing, 45° Bend | C | 100 | 1 | 1 | 20523.35
61305636760 | MGC2-2/0-Q | Mechanical Grounding Connector, 2 Copper | Mechanical Grounding Connector, 2 Copper Cables to 1/4" Thick Bar, 4 AWG Sol - 2/0 AWG Str, 3/8" Stud | C | 100 | 25 | 1 | 4347.44
61305636761 | MGC2-250-X | Mechanical Grounding Connector, 2 Copper | Mechanical Grounding Connector, 2 Copper Cables to 1/4" Thick Bar, 2/0 AWG Sol - 250 kcmil, 1/2" Stud | C | 100 | 10 | 1 | 7780.56
61305636754 | MGC2-4-Q | Mechanical Grounding Connector, 2 Copper | Mechanical Grounding Connector, 2 Copper Cables to 1/4" Thick Bar, 8 AWG Sol - 4 AWG Str, 3/8" Stud | C | 100 | 25 | 1 | 3651.54
61305631937 | MGC2-500-X | Mechanical Grounding Connector, 2 Copper | Mechanical Grounding Connector, 2 Copper Cables to 1/4" Thick Bar, 300 kcmil - 500 kcmil, 1/2" Stud | C | 100 | 10 | 1 | 15499.25
07498300728 | MRT1S-C4 | RetainedTensionTie,304SS,STD,9.0,PK100 | Pan-Steel® Retained Tension Ties speed up installation with a unique self-locking head design that locks into any part of the stainless steel tie. Plus, the patented locking head design provides the highest rated tension in the industry, fastening tightly | M | 1000 | 100 | 100 | 1124.29
07498377452 | PCSB2/0-6-6 | MultiConn,Dbl-Sd,Clr,6Ports,2/0,PK6 | Multi-Tap connector, double-sided, clear insulation, 6 ports, 2/0 - #14 STR, #10 - #14 SOL. | C | 100 | 6 | 1 | 6439.74
07498359667 | PCSB250-4S-6Y | MultiConn,Sgl-Sd,Clr,4Pt,250K,#10STR,PK6 | Multi-Tap connector, single-sided, clear insulation, 4 ports, 250 kcmil - #10 STR. | C | 100 | 6 | 1 | 4614.88
07498359670 | PCSB250-6-4Y | MultiConn,Dbl-Sd,Clr,6Ports,250K,PK4 | Multi-Tap connector, double-sided, clear insulation, 6 ports, 250 kcmil - #6 STR. | C | 100 | 4 | 1 | 6940.35
07498377466 | PCSB350-6-2 | MultiConn,Dbl-Sd,Clr,6Ports,350K,PK2 | Multi-Tap connector, double- sided, clear insulation, 6 ports, 350 kcmil - #10 STR, #10 SOL. | C | 100 | 4 | 1 | 8673.71
07498360127 | PCSB600-8-2Y | MultiConn,Dbl-Sd,Clr,8Pt,600K,#6A,PK2 | Multi-Tap connector, double-sided, clear insulation, 8 ports, 600 kcmil - #6 AWG STR. | C | 100 | 2 | 1 | 18297.97
07498360131 | PCSB750-2-2Y | MultiConn,Dbl-Sd,Clr,2Ports,750K,PK2 | Multi-Tap connector, double-sided, clear insulation, 2 ports, 750 kcmil - 1/0 STR. | C | 100 | 2 | 1 | 15393.98
07498360133 | PCSB750-3-2Y | MultiConn,Dbl-Sd,Clr,3Ports,750K,PK2 | Multi-Tap connector, double-sided, clear insulation, 3 ports, 750 kcmil - 1/0 STR. | C | 100 | 2 | 1 | 17217.53
07498360153 | PCSB750-4-2Y | MultiConn,Dbl-Sd,Clr,4Pt,750K,1/0STR,PK2 | Multi-Tap connector, double-sided, clear insulation, 4 ports, 750 kcmil - 1/0 STR. | C | 100 | 2 | 1 | 19122.69
07498357562 | PISR350-1 | Splcr,Rdcr,InLine,Al,Clr,350K,#10SOL,EA | Splicer/Reducer, dual rated for use with copper or aluminum conductors, clear insulation, 350 kcmil - #10 SOL. | C | 100 | 5 | 1 | 5046.71
07498301350 | PSCORG-Q | CuParallelSplice,Color-dOrangePKG25 | Copper parallel splice, orange. | C | 100 | 50 | 1 | 504.34
07498301352 | PSCYEL-Q | CuParallelSplice,Color-dYellowPKG25 | Copper parallel splice, yellow. | C | 100 | 1 | 1 | 689.33
07498360869 | RGREJ696Y | Rack Jumper Kit,Retrofit,6 AWG,96 in,EA | Grounding jumper; #6 AWG (16mm²); 96 (2.44m) length; one end factory terminated to lug; provided with .16 oz. (5cc) of antioxidant and two each #12-24 x 1/2, M6 x 12mm, #10-32 x 1/2 and M5 x 12mm thread-forming screws. | KT | 1 | 5 | 1 | 49.4
07498391220 | SA1-X | AlSplice,TinPlated,#1AWGPKG10 | Aluminum splice, type SA, tin plated, #1 AWG. | C | 100 | 10 | 1 | 1998.34
07498391250 | SA300-2 | AlSplice,TinPlated,300kcmilPKG2 | Aluminum splice, type SA, tin plated, 300 kcmil. | C | 100 | 6 | 1 | 3642.19
61305675408 | SCL10-L | Copper Compression Butt Splice, Long Bar | Copper Compression Butt Splice, Long Barrel, #14 -#10 AWG | C | 100 | 50 | 1 | 1049.95
07498376994 | SCMS240-X | CUCompMetricButtSplice,240mm²Wire,10Pac | Copper metric butt splice, standard barrel, 240mm² wire. | C | 100 | 10 | 1 | 4414.46
07498300491 | SCS800-6 | CuButtSplice,800kcmilPKG6 | Copper butt splice, standard barrel, 800 kcmil cable. | C | 100 | 6 | 1 | 7619.96
07498359981 | SCSF1-X | CuButtSplice,#1AWGCablePKG10 | Copper butt splice, flared barrel, #1 AWG flex and locomotive cable. | C | 100 | 10 | 1 | 2030.02
07498355703 | SCSF3/0-X | CuButtSplice,3/0AWGCablePKG10 | Copper butt splice, flared barrel, 3/0 AWG flex and locomotive cable. | C | 100 | 10 | 1 | 2587.35
07498355706 | SCSF300-6 | CuButtSplice,300kcmilCablePKG6 | Copper butt splice, flared barrel, 300 kcmil flex and 313.1 kcmil locomotive cable. | C | 100 | 6 | 1 | 4138.23
61305636185 | SDR50 | Static Discharge Reel - 50' |  | PC | 1 | 1 | 1 | 1057.95
07498371643 | SP1-1/0-L | Service Post connector,male,1cable,50PK | Bronze, service post connectors, #6 SOL-1/0 STR, male, one cable, type SP1. | C | 100 | 50 | 1 | 6728.7
07498371644 | SP1-1/0L-L | Service Post Conn, #6 SOL-1/0 STR,50PK | Bronze, service post connectors, #6 SOL-1/0 STR, stud length 1.25",male, one cable, type SP1. | C | 100 | 50 | 1 | 7062.13
07498371645 | SP1-2/0-Q | Service Post,Bronze,2/0,25PK | The SP1-2/0-Q Service Post Grounding Connector is designed for grounding one copper code conductor to steel structures, busbars, transformers. The true hex design for body and nut hex provides correct fit with socket, box, or open-end wrenches, resulting | C | 100 | 25 | 1 | 8801.4
07498371649 | SP1-350-12 | ServicePostConn,4/0STR-350kcmil,12PK | Bronze, service post connectors, 4/0 STR-350 kcmil, male, one cable, type SP1. | C | 100 | 12 | 1 | 23204.53
07498371650 | SP1-350L-12 | ServicePostConn,4/0STR-350kcmil,1.5,12PK | Bronze, service post connectors, 4/0 STR-350 kcmil, stud length 1.50",male, one cable, type SP1. | C | 100 | 12 | 1 | 25523.5
07498371647 | SP1-4/0-Q | Service Post Conn,3/0 SOL-4/0 STR,25PK | Bronze, service post connectors, 3/0 SOL-4/0 STR, male, one cable, type SP1. | C | 100 | 25 | 1 | 13447.36
07498371648 | SP1-4/0L-Q | Service Post Conn, 3/0 SOL-4/0 STR,25PK | Bronze, service post connectors, 3/0 SOL-4/0 STR, stud length 1.50",male, one cable, type SP1. | C | 100 | 25 | 25 | 14122.12
07498371651 | SP1-500-12 | ServicePostConn,250-500kcmil,12PK | Bronze, service post connectors, male, 250-500 kcmil, one cable, type SP1. | C | 100 | 12 | 1 | 27200.69
07498371652 | SP1-500L-12 | ServicePostConn,250-500kcmil,1.75",12PK | Bronze, service post connectors, 250-500 kcmil, stud length 1.75",male, one cable, type SP1. | C | 100 | 12 | 1 | 29980.79
07498371674 | SP2-350-12 | Service Post,1 STR-350 kcmil,male,12pk | Bronze, service post connector, #1 STR-350 kcmil, male, two cable, type SP2. | C | 100 | 12 | 1 | 24361.84
07498371675 | SP2-350L-12 | Service Post,1 STR-350 kcmil,long,12pk | Bronze, service post connector, #1 STR-350 kcmil, stud length 1.50", male, two cable, type SP2. | C | 100 | 12 | 1 | 30626.75
07498371676 | SP2-500-12 | Service Post,3/0STR-500 kcmil,male,12pk | Bronze, service post connector, male, two cable, type SP2. 3/0 STR - 500 kcmil. | C | 100 | 12 | 1 | 35956.54
07498371677 | SP2-500L-12 | Service Post,3/0STR-500 kcmil,long,12pk | Bronze, service post connector, male, two cable, type SP2. 3/0 STR - 500 kcmil, long. | C | 100 | 12 | 1 | 34320.04
07498371684 | SPF1-4-C | Service Post,SOL-#4 STR, fem.,100pk | Bronze, service post connector, female, one cable, type SPF1. #8 SOL - #4 STR. | C | 100 | 100 | 1 | 2737.25
07498371697 | SPF2-3-C | Service Post,10 SOL-#3 STR, fem.,100pk | Bronze, service post connector, female, two cables, type SPF2. #10 SOL - #3 STR. | C | 100 | 100 | 1 | 4799.38
07498360769 | SR-1000-1Y | Splicer/Reducer,Al,500-1000kcmilPKG1Y | Splicer/reducer, aluminum, dual rated, type SR, 500 - 1000 kcmil. | C | 100 | 1 | 1 | 17747.36
61305625732 | SSBOLT50100-C | Stainless Steel,1/2-13 X 1" HEX HEAD BOL | Stainless Steel, 1/2-13 X 1" HEX HEAD BOLT | C | 100 | 100 | 1 | 477.24
61305625733 | SSBOLT50125-C | Stainless Steel,1/2-13 X 1 1/4" HEX HEAD | Stainless Steel, 1/2-13 X 1 1/4" HEX HEAD BOLT | C | 100 | 100 | 1 | 560.22
61305625736 | SSBOLT50200-C | Stainless Steel,1/2-13 X 2" HEX HEAD BOL | Stainless Steel, 1/2-13 X 2" HEX HEAD BOLT | C | 100 | 100 | 1 | 1126.78
61305625731 | SSBOLT5075-C | Stainless Steel,1/2-13 X 3/4" HEX HEAD B | Stainless Steel, 1/2-13 X 3/4" HEX HEAD BOLT | C | 100 | 100 | 1 | 456.48
07498310506 | SSCW14-C | Mounting Hardware,1/4Bville Washer,100PK | Stainless steel mounting hardware, 1/4" stainless steel Belleville washers (locking). | C | 100 | 100 | 100 | 339.91
07498310507 | SSCW38-C | Mounting Hardware,3/8Bville Washer,100PK | Stainless steel mounting hardware, 3/8" stainless steel Belleville washers (locking). | C | 100 | 100 | 100 | 472.13
07498310508 | SSFW14-C | Mounting Hardware,1/4 Flat Washer,100PK | Stainless steel mounting hardware, 1/4" stainless steel flat washers. | C | 100 | 100 | 100 | 113.59
07498310509 | SSFW38-C | Mounting Hardware,3/8 Flat Washer,100PK | Stainless steel mounting hardware, 3/8" stainless steel flat washers. | C | 100 | 100 | 100 | 145.57
61305626027 | SSFW50-C | STAINLESS STEEL, 1/2 FLAT WASHER | Stainless Steel, 1/2 FLAT WASHER | C | 100 | 100 | 1 | 125.55
07498310510 | SSN1420-C | Mounting hardware,SS,1/4 nut,100PK | Stainless steel mounting hardware, 1/4" stainless steel nuts. | C | 100 | 100 | 100 | 56.48
07498310511 | SSN3816-C | Mounting hardware,SS,3/8 nut,100PK | Stainless steel mounting hardware, 3/8" stainless steel nuts. | C | 100 | 100 | 100 | 81.85
07498310504 | SSNTS1420-C | Mounting hardware,SS,1/4 bolt,100PK | Stainless steel mounting hardware, 1/4" stainless steel bolts. | C | 100 | 100 | 100 | 133.07
07498310512 | SSNTS3816-C | Mounting hardware,SS,3/8 bolt,100PK | Stainless steel mounting hardware, 3/8" stainless steel bolts. | C | 100 | 100 | 100 | 184.8
61305625995 | SSNUT50-C | STAINLESS STEEL, 1/2-13 HEX NUT | Stainless Steel, 1/2-13 HEX NUT | C | 100 | 100 | 1 | 143.89
61305625386 | TB05X08EWT-AB2 | TT,TermBlockMarker,5mmx8mm,WH,PK1 | Flexible terminal block markers on continuous rolls, 5 mm x 8 mm, white | RL | 1 | 1 | 1 | 140.33
61305625421 | TB05X12EWT-AB1 | TT,TermBlockMarker,5mmx12mm,WH,PK1 | The TB05X12EWT-AB1 Terminal Block Markers are constructed of a continuously molded, flexible polymer material. The elastomeric material accepts continuous thermal transfer print using the TDP43ME printer. The markers are resistant to scratching, smearing, | RL | 1 | 1 | 1 | 133.65
61305625422 | TB06X08EWT-AB2 | TT,TermBlockMarker,6mmx8mm,WH,PK1 | Flexible terminal block markers on continuous rolls, 6 mm x 8mm, white | RL | 1 | 1 | 1 | 141.9
61305625423 | TB06X12EWT-AB1 | TT,TermBlockMarker,6mmx12mm,WH,PK1 | The TB06X12EWT-AB1 Terminal Block Markers are constructed of a continuously molded, flexible polymer material. The elastomeric material accepts continuous thermal transfer print using the TDP43ME printer. The markers are resistant to scratching, smearing, | RL | 1 | 1 | 1 | 135.12
61305623500 | TB08X12EWT-AB1 | TT,TermBlockMarker,8mmx12mm,WH,PK1 | Flexible terminal block markers on continuous rolls, 8 mm x 12 mm, white | RL | 1 | 1 | 1 | 107.55
07498345140 | WB12-L | Grounding Rod Clamp, 1/2"Ground Rod,50PK | Bronze copper ground rod clamp type WB, 1/2" ground rod size. | C | 100 | 50 | 1 | 493.4
07498345451 | WB34-X | Grounding Rod Clamp,3/4-5/8 in,10PK | Bronze copper ground rod clamp type WB, 3/4" ground rod size or 5/8" ground rod size. | C | 100 | 20 | 1 | 705.19
07498345347 | WB58-Q | Grounding Rod Clamp, 5/8"Ground Rod,25PK | Bronze copper ground rod clamp type WB, 5/8" ground rod size. | C | 100 | 25 | 1 | 608.56

## Industrial
PANDUIT USA |  |  | Effective Date: | 2021-12-01
Authorized - Industrial Automation |  |  | COST BOOK: | SA-IAPS21B
Last Updated: | 2021-10-20 |  | Supersedes: | SA-IAPS21A, eff 1-Jul-2021
For Search: type Catalog Number (Part Number) in cell B8
Results found in row 11
UPC NUMBER | Catalog Number | Description | Long Description | Prc. UOM | Numeric Prc. UOM | MOQ | Minimum Order Increment | List
UPC NUMBER | Catalog Number | Description | Long Description | Prc. UOM | Numeric Prc. UOM | MOQ | Minimum Order Increment | List
07498339754 | CADIN1BL | DINAdapter,w/label,SinglePort,BL,EA | The Mini-Com® DIN Rail Mount Adapter mounts to standard 35mm DIN rails and accepts any single port Mini-Com® Module. It is black and includes a label and label cover. | PC | 1 | 10 | 1 | 20.69
61305675944 | CADIN1BL-S | Shielded DIN Rail Mount Adapter with lab | The shielded Mini-Com® DIN Shielded Rail Mount Adapter mounts to a standard 35mm DIN rail. It accepts any single port Mini-Com® Module which snap in and out for easy moves, adds, and changes. Color: Black | PC | 1 | 10 | 1 | 37.04
07498339755 | CADIN1IG | DINAdapter,w/label,SinglePort,IG,EA | The Mini-Com® DIN Rail Mount Adapter mounts to standard 35mm DIN rails and accepts any single port Mini-Com® Module. It is international gray and includes a label and label cover. | PC | 1 | 10 | 1 | 10.26
61305675943 | CADIN1IG-S | Shielded DIN Rail Mount Adapter with lab | The shielded Mini-Com® DIN Shielded Rail Mount Adapter mounts to a standard 35mm DIN rail. It accepts any single port Mini-Com® Module which snap in and out for easy moves, adds, and changes. Color: International Gray | PC | 1 | 10 | 1 | 37.04
07498364234 | CDPP8RG | Industrial,8Pt,CUPatchPanel,RG,EA | The IndustrialNet™ Copper DIN Rail Patch Panel is constructed of high impact polycarbonate material. This 8-port DIN rail patch panel mounts to a standard 35mm DIN rail and includes adjustable latches to lock in in place. The Copper DIN Patch Panel can be | PC | 1 | 10 | 1 | 97.43
61305666749 | CDPP8RG-S | IndustrialNet, 8-port DIN rail mount shi | The IndustrialNet™ Copper Shielded DIN Rail Patch Panel is constructed of high impact polycarbonate material. This 8-port DIN rail patch panel mounts to a standard 35mm DIN rail and includes adjustable latches to lock in in place. The Copper DIN Patch Pan | PC | 1 | 10 | 1 | 150.11
61305658016 | CPECAPGR-X | PROFINET Category 5e Shielded Field Term |  | PC | 1 | 10 | 10 | 40
61305625607 | ESFLHT5C02FGR-X | Copper Cable, Industrial Profinet, Cat 5 | Copper Cable, Industrial Profinet, Cat 5e, 2-pair, 22 AWG Stranded, High flex, SF/UTP, PLTC, 600 V rated, CM/CMX, Green, Oil and Sun resistant, 1000 Ft/305 Mt box | RL | 1 | 1 | 1 | 1823.23
61305626007 | ESFLHT5C02FGRXS | Copper Cable, Industrial Profinet, Cat 5 | Copper Cable, Industrial Profinet, Cat 5e, 2-pair, 22 AWG Stranded, High flex, SF/UTP, PLTC, 600 V rated, CM/CMX, Green, Oil and Sun resistant, 1000 Ft/305 Mt box | RL | 1 | 1 | 1 | 1846.84
61305625608 | ESFLHT5C02GR-X | Copper Cable, Industrial Profinet, Cat 5 | Copper Cable, Industrial Profinet, Cat 5e, 2-pair, 22 AWG Solid, SF/UTP, PLTC, 600 V rated, CM/CMX, Green, Oil and Sun resistant, 1000 Ft/305 Mt box | RL | 1 | 1 | 1 | 1628.4
61305626006 | ESFLHT5C02GRXS | Copper Cable, Industrial Profinet, Cat 5 | Copper Cable, Industrial Profinet, Cat 5e, 2-pair, 22 AWG Solid, SF/UTP, PLTC, 600 V rated, CM/CMX, Green, Oil and Sun resistant, 1000 Ft/305 Mt box | RL | 1 | 1 | 1 | 1652.03
07498364043 | FDME8RG | 8-port,DINRail,FiberOpticenclosure,EA | The IndustrialNet™ 8-port DIN Rail Fiber Optic Patch Panel provides fiber protection for terminated distribution style cabling. It can be mounted to a standard 35mm DIN rail and locked in place with adjustable latches, which are designed to allow it to mo | PC | 1 | 1 | 1 | 102.2
61305658014 | FPE6X88MTG | PROFINET Category 5e Shielded Field Term | PROFINET Shielded Field Term RJ45 Plug is a simple-to-attach plug for field termination of 2-pair shielded twisted pair cable. Providing Category 5e performance the IndustrialNet™ PROFINET plug is terminates 2-pair, 22 AWG, 100 ohm shielded twisted pair c | PC | 1 | 1 | 1 | 18.57
61305658015 | FPE6X88MTG-X | PROFINET Category 5e Shielded Field Term | PROFINET Shielded Field Term RJ45 Plug is a simple-to-attach plug for field termination of 2-pair shielded twisted pair cable. Providing Category 5e performance the IndustrialNet™ PROFINET plug is terminates 2-pair, 22 AWG, 100 ohm shielded twisted pair c | PC | 1 | 10 | 10 | 18.57
61305676210 | FTE24A1A1 | Pre-Configured 288 Fiber Termination Enc | Pre-Configured 288 Fiber Termination Enclosure, 24”x24”x12” Steel | PC | 1 | 1 | 1 | 2798.6
61305676211 | FTE24A1A16 | Pre-Configured 288 Fiber Termination Enc | Pre-Configured 288 Fiber Termination Enclosure, 24”x24”x12” Stainless Steel | PC | 1 | 1 | 1 | 4892.37
61305636279 | I4JPBJLUXX100 | Industrial MCC Bundled Patch Cord Assemb | Industrialnet Mcc; Shld Cat6A; Plenum; Bu Cable; Shielded Jack - To Unterminated; 100 Foot | PC | 1 | 1 | 1 | 759.68
61305636278 | I4JPBJLUXX50 | Industrial MCC Bundled Patch Cord Assemb | Industrialnet Mcc; Shld Cat6A; Plenum; Bu Cable; Shielded Jack - To Unterminated; 50 Foot | PC | 1 | 1 | 1 | 434.41
61305636285 | I4KOTJLUXX150 | Industrial MCC Bundled Patch Cord Assemb | Industrialnet Mcc; Shld Cat6A; Outdoor ; Tl Cable; Shielded Jack - To Unterminated; 150 Foot | PC | 1 | 1 | 1 | 1661.76
61305678525 | I4KOTKLUXX40 | Industrial MCC Bundle, Cat6A Shielded, 6 |  | PC | 1 | 1 | 1 | 750.07
61305678528 | I4KOTKLUXX50 | Industrial MCC Bundle, Cat6A Shielded, 6 |  | PC | 1 | 1 | 1 | 1023.88
61305678526 | I4KOTLLUXX40 | Industrial MCC Bundle, Cat6A Shielded, 6 |  | PC | 1 | 1 | 1 | 750.07
61305678527 | I4KOTLLUXX50 | Industrial MCC Bundle, Cat6A Shielded, 6 |  | PC | 1 | 1 | 1 | 1023.88
07498381597 | IAEBH5E | IEC,Cat 5e, UTP,EA | The IndustrialNet™ Cat 5e UTP bulkhead 8-position connector with protective cap is ideal in manufacturing environments. The UTP bulkhead connector features a RJ45 jack. The bulkhead provides an IP67 rated seal that provides protection from dust and tempor | PC | 1 | 10 | 1 | 30.46
07498381599 | IAEBH5ES | IEC,Cat 5e, STP,EA | The IndustrialNet™ Cat 5e shielded bulkhead 8-position connector with protective cap is ideal in manufacturing environments. The shielded bulkhead connector features a RJ45 jack. The bulkhead provides an IP67 rated seal that provides protection from dust | PC | 1 | 10 | 1 | 36.51
07498381603 | IAEBH6 | IEC,Cat 6, UTP,EA | The IndustrialNet™ Cat 6 UTP bulkhead 8-position connector with protective cap is ideal in manufacturing environments. The UTP bulkhead connector features a RJ45 jack. The bulkhead provides an IP67 rated seal that provides protection from dust and tempora | PC | 1 | 10 | 1 | 45.56
07498399704 | IAEBH6S | IEC,Cat 6, STP,EA | The IndustrialNet™ Cat 6 shielded bulkhead 8-position connector with protective cap is ideal in manufacturing environments. The shielded bulkhead connector features a RJ45 jack. The bulkhead provides an IP67 rated seal that provides protection from dust a | PC | 1 | 10 | 1 | 50.77
61305620461 | IAEBH6X | IEC,Connector,Cat6A,UTP,Q1 | The IndustrialNet™ Cat 6A UTP bulkhead 8-position connector with protective cap is ideal in manufacturing environments. The UTP bulkhead connector features a RJ45 jack. The bulkhead provides an IP67 rated seal that provides protection from dust and tempor | PC | 1 | 10 | 1 | 66.61
61305610867 | IAEBH6XS | IEC,Connector,Cat6A,STP,Q1 | The IndustrialNet™ Cat 6A shielded bulkhead 8-position connector with protective cap is ideal in manufacturing environments. The shielded bulkhead connector features a RJ45 jack. The bulkhead provides an IP67 rated seal that provides protection from dust | PC | 1 | 10 | 1 | 74.01
07498391254 | IAEBHC5E | IEC,Connector,Cat 5e,UTP,EA | The IndustrialNet™ Cat 5e UTP bulkhead RJ45 coupler module with protective cap is ideal in manufacturing environments. The bulkhead provides an IP67 rated seal that provides protection from dust and temporary immersion in water. | PC | 1 | 10 | 1 | 35.63
61305675936 | IAEBHC5ES | Category 6, Shielded, RJ45, 8-position, | The Category 5e IndustrialNet™ Shielded Coupler Bulkhead RJ45 jack and plug incorporates an IP67 rated seal and is designed to provide protection from dust and temporary immersion in water. Termination to a 4-pair, 24 AWG, 100 Ohm twisted pair cable does | PC | 1 | 10 | 1 | 41.39
07498310480 | IAEBHC6 | IEC,Connector,Cat 6,UTP,EA | The IndustrialNet™ Cat 6 UTP bulkhead RJ45 coupler module with protective cap is ideal in manufacturing environments. The bulkhead provides an IP67 rated seal that provides protection from dust and temporary immersion in water. | PC | 1 | 10 | 1 | 54.89
61305677518 | IAEBHC6XS | Category 6A, Shielded, RJ45, 8-position, | The Category 6A IndustrialNet™ Shielded Coupler Bulkhead RJ45 jack and plug incorporates an IP67 rated seal and is designed to provide protection from dust and temporary immersion in water. Termination to a 4-pair, 24 AWG, 100 Ohm twisted pair cable does | PC | 1 | 10 | 1 | 30.79
07498363667 | IAEBHUSBAA | Coupler, USB2.0 Female,EA | The IndustrialNet™ USB Female 2.0 bulkhead connector, with protective cap, is ideal in manufacturing environments. The bulkhead provides an IP67 rated seal that provides protection from dust and temporary immersion in water. | PC | 1 | 10 | 1 | 64.54
07498399882 | IAEFP1 | IndustrialNet,SS,FP,SG,WH,EA | Vertical faceplate accepts one IndustrialNet Bulkhead Connector or Adapter. | PC | 1 | 10 | 1 | 13.39
07498399883 | IAEFP2-2G | IndustrialNet,SS,FP,DG,WH,EA | Double gang, vertical faceplate accepts two IndustrialNet, Bulkhead Connectors or Adapters. | PC | 1 | 10 | 1 | 20.27
07498341004 | IAPHD9CWH | Industrial,9-Pin,D-Sub,1/3,WH,EA | 9-pin female/female D-subminiature coupler in 1/3-size insert for use with IndustrialNet™ Data Access Port. | PC | 1 | 1 | 1 | 12.47
07498341007 | IAPNKUSBAAWH | Industrial NetKey USB 2.0 Female A/Femal | Industrial NetKey USB 2.0 Female A/Female A Coupler, White 5VA | PC | 1 | 1 | 1 | 30.16
61305675447 | ICA3E13P2BL10M | M8 P/C, IndustrialNet, 3-pin A-Code, Mal | M8 P/C, IndustrialNet, 3-pin A-Code, Male to Female, PUR Jacket, Black, 10 meters | PC | 1 | 1 | 1 | 36.14
61305675443 | ICA3E13P2BL1M | M8 P/C, IndustrialNet, 3-pin A-Code, Mal | M8 P/C, IndustrialNet, 3-pin A-Code, Male to Female, PUR Jacket, Black, 1 meters | PC | 1 | 1 | 1 | 17.51
61305675444 | ICA3E13P2BL2M | M8 P/C, IndustrialNet, 3-pin A-Code, Mal | M8 P/C, IndustrialNet, 3-pin A-Code, Male to Female, PUR Jacket, Black, 2 meters | PC | 1 | 1 | 1 | 19.56
61305675445 | ICA3E13P2BL3M | M8 P/C, IndustrialNet, 3-pin A-Code, Mal | M8 P/C, IndustrialNet, 3-pin A-Code, Male to Female, PUR Jacket, Black, 3 meters | PC | 1 | 1 | 1 | 21.69
61305675446 | ICA3E13P2BL5M | M8 P/C, IndustrialNet, 3-pin A-Code, Mal | M8 P/C, IndustrialNet, 3-pin A-Code, Male to Female, PUR Jacket, Black, 5 meters | PC | 1 | 1 | 1 | 25.77
61305675421 | ICA3E15P2BL10M | M8 P/C, IndustrialNet, 3-pin A-Code, Mal | M8 P/C, IndustrialNet, 3-pin A-Code, Male to Unterminated, PUR Jacket, Black, 10 meters | PC | 1 | 1 | 1 | 37.04
61305675419 | ICA3E15P2BL2M | M8 P/C, IndustrialNet, 3-pin A-Code, Mal | M8 P/C, IndustrialNet, 3-pin A-Code, Male to Unterminated, PUR Jacket, Black, 2 meters | PC | 1 | 1 | 1 | 12.54
61305675420 | ICA3E15P2BL5M | M8 P/C, IndustrialNet, 3-pin A-Code, Mal | M8 P/C, IndustrialNet, 3-pin A-Code, Male to Unterminated, PUR Jacket, Black, 5 meters | PC | 1 | 1 | 1 | 18.77
61305675424 | ICA3E35P2BL10M | M8 P/C, IndustrialNet, 3-pin A-Code, Fem | M8 P/C, IndustrialNet, 3-pin A-Code, Female to Unterminated, PUR Jacket, Black, 10 meters | PC | 1 | 1 | 1 | 29.01
61305675422 | ICA3E35P2BL2M | M8 P/C, IndustrialNet, 3-pin A-Code, Fem | M8 P/C, IndustrialNet, 3-pin A-Code, Female to Unterminated, PUR Jacket, Black, 2 meters | PC | 1 | 1 | 1 | 13.99
61305675423 | ICA3E35P2BL5M | M8 P/C, IndustrialNet, 3-pin A-Code, Fem | M8 P/C, IndustrialNet, 3-pin A-Code, Female to Unterminated, PUR Jacket, Black, 5 meters | PC | 1 | 1 | 1 | 19.26
61305675452 | ICA4E13P2BL10M | M8 P/C, IndustrialNet, 4-pin A-Code, Mal | M8 P/C, IndustrialNet, 4-pin A-Code, Male to Female, PUR Jacket, Black, 10 meters | PC | 1 | 1 | 1 | 39.47
61305675448 | ICA4E13P2BL1M | M8 P/C, IndustrialNet, 4-pin A-Code, Mal | M8 P/C, IndustrialNet, 4-pin A-Code, Male to Female, PUR Jacket, Black, 1 meters | PC | 1 | 1 | 1 | 18.21
61305675449 | ICA4E13P2BL2M | M8 P/C, IndustrialNet, 4-pin A-Code, Mal | M8 P/C, IndustrialNet, 4-pin A-Code, Male to Female, PUR Jacket, Black, 2 meters | PC | 1 | 1 | 1 | 20.56
61305675450 | ICA4E13P2BL3M | M8 P/C, IndustrialNet, 4-pin A-Code, Mal | M8 P/C, IndustrialNet, 4-pin A-Code, Male to Female, PUR Jacket, Black, 3 meters | PC | 1 | 1 | 1 | 23.13
61305675451 | ICA4E13P2BL5M | M8 P/C, IndustrialNet, 4-pin A-Code, Mal | M8 P/C, IndustrialNet, 4-pin A-Code, Male to Female, PUR Jacket, Black, 5 meters | PC | 1 | 1 | 1 | 27.69
61305675427 | ICA4E15P2BL10M | M8 P/C, IndustrialNet, 4-pin A-Code, Mal | M8 P/C, IndustrialNet, 4-pin A-Code, Male to Unterminated, PUR Jacket, Black, 10 meters | PC | 1 | 1 | 1 | 35.64
61305675425 | ICA4E15P2BL2M | M8 P/C, IndustrialNet, 4-pin A-Code, Mal | M8 P/C, IndustrialNet, 4-pin A-Code, Male to Unterminated, PUR Jacket, Black, 2 meters | PC | 1 | 1 | 1 | 17.11
61305675426 | ICA4E15P2BL5M | M8 P/C, IndustrialNet, 4-pin A-Code, Mal | M8 P/C, IndustrialNet, 4-pin A-Code, Male to Unterminated, PUR Jacket, Black, 5 meters | PC | 1 | 1 | 1 | 24.07
61305675430 | ICA4E35P2BL10M | M8 P/C, IndustrialNet, 4-pin A-Code, Fem | M8 P/C, IndustrialNet, 4-pin A-Code, Female to Unterminated, PUR Jacket, Black, 10 meters | PC | 1 | 1 | 1 | 33.01
61305675428 | ICA4E35P2BL2M | M8 P/C, IndustrialNet, 4-pin A-Code, Fem | M8 P/C, IndustrialNet, 4-pin A-Code, Female to Unterminated, PUR Jacket, Black, 2 meters | PC | 1 | 1 | 1 | 14.07
61305675429 | ICA4E35P2BL5M | M8 P/C, IndustrialNet, 4-pin A-Code, Fem | M8 P/C, IndustrialNet, 4-pin A-Code, Female to Unterminated, PUR Jacket, Black, 5 meters | PC | 1 | 1 | 1 | 21.17
61305675457 | ICA4T13P2BL10M | M12 P/C, IndustrialNet, 4-pin A-Code, Ma | M12 P/C, IndustrialNet, 4-pin A-Code, Male to Female, PUR Jacket, Black, 10 meters | PC | 1 | 1 | 1 | 40.24
61305675453 | ICA4T13P2BL1M | M12 P/C, IndustrialNet, 4-pin A-Code, Ma | M12 P/C, IndustrialNet, 4-pin A-Code, Male to Female, PUR Jacket, Black, 1 meters | PC | 1 | 1 | 1 | 17.26
61305675454 | ICA4T13P2BL2M | M12 P/C, IndustrialNet, 4-pin A-Code, Ma | M12 P/C, IndustrialNet, 4-pin A-Code, Male to Female, PUR Jacket, Black, 2 meters | PC | 1 | 1 | 1 | 20.19
61305675455 | ICA4T13P2BL3M | M12 P/C, IndustrialNet, 4-pin A-Code, Ma | M12 P/C, IndustrialNet, 4-pin A-Code, Male to Female, PUR Jacket, Black, 3 meters | PC | 1 | 1 | 1 | 21.43
61305675456 | ICA4T13P2BL5M | M12 P/C, IndustrialNet, 4-pin A-Code, Ma | M12 P/C, IndustrialNet, 4-pin A-Code, Male to Female, PUR Jacket, Black, 5 meters | PC | 1 | 1 | 1 | 25.34
61305675433 | ICA4T15P2BL10M | M12 P/C, IndustrialNet, 4-pin A-Code, Ma | M12 P/C, IndustrialNet, 4-pin A-Code, Male to Unterminated, PUR Jacket, Black, 10 meters | PC | 1 | 1 | 1 | 37.13
61305675431 | ICA4T15P2BL2M | M12 P/C, IndustrialNet, 4-pin A-Code, Ma | M12 P/C, IndustrialNet, 4-pin A-Code, Male to Unterminated, PUR Jacket, Black, 2 meters | PC | 1 | 1 | 1 | 13.7
61305675432 | ICA4T15P2BL5M | M12 P/C, IndustrialNet, 4-pin A-Code, Ma | M12 P/C, IndustrialNet, 4-pin A-Code, Male to Unterminated, PUR Jacket, Black, 5 meters | PC | 1 | 1 | 1 | 34.87
61305675436 | ICA4T35P2BL10M | M12 P/C, IndustrialNet, 4-pin A-Code, Fe | M12 P/C, IndustrialNet, 4-pin A-Code, Female to Unterminated, PUR Jacket, Black, 10 meters | PC | 1 | 1 | 1 | 36.54
61305675434 | ICA4T35P2BL2M | M12 P/C, IndustrialNet, 4-pin A-Code, Fe | M12 P/C, IndustrialNet, 4-pin A-Code, Female to Unterminated, PUR Jacket, Black, 2 meters | PC | 1 | 1 | 1 | 15.2
61305675435 | ICA4T35P2BL5M | M12 P/C, IndustrialNet, 4-pin A-Code, Fe | M12 P/C, IndustrialNet, 4-pin A-Code, Female to Unterminated, PUR Jacket, Black, 5 meters | PC | 1 | 1 | 1 | 20.19
61305675462 | ICA5T13P2BL10M | M12 P/C, IndustrialNet, 5-pin A-Code, Ma | M12 P/C, IndustrialNet, 5-pin A-Code, Male to Female, PUR Jacket, Black, 10 meters | PC | 1 | 1 | 1 | 44.06
61305675458 | ICA5T13P2BL1M | M12 P/C, IndustrialNet, 5-pin A-Code, Ma | M12 P/C, IndustrialNet, 5-pin A-Code, Male to Female, PUR Jacket, Black, 1 meters | PC | 1 | 1 | 1 | 19.29
61305675459 | ICA5T13P2BL2M | M12 P/C, IndustrialNet, 5-pin A-Code, Ma | M12 P/C, IndustrialNet, 5-pin A-Code, Male to Female, PUR Jacket, Black, 2 meters | PC | 1 | 1 | 1 | 21.87
61305675460 | ICA5T13P2BL3M | M12 P/C, IndustrialNet, 5-pin A-Code, Ma | M12 P/C, IndustrialNet, 5-pin A-Code, Male to Female, PUR Jacket, Black, 3 meters | PC | 1 | 1 | 1 | 24.61
61305675461 | ICA5T13P2BL5M | M12 P/C, IndustrialNet, 5-pin A-Code, Ma | M12 P/C, IndustrialNet, 5-pin A-Code, Male to Female, PUR Jacket, Black, 5 meters | PC | 1 | 1 | 1 | 30.33
61305675439 | ICA5T15P2BL10M | M12 P/C, IndustrialNet, 5-pin A-Code, Ma | M12 P/C, IndustrialNet, 5-pin A-Code, Male to Unterminated, PUR Jacket, Black, 10 meters | PC | 1 | 1 | 1 | 40.24
61305675437 | ICA5T15P2BL2M | M12 P/C, IndustrialNet, 5-pin A-Code, Ma | M12 P/C, IndustrialNet, 5-pin A-Code, Male to Unterminated, PUR Jacket, Black, 2 meters | PC | 1 | 1 | 1 | 18.27
61305675438 | ICA5T15P2BL5M | M12 P/C, IndustrialNet, 5-pin A-Code, Ma | M12 P/C, IndustrialNet, 5-pin A-Code, Male to Unterminated, PUR Jacket, Black, 5 meters | PC | 1 | 1 | 1 | 26.51
61305675442 | ICA5T35P2BL10M | M12 P/C, IndustrialNet, 5-pin A-Code, Fe | M12 P/C, IndustrialNet, 5-pin A-Code, Female to Unterminated, PUR Jacket, Black, 10 meters | PC | 1 | 1 | 1 | 39.97
61305675440 | ICA5T35P2BL2M | M12 P/C, IndustrialNet, 5-pin A-Code, Fe | M12 P/C, IndustrialNet, 5-pin A-Code, Female to Unterminated, PUR Jacket, Black, 2 meters | PC | 1 | 1 | 1 | 18
61305675441 | ICA5T35P2BL5M | M12 P/C, IndustrialNet, 5-pin A-Code, Fe | M12 P/C, IndustrialNet, 5-pin A-Code, Female to Unterminated, PUR Jacket, Black, 5 meters | PC | 1 | 1 | 1 | 26.24
07498384135 | ICAM12DRJS | IndustrialNet,Adapter,PanelMount,EA | The IndustrialNet™ M12 D-Code to RJ45 coupler adapter is ideal for use in manufacturing as well as other industrial environments. The housing for the M12 D-Code to RJ45 coupler adapter is constructed of Nylon GF. The adapter has an ingress protection rati | PC | 1 | 1 | 1 | 43.97
61305626079 | ICAM12X90RJS | Industrial M12, X-Code, 8 Pin Female to | The IndustrialNet™ M12 X-Code to RJ45 Coupler Adapter is ideal for use in manufacturing as well as other industrial environments. The adapter is available in straight and angled versions. The adapter has an ingress protection rating of IP20 on the RJ45 si | PC | 1 | 1 | 1 | 66.86
61305626078 | ICAM12XRJS | Industrial M12, X-Code, 8 Pin Female to | The IndustrialNet™ M12 X-Code Female to RJ45 Coupler Adapter is ideal for use in manufacturing as well as other industrial environments. The adapter is available in straight and angled versions. The adapter has an ingress protection rating of IP20 on the | PC | 1 | 1 | 1 | 66.86
61305636397 | ICD11T1NTL0.5M | IndustrialNet Cordset - M12 Male to Male | IndustrialNet Cordset - M12 Male to Male D-code, Straight Connector, STP, TPE Jacket, Teal, .5M | PC | 1 | 1 | 1 | 38.36
61305636400 | ICD11T1NTL10M | IndustrialNet Cordset - M12 Male to Male | IndustrialNet Cordset - M12 Male to Male D-code, Straight Connector, STP, TPE Jacket, Teal, 10M | PC | 1 | 1 | 1 | 84.16
61305636401 | ICD11T1NTL15M | IndustrialNet Cordset - M12 Male to Male | IndustrialNet Cordset - M12 Male to Male D-code, Straight Connector, STP, TPE Jacket, Teal, 15M | PC | 1 | 1 | 1 | 110.44
61305636398 | ICD11T1NTL1M | IndustrialNet Cordset - M12 Male to Male | The IndustrialNet™ M12 D-Code Category 5e Overmolded Cordset is male to male preterminated with straight connectors. It is constructed of stranded, twisted pair cable for STP installations. The cordset is 600 V rated. The TPU jacket makes it suitable for | PC | 1 | 1 | 1 | 41.26
61305636402 | ICD11T1NTL20M | IndustrialNet Cordset - M12 Male to Male | IndustrialNet Cordset - M12 Male to Male D-code, Straight Connector, STP, TPE Jacket, Teal, 20M | PC | 1 | 1 | 1 | 136.74
61305636399 | ICD11T1NTL2M | IndustrialNet Cordset - M12 Male to Male | IndustrialNet Cordset - M12 Male to Male D-code, Straight Connector, STP, TPE Jacket, Teal, 2M | PC | 1 | 1 | 1 | 47.09
61305680406 | ICD11T1NTL30M | IndustrialNet Cordset - M12 Male to Male |  | PC | 1 | 1 | 1 | 185.29
61305636395 | ICD11T1NTL3M | IndustrialNet Cordset - M12 Male to Male | IndustrialNet Cordset - M12 Male to Male D-code, Straight Connector, STP, TPE Jacket, Teal, 3M | PC | 1 | 1 | 1 | 52.91
61305680402 | ICD11T1NTL40M | IndustrialNet Cordset - M12 Male to Male |  | PC | 1 | 1 | 1 | 234.7
61305680403 | ICD11T1NTL50M | IndustrialNet Cordset - M12 Male to Male |  | PC | 1 | 1 | 1 | 284.1
61305636396 | ICD11T1NTL5M | IndustrialNet Cordset - M12 Male to Male | IndustrialNet Cordset - M12 Male to Male D-code, Straight Connector, STP, TPE Jacket, Teal, 5M | PC | 1 | 1 | 1 | 64.57
61305636403 | ICD11T2NTL0.5M | IndustrialNet Cordset - M12 Male to Male | IndustrialNet Cordset - M12 Male to Male D-code, Straight Connector, UTP, TPE Jacket, Teal, .5M | PC | 1 | 1 | 1 | 37.19
61305636409 | ICD11T2NTL10M | IndustrialNet Cordset - M12 Male to Male | IndustrialNet Cordset - M12 Male to Male D-code, Straight Connector, UTP, TPE Jacket, Teal, 10M | PC | 1 | 1 | 1 | 67.27
61305636404 | ICD11T2NTL15M | IndustrialNet Cordset - M12 Male to Male | IndustrialNet Cordset - M12 Male to Male D-code, Straight Connector, UTP, TPE Jacket, Teal, 15M | PC | 1 | 1 | 1 | 85.26
61305636406 | ICD11T2NTL1M | IndustrialNet Cordset - M12 Male to Male | IndustrialNet Cordset - M12 Male to Male D-code, Straight Connector, UTP, TPE Jacket, Teal, 1M | PC | 1 | 1 | 1 | 39.14
61305636405 | ICD11T2NTL20M | IndustrialNet Cordset - M12 Male to Male | IndustrialNet Cordset - M12 Male to Male D-code, Straight Connector, UTP, TPE Jacket, Teal, 20M | PC | 1 | 1 | 1 | 103.26
61305636407 | ICD11T2NTL2M | IndustrialNet Cordset - M12 Male to Male | IndustrialNet Cordset - M12 Male to Male D-code, Straight Connector, UTP, TPE Jacket, Teal, 2M | PC | 1 | 1 | 1 | 43.09
61305636408 | ICD11T2NTL3M | IndustrialNet Cordset - M12 Male to Male | IndustrialNet Cordset - M12 Male to Male D-code, Straight Connector, UTP, TPE Jacket, Teal, 3M | PC | 1 | 1 | 1 | 47.09
61305636410 | ICD11T2NTL5M | IndustrialNet Cordset - M12 Male to Male | IndustrialNet Cordset - M12 Male to Male D-code, Straight Connector, UTP, TPE Jacket, Teal, 5M | PC | 1 | 1 | 1 | 55
61305675511 | ICD12T1NTL0.5M | IndustrialNet Cordset - M12 Straight Mal | IndustrialNet Cordset - M12 Straight Male-Angled Male, D-code, STP, TPE, Teal, 0.5M | PC | 1 | 1 | 1 | 65.39
61305675516 | ICD12T1NTL10M | IndustrialNet Cordset - M12 Straight Mal | IndustrialNet Cordset - M12 Straight Male-Angled Male, D-code, STP, TPE, Teal, 10M | PC | 1 | 1 | 1 | 113.73
61305675517 | ICD12T1NTL15M | IndustrialNet Cordset - M12 Straight Mal | IndustrialNet Cordset - M12 Straight Male-Angled Male, D-code, STP, TPE, Teal, 15M | PC | 1 | 1 | 1 | 137.23
61305675512 | ICD12T1NTL1M | IndustrialNet Cordset - M12 Straight Mal | The IndustrialNet™ M12 D-Code Category 5e Overmolded Cordset is male to male preterminated with a straight connector and an angled connector. It is constructed of stranded, twisted pair cable for STP installations. The cordset is 600 V rated. The TPU jack | PC | 1 | 1 | 1 | 68.13
61305675518 | ICD12T1NTL20M | IndustrialNet Cordset - M12 Straight Mal | IndustrialNet Cordset - M12 Straight Male-Angled Male, D-code, STP, TPE, Teal, 20M | PC | 1 | 1 | 1 | 156.86
61305675513 | ICD12T1NTL2M | IndustrialNet Cordset - M12 Straight Mal | IndustrialNet Cordset - M12 Straight Male-Angled Male, D-code, STP, TPE, Teal, 2M | PC | 1 | 1 | 1 | 72.74
61305675514 | ICD12T1NTL3M | IndustrialNet Cordset - M12 Straight Mal | IndustrialNet Cordset - M12 Straight Male-Angled Male, D-code, STP, TPE, Teal, 3M | PC | 1 | 1 | 1 | 77.56
61305675515 | ICD12T1NTL5M | IndustrialNet Cordset - M12 Straight Mal | The IndustrialNet™ M12 D-Code Category 5e Overmolded Cordset is male to male preterminated with a straight connector and an angled connector. It is constructed of stranded, twisted pair cable for STP installations. The cordset is 600 V rated. The TPU jack | PC | 1 | 1 | 1 | 86.87
61305675503 | ICD13T1NTL0.5M | IndustrialNet Cordset - M12 Male-Female | IndustrialNet Cordset - M12 Male-Female D-code, Straight, STP, TPE, Teal, 0.5M | PC | 1 | 1 | 1 | 65.39
61305675508 | ICD13T1NTL10M | IndustrialNet Cordset - M12 Male-Female | IndustrialNet Cordset - M12 Male-Female D-code, Straight, STP, TPE, Teal, 10M | PC | 1 | 1 | 1 | 114.33
61305675509 | ICD13T1NTL15M | IndustrialNet Cordset - M12 Male-Female | IndustrialNet Cordset - M12 Male-Female D-code, Straight, STP, TPE, Teal, 15M | PC | 1 | 1 | 1 | 137.77
61305675504 | ICD13T1NTL1M | IndustrialNet Cordset - M12 Male-Female | IndustrialNet Cordset - M12 Male-Female D-code, Straight, STP, TPE, Teal, 1M | PC | 1 | 1 | 1 | 69.01
61305675510 | ICD13T1NTL20M | IndustrialNet Cordset - M12 Male-Female | IndustrialNet Cordset - M12 Male-Female D-code, Straight, STP, TPE, Teal, 20M | PC | 1 | 1 | 1 | 157.37
61305675505 | ICD13T1NTL2M | IndustrialNet Cordset - M12 Male-Female | IndustrialNet Cordset - M12 Male-Female D-code, Straight, STP, TPE, Teal, 2M | PC | 1 | 1 | 1 | 73.54
61305675506 | ICD13T1NTL3M | IndustrialNet Cordset - M12 Male-Female | IndustrialNet Cordset - M12 Male-Female D-code, Straight, STP, TPE, Teal, 3M | PC | 1 | 1 | 1 | 78.31
61305675507 | ICD13T1NTL5M | IndustrialNet Cordset - M12 Male-Female | IndustrialNet Cordset - M12 Male-Female D-code, Straight, STP, TPE, Teal, 5M | PC | 1 | 1 | 1 | 86.01
61305636418 | ICD14T1NTL10M | IndustrialNet Cordset - M12 Male D-code, | IndustrialNet Cordset - M12 Male D-code, Straight Connector, RJ45 Plug, STP, TPE Jacket, Teal, 10M | PC | 1 | 1 | 1 | 76.96
61305636411 | ICD14T1NTL15M | IndustrialNet Cordset - M12 Male D-code, | IndustrialNet Cordset - M12 Male D-code, Straight Connector, RJ45 Plug, STP, TPE Jacket, Teal, 15M | PC | 1 | 1 | 1 | 99.96
61305636413 | ICD14T1NTL1M | IndustrialNet Cordset - M12 Male D-code, | IndustrialNet Cordset - M12 Male D-code, Straight Connector, RJ45 Plug, STP, TPE Jacket, Teal, 1M | PC | 1 | 1 | 1 | 34.16
61305636412 | ICD14T1NTL20M | IndustrialNet Cordset - M12 Male D-code, | IndustrialNet Cordset - M12 Male D-code, Straight Connector, RJ45 Plug, STP, TPE Jacket, Teal, 20M | PC | 1 | 1 | 1 | 140.57
61305636414 | ICD14T1NTL2M | IndustrialNet Cordset - M12 Male D-code, | IndustrialNet Cordset - M12 Male D-code, Straight Connector, RJ45 Plug, STP, TPE Jacket, Teal, 2M | PC | 1 | 1 | 1 | 38.53
61305636415 | ICD14T1NTL3M | IndustrialNet Cordset - M12 Male D-code, | IndustrialNet Cordset - M12 Male D-code, Straight Connector, RJ45 Plug, STP, TPE Jacket, Teal, 3M | PC | 1 | 1 | 1 | 42.86
61305636417 | ICD14T1NTL5M | IndustrialNet Cordset - M12 Male D-code, | IndustrialNet Cordset - M12 Male D-code, Straight Connector, RJ45 Plug, STP, TPE Jacket, Teal, 5M | PC | 1 | 1 | 1 | 51.6
61305675476 | ICD15T1NTL0.5M | IndustrialNet Cordset - M12 Male D-code | IndustrialNet Cordset - M12 Male D-code Pigtail, Straight, STP, TPE, Teal, 0.5M | PC | 1 | 1 | 1 | 27.17
61305675481 | ICD15T1NTL10M | IndustrialNet Cordset - M12 Male D-code | IndustrialNet Cordset - M12 Male D-code Pigtail, Straight, STP, TPE, Teal, 10M | PC | 1 | 1 | 1 | 77.23
61305675482 | ICD15T1NTL15M | IndustrialNet Cordset - M12 Male D-code | IndustrialNet Cordset - M12 Male D-code Pigtail, Straight, STP, TPE, Teal, 15M | PC | 1 | 1 | 1 | 105.17
61305675477 | ICD15T1NTL1M | IndustrialNet Cordset - M12 Male D-code | IndustrialNet Cordset - M12 Male D-code Pigtail, Straight, STP, TPE, Teal, 1M | PC | 1 | 1 | 1 | 30.29
61305675483 | ICD15T1NTL20M | IndustrialNet Cordset - M12 Male D-code | IndustrialNet Cordset - M12 Male D-code Pigtail, Straight, STP, TPE, Teal, 20M | PC | 1 | 1 | 1 | 133.14
61305675478 | ICD15T1NTL2M | IndustrialNet Cordset - M12 Male D-code | IndustrialNet Cordset - M12 Male D-code Pigtail, Straight, STP, TPE, Teal, 2M | PC | 1 | 1 | 1 | 36.44
61305675479 | ICD15T1NTL3M | IndustrialNet Cordset - M12 Male D-code | IndustrialNet Cordset - M12 Male D-code Pigtail, Straight, STP, TPE, Teal, 3M | PC | 1 | 1 | 1 | 42.64
61305675480 | ICD15T1NTL5M | IndustrialNet Cordset - M12 Male D-code | IndustrialNet Cordset - M12 Male D-code Pigtail, Straight, STP, TPE, Teal, 5M | PC | 1 | 1 | 1 | 55.01
61305636427 | ICD22T1NTL0.5M | IndustrialNet Cordset - M12 Male to Male | IndustrialNet Cordset - M12 Male to Male D-code, Angled Connector, STP, TPE Jacket, Teal, .5M | PC | 1 | 1 | 1 | 47.59
61305636434 | ICD22T1NTL10M | IndustrialNet Cordset - M12 Male to Male | IndustrialNet Cordset - M12 Male to Male D-code, Angled Connector, STP, TPE Jacket, Teal, 10M | PC | 1 | 1 | 1 | 98.51
61305636433 | ICD22T1NTL15M | IndustrialNet Cordset - M12 Male to Male | IndustrialNet Cordset - M12 Male to Male D-code, Angled Connector, STP, TPE Jacket, Teal, 15M | PC | 1 | 1 | 1 | 124.81
61305636428 | ICD22T1NTL1M | IndustrialNet Cordset - M12 Male to Male | The IndustrialNet™ M12 D-Code Category 5eOvermolded Cordset is male to male preterminated with angled connectors. It is constructed of stranded, twisted pair cable for STP installations. The cordset is 600 V rated. The TPU jacket makes it suitable for hig | PC | 1 | 1 | 1 | 50.13
61305636432 | ICD22T1NTL20M | IndustrialNet Cordset - M12 Male to Male | IndustrialNet Cordset - M12 Male to Male D-code, Angled Connector, STP, TPE Jacket, Teal, 20M | PC | 1 | 1 | 1 | 151.11
61305636429 | ICD22T1NTL2M | IndustrialNet Cordset - M12 Male to Male | IndustrialNet Cordset - M12 Male to Male D-code, Angled Connector, STP, TPE Jacket, Teal, 2M | PC | 1 | 1 | 1 | 55.23
61305636430 | ICD22T1NTL3M | IndustrialNet Cordset - M12 Male to Male | IndustrialNet Cordset - M12 Male to Male D-code, Angled Connector, STP, TPE Jacket, Teal, 3M | PC | 1 | 1 | 1 | 60.31
61305636431 | ICD22T1NTL5M | IndustrialNet Cordset - M12 Male to Male | The IndustrialNet™ M12 D-Code Category 5e Overmolded Cordset is male to male preterminated with angled connectors. It is constructed of stranded, twisted pair cable for STP installations. The cordset is 600 V rated. The TPU jacket makes it suitable for hi | PC | 1 | 1 | 1 | 70.51
61305675495 | ICD25T1NTL0.5M | IndustrialNet Cordset - M12 Angled Male | IndustrialNet Cordset - M12 Angled Male D-code Pigtail, STP, TPE, Teal, 0.5M | PC | 1 | 1 | 1 | 32.6
61305675500 | ICD25T1NTL10M | IndustrialNet Cordset - M12 Angled Male | IndustrialNet Cordset - M12 Angled Male D-code Pigtail, STP, TPE, Teal, 10M | PC | 1 | 1 | 1 | 84.83
61305675501 | ICD25T1NTL15M | IndustrialNet Cordset - M12 Angled Male | IndustrialNet Cordset - M12 Angled Male D-code Pigtail, STP, TPE, Teal, 15M | PC | 1 | 1 | 1 | 112.79
61305675496 | ICD25T1NTL1M | IndustrialNet Cordset - M12 Angled Male | IndustrialNet Cordset - M12 Angled Male D-code Pigtail, STP, TPE, Teal, 1M | PC | 1 | 1 | 1 | 38.77
61305675502 | ICD25T1NTL20M | IndustrialNet Cordset - M12 Angled Male | IndustrialNet Cordset - M12 Angled Male D-code Pigtail, STP, TPE, Teal, 20M | PC | 1 | 1 | 1 | 140.76
61305675497 | ICD25T1NTL2M | IndustrialNet Cordset - M12 Angled Male | IndustrialNet Cordset - M12 Angled Male D-code Pigtail, STP, TPE, Teal, 2M | PC | 1 | 1 | 1 | 44.97
61305675498 | ICD25T1NTL3M | IndustrialNet Cordset - M12 Angled Male | IndustrialNet Cordset - M12 Angled Male D-code Pigtail, STP, TPE, Teal, 3M | PC | 1 | 1 | 1 | 51.16
61305675499 | ICD25T1NTL5M | IndustrialNet Cordset - M12 Angled Male | IndustrialNet Cordset - M12 Angled Male D-code Pigtail, STP, TPE, Teal, 5M | PC | 1 | 1 | 1 | 63.51
61305675519 | ICD26T1NTL0.5M | IndustrialNet Cordset - M12 Angled Male- | IndustrialNet Cordset - M12 Angled Male-Angled Female D-code, STP, TPE, Teal, 0.5M | PC | 1 | 1 | 1 | 71.84
61305675524 | ICD26T1NTL10M | IndustrialNet Cordset - M12 Angled Male- | IndustrialNet Cordset - M12 Angled Male-Angled Female D-code, STP, TPE, Teal, 10M | PC | 1 | 1 | 1 | 118.63
61305675525 | ICD26T1NTL15M | IndustrialNet Cordset - M12 Angled Male- | IndustrialNet Cordset - M12 Angled Male-Angled Female D-code, STP, TPE, Teal, 15M | PC | 1 | 1 | 1 | 141.59
61305675520 | ICD26T1NTL1M | IndustrialNet Cordset - M12 Angled Male- | IndustrialNet Cordset - M12 Angled Male-Angled Female D-code, STP, TPE, Teal, 1M | PC | 1 | 1 | 1 | 75.19
61305675526 | ICD26T1NTL20M | IndustrialNet Cordset - M12 Angled Male- | IndustrialNet Cordset - M12 Angled Male-Angled Female D-code, STP, TPE, Teal, 20M | PC | 1 | 1 | 1 | 160.86
61305675521 | ICD26T1NTL2M | IndustrialNet Cordset - M12 Angled Male- | IndustrialNet Cordset - M12 Angled Male-Angled Female D-code, STP, TPE, Teal, 2M | PC | 1 | 1 | 1 | 79.24
61305675522 | ICD26T1NTL3M | IndustrialNet Cordset - M12 Angled Male- | IndustrialNet Cordset - M12 Angled Male-Angled Female D-code, STP, TPE, Teal, 3M | PC | 1 | 1 | 1 | 83.7
61305675523 | ICD26T1NTL5M | IndustrialNet Cordset - M12 Angled Male- | IndustrialNet Cordset - M12 Angled Male-Angled Female D-code, STP, TPE, Teal, 5M | PC | 1 | 1 | 1 | 90.7
61305675475 | ICD35T1NTL0.5M | IndustrialNet Cordset - M12 Female D-cod | IndustrialNet Cordset - M12 Female D-code Pigtail, Straight, STP, TPE, Teal, 0.5M | PC | 1 | 1 | 1 | 26.23
61305675492 | ICD35T1NTL10M | IndustrialNet Cordset - M12 Female D-cod | IndustrialNet Cordset - M12 Female D-code Pigtail, Straight, STP, TPE, Teal, 10M | PC | 1 | 1 | 1 | 76.5
61305675493 | ICD35T1NTL15M | IndustrialNet Cordset - M12 Female D-cod | IndustrialNet Cordset - M12 Female D-code Pigtail, Straight, STP, TPE, Teal, 15M | PC | 1 | 1 | 1 | 104.44
61305675488 | ICD35T1NTL1M | IndustrialNet Cordset - M12 Female D-cod | IndustrialNet Cordset - M12 Female D-code Pigtail, Straight, STP, TPE, Teal, 1M | PC | 1 | 1 | 1 | 29.49
61305675494 | ICD35T1NTL20M | IndustrialNet Cordset - M12 Female D-cod | IndustrialNet Cordset - M12 Female D-code Pigtail, Straight, STP, TPE, Teal, 20M | PC | 1 | 1 | 1 | 132.39
61305675489 | ICD35T1NTL2M | IndustrialNet Cordset - M12 Female D-cod | IndustrialNet Cordset - M12 Female D-code Pigtail, Straight, STP, TPE, Teal, 2M | PC | 1 | 1 | 1 | 35.64
61305675490 | ICD35T1NTL3M | IndustrialNet Cordset - M12 Female D-cod | IndustrialNet Cordset - M12 Female D-code Pigtail, Straight, STP, TPE, Teal, 3M | PC | 1 | 1 | 1 | 41.83
61305675491 | ICD35T1NTL5M | IndustrialNet Cordset - M12 Female D-cod | IndustrialNet Cordset - M12 Female D-code Pigtail, Straight, STP, TPE, Teal, 5M | PC | 1 | 1 | 1 | 54.2
61305636451 | ICD44T1NTL1M | IndustrialNet Cordset - M12 Bulkhead Fem | IndustrialNet Cordset - M12 Bulkhead Female D-code, RJ45 Plug, STP, TPE Jacket, Teal, 1M | PC | 1 | 1 | 1 | 46.33
61305636452 | ICD44T1NTL2M | IndustrialNet Cordset - M12 Bulkhead Fem | IndustrialNet Cordset - M12 Bulkhead Female D-code, RJ45 Plug, STP, TPE Jacket, Teal, 2M | PC | 1 | 1 | 1 | 50.69
61305636453 | ICD45T1NTL0.5M | IndustrialNet Cordset - M12 Bulkhead Fem | IndustrialNet Cordset - M12 Bulkhead Female D-code, STP, TPE Jacket, Teal, .5M | PC | 1 | 1 | 1 | 27.66
61305636458 | ICX11T1NTL10M | IndustrialNet Cordset - M12 Male to Male | IndustrialNet Cordset - M12 Male to Male X-code, Straight Connector, STP, TPO Jacket, Teal, 10M | PC | 1 | 1 | 1 | 101.94
61305636459 | ICX11T1NTL15M | IndustrialNet Cordset - M12 Male to Male | IndustrialNet Cordset - M12 Male to Male X-code, Straight Connector, STP, TPO Jacket, Teal, 15M | PC | 1 | 1 | 1 | 114.6
61305636454 | ICX11T1NTL1M | IndustrialNet Cordset - M12 Male to Male | IndustrialNet Cordset - M12 Male to Male X-code, Straight Connector, STP, TPO Jacket, Teal, 1M | PC | 1 | 1 | 1 | 79.56
61305636460 | ICX11T1NTL20M | IndustrialNet Cordset - M12 Male to Male | IndustrialNet Cordset - M12 Male to Male X-code, Straight Connector, STP, TPO Jacket, Teal, 20M | PC | 1 | 1 | 1 | 127.2
61305636455 | ICX11T1NTL2M | IndustrialNet Cordset - M12 Male to Male | IndustrialNet Cordset - M12 Male to Male X-code, Straight Connector, STP, TPO Jacket, Teal, 2M | PC | 1 | 1 | 1 | 82.01
61305680399 | ICX11T1NTL30M | IndustrialNet Cordset - M12 Male to Male |  | PC | 1 | 1 | 1 | 190.3
61305636456 | ICX11T1NTL3M | IndustrialNet Cordset - M12 Male to Male | IndustrialNet Cordset - M12 Male to Male X-code, Straight Connector, STP, TPO Jacket, Teal, 3M | PC | 1 | 1 | 1 | 84.44
61305680404 | ICX11T1NTL40M | IndustrialNet Cordset - M12 Male to Male |  | PC | 1 | 1 | 1 | 221.69
61305680405 | ICX11T1NTL50M | IndustrialNet Cordset - M12 Male to Male |  | PC | 1 | 1 | 1 | 253.06
61305636457 | ICX11T1NTL5M | IndustrialNet Cordset - M12 Male to Male | IndustrialNet Cordset - M12 Male to Male X-code, Straight Connector, STP, TPO Jacket, Teal, 5M | PC | 1 | 1 | 1 | 89.36
61305675532 | ICX14T1NTL10M | IndustrialNet Cordset - M12 Straight Mal | IndustrialNet Cordset - M12 Straight Male X-code-RJ45, STP, TPE, Teal, 10M | PC | 1 | 1 | 1 | 120.47
61305675531 | ICX14T1NTL15M | IndustrialNet Cordset - M12 Straight Mal | IndustrialNet Cordset - M12 Straight Male X-code-RJ45, STP, TPE, Teal, 15M | PC | 1 | 1 | 1 | 148.57
61305675527 | ICX14T1NTL1M | IndustrialNet Cordset - M12 Straight Mal | The IndustrialNet™ M12 X-Code Category 6A Overmolded Cordset is male to male preterminated with a straight connector and RJ45 plug. It is constructed of stranded, twisted pair cable for STP installations. The cordset is 600 V rated. The TPU jacket makes i | PC | 1 | 1 | 1 | 75.9
61305675533 | ICX14T1NTL20M | IndustrialNet Cordset - M12 Straight Mal | IndustrialNet Cordset - M12 Straight Male X-code-RJ45, STP, TPE, Teal, 20M | PC | 1 | 1 | 1 | 182.36
61305675528 | ICX14T1NTL2M | IndustrialNet Cordset - M12 Straight Mal | IndustrialNet Cordset - M12 Straight Male X-code-RJ45, STP, TPE, Teal, 2M | PC | 1 | 1 | 1 | 79.1
61305675529 | ICX14T1NTL3M | IndustrialNet Cordset - M12 Straight Mal | IndustrialNet Cordset - M12 Straight Male X-code-RJ45, STP, TPE, Teal, 3M | PC | 1 | 1 | 1 | 82.3
61305675530 | ICX14T1NTL5M | IndustrialNet Cordset - M12 Straight Mal | The IndustrialNet™ M12 X-Code Category 6A Overmolded Cordset is male to male preterminated with a straight connector and RJ45 plug. It is constructed of stranded, twisted pair cable for STP installations. The cordset is 600 V rated. The TPU jacket makes i | PC | 1 | 1 | 1 | 91.13
61305636467 | ICX15T1NTL10M | IndustrialNet Cordset - M12 Male X-code, | IndustrialNet Cordset - M12 Male X-code, Straight Connector, STP, TPO Jacket, Teal, 10M | PC | 1 | 1 | 1 | 75.01
61305636464 | ICX15T1NTL15M | IndustrialNet Cordset - M12 Male X-code, | IndustrialNet Cordset - M12 Male X-code, Straight Connector, STP, TPO Jacket, Teal, 15M | PC | 1 | 1 | 1 | 87.61
61305636463 | ICX15T1NTL1M | IndustrialNet Cordset - M12 Male X-code, | IndustrialNet Cordset - M12 Male X-code, Straight Connector, STP, TPO Jacket, Teal, 1M | PC | 1 | 1 | 1 | 50.66
61305636465 | ICX15T1NTL20M | IndustrialNet Cordset - M12 Male X-code, | IndustrialNet Cordset - M12 Male X-code, Straight Connector, STP, TPO Jacket, Teal, 20M | PC | 1 | 1 | 1 | 115.73
61305636461 | ICX15T1NTL2M | IndustrialNet Cordset - M12 Male X-code, | IndustrialNet Cordset - M12 Male X-code, Straight Connector, STP, TPO Jacket, Teal, 2M | PC | 1 | 1 | 1 | 53.39
61305636462 | ICX15T1NTL3M | IndustrialNet Cordset - M12 Male X-code, | IndustrialNet Cordset - M12 Male X-code, Straight Connector, STP, TPO Jacket, Teal, 3M | PC | 1 | 1 | 1 | 56.73
61305636466 | ICX15T1NTL5M | IndustrialNet Cordset - M12 Male X-code, | IndustrialNet Cordset - M12 Male X-code, Straight Connector, STP, TPO Jacket, Teal, 5M | PC | 1 | 1 | 1 | 61.5
61305675623 | ICX44T1NTL1M | IndustrialNet Cordset - M12 Bulkhead Fem | The IndustrialNet™ M12 X-Code Category 6A. Overmolded Cordset is preterminated with a female connector and a RJ45 plug. It is constructed of stranded, twisted pair cable for STP installations. The cordset is 600 V rated. The TPU jacket makes it suitable f | PC | 1 | 1 | 1 | 77.76
61305675624 | ICX44T1NTL2M | IndustrialNet Cordset - M12 Bulkhead Fem | IndustrialNet Cordset - M12 Bulkhead Female X-code-RJ45, STP, TPE Jacket, Teal, 2M | PC | 1 | 1 | 1 | 89.94
61305675625 | ICX45T1NTL0.5M | IndustrialNet Cordset - M12 Bulkhead Fem | IndustrialNet Cordset - M12 Bulkhead Female X-code-RJ45, STP, TPE Jacket, Teal, 0.5M | PC | 1 | 1 | 1 | 63.1
61305675676 | IDFCKIT | IDF Connectivity Kit |  | KT | 1 | 1 | 1 | 480.56
07498383816 | IFC5C04BBL-CEG | Cu,Cbl,Indl,Cat5e,4Pa,BL,1000ft | Category 5e, industrial (CM), 4-pair, F/UTP copper cable; stranded copper conductors are 26/7 AWG with HDPE insulation. Conductors are twisted in pairs, surrounded by an overall metallic foil and a PVC jacket. | RL | 1 | 6 | 1 | 1079.73
07498383821 | IFC6C04BBL-CEG | Cu,I,Cat6,4P,247AWGs,FUTP,CM,BL,305mRL | Category 6, industrial (CM), 4-Pair, F/UTP copper cable. Conductors are 26/7 AWG construction with HDPE insulation. Conductors are twisted in pairs, surrounded by a metallic foil shield and protected by a flame-retardant PVC jacket. | RL | 1 | 3 | 1 | 1315.31
61305634699 | IFRH5C04BL-UG | PANDUIT INDUSTRIAL ETHERNET/IP CABLE CAT | The Cat 5e UTP copper cable is constructed of 24 AWG copper conductors with HDPE insulation. The copper conductors are twisted in pairs and wrapped with a foam polypropylene tape to form a core. All four pairs are covered with an industrially rated black | MF | 1000 | 1000 | 1000 | 742.86
61305636154 | IFRH5C04BL-UG-S | PANDUIT INDUSTRIAL ETHERNET/IP CABLE CAT | Panduit Industrial Ethernet/Ip Cable Category 5E 4Pr 24Awg Riser F/Utp - 1000 Foot Reel | MF | 1000 | 1000 | 1000 | 818.93
61305602249 | IFRH6C04BL-UG | Cu,I600V,Cat6,4P,231AWG,FUTP,BL,305mRL | This Cat 6 F/UTP copper cable is constructed of 23 AWG solid copper conductors with HDPE insulation. The copper conductors are twisted in pairs and wrapped with a foam polypropylene tape to form a core. All four pairs are covered with an industrially rate | MF | 1000 | 1000 | 1000 | 1070.9
07498383835 | ISFCH5C02ABL-XG | Cu,Cbl,Indl,Cat5e,2-pair,BL,PK1000 | Category 5e, industrial (CM/CMX), 2-pair, SF/UTP copper cable; stranded copper conductors are 24/7 AWG with HDPE insulation. Conductors are twisted in pairs and wrapped with a foam polypropylene tape to form a core. Both pairs are surrounded by an overall | MF | 1000 | 1000 | 1000 | 1133.9
07498383837 | ISFCH5C02ATL-XG | Cu,Cbl,Indl,Cat5e,2-pair,TL,PK1000 | This Cat 5e SF/UTP copper cable is constructed of 24/7 AWG stranded copper conductors with HDPE insulation. The copper conductors are twisted in pairs and wrapped with a foam polypropylene tape to form a core. Both pairs are surrounded by an overall braid | MF | 1000 | 1000 | 1000 | 1133.9
07498383822 | ISFCH5C04ABL-XG | Cu,Cbl,Indl,Cat5e,4Pa,BL,PK1000 | The Cat 5e SF/UTP copper cable is constructed of 24/7 AWG stranded copper conductors with a High Density Polyethylene (HDPE) insulation. The twisted pair copper conductors are wrapped with a foam polypropylene tape to form a core. All four pairs are surro | MF | 1000 | 1000 | 1000 | 1307.13
07498383825 | ISFCH5C04ABU-XG | Cu,Cbl,Indl,Cat5e,4Pa,BU,PK1000 | Category 5e, industrial (CM/CMX), 4-pair, SF/UTP copper cable; stranded copper conductors are 24/7 AWG with HDPE insulation. Conductors are twisted in pairs and wrapped with a foam polypropylene tape to form a core. Both pairs are surrounded by an overall | MF | 1000 | 5000 | 1000 | 1307.13
07498383826 | ISFCH5C04AGY-XG | Cu,Cbl,Indl,Cat5e,4Pa,GY,PK1000 | Category 5e, industrial (CM/CMX), 4-pair, SF/UTP copper cable; stranded copper conductors are 24/7 AWG with HDPE insulation. Conductors are twisted in pairs and wrapped with a foam polypropylene tape to form a core. Both pairs are surrounded by an overall | MF | 1000 | 5000 | 1000 | 1307.13
07498383824 | ISFCH5C04ARD-XG | Cu,Cbl,Indl,Cat5e,4Pa,RD,PK1000 | Category 5e, industrial (CM/CMX), 4-pair, SF/UTP copper cable; stranded copper conductors are 24/7 AWG with HDPE insulation. Conductors are twisted in pairs and wrapped with a foam polypropylene tape to form a core. Both pairs are surrounded by an overall | MF | 1000 | 5000 | 1000 | 1307.13
07498383823 | ISFCH5C04ATL-XG | Cu,Cbl,Indl,Cat5e,4Pa,TL,PK1000 | The Cat 5e SF/UTP copper cable is constructed of 24/7 AWG stranded copper conductors with a HDPE insulation. The copper conductors are twisted in pairs and wrapped with a foam polypropylene tape to form a core. All four pairs are surrounded by an overall | MF | 1000 | 1000 | 1000 | 1307.13
07498383827 | ISFCH5C04AYL-XG | Cu,Cbl,Indl,Cat5e,4Pa,YL,PK1000 | Category 5e, industrial (CM/CMX), 4-pair, SF/UTP copper cable; stranded copper conductors are 24/7 AWG with HDPE insulation. Conductors are twisted in pairs and wrapped with a foam polypropylene tape to form a core. Both pairs are surrounded by an overall | MF | 1000 | 1000 | 1000 | 1307.13
61305631688 | ISFCH6X04ABL-UG | Copper Cable, Industrial, Cat 6A 4-pair, | Copper Cable, Industrial, Cat 6A 4-pair, 24/7 AWG Stranded, SF/UTP, CM/CMX, 600V rated, Oil Res., UV Res.,Black, 1000ft reel | MF | 1000 | 1000 | 1000 | 1574.86
61305631869 | ISFCH6X04ATL-UG | Copper Cable, Industrial, Cat 6A 4-pair, | The Cat 6A SF/UTP copper cable is constructed of 24/7AWG stranded copper conductors with HDPE polyethylene insulation. The copper conductors are twisted in pairs and wrapped with a foam polypropylene tape to form a core. All four pairs are surrounded by a | MF | 1000 | 1000 | 1000 | 1574.86
61305631690 | ISFCH6X04BBL-UG | Copper Cable, Industrial, Cat 6A 4-pair, | Copper Cable, Industrial, Cat 6A 4-pair, 26/7 AWG Stranded, SF/UTP, CM/CMX, 600V rated, Oil Res., UV Res.,Black, 1000ft reel | MF | 1000 | 1000 | 1000 | 1574.86
61305631689 | ISFCH6X04BTL-UG | Copper Cable, Industrial, Cat 6A 4-pair, | The Cat 6A SF/UTP copper cable is constructed of 26/7 AWG stranded copper conductors with a High Density Polyethylene (HDPE) insulation. The twisted pair copper conductors are wrapped with a foam polypropylene tape to form a core. All four pairs are surro | MF | 1000 | 1000 | 1000 | 1574.86
07498361561 | ISFX5502ARD-LED | Cu,Cbl,Indl,Cat5e,2-pair,24/7AWG,RD,EA | Category 5e, industrial, 2-pair, SF/UTP copper cable; stranded copper conductors are 24/7 AWG with PE insulation. Conductors are twisted in pairs, surrounded by an overall metallic foil and braided sleeve, and covered with a PUR jacket for enhanced chemic | RL | 1 | 1 | 1 | 1412.33
07498361558 | ISFX5502ATL-LED | Cu,Cbl,Indl,Cat5e,2-pair,24/7AWG,TL,EA | The Cat 5e SF/UTP copper cable is constructed of 24/7 AWG stranded copper conductors with PE insulation. The copper conductors are twisted in pairs and wrapped by an overall metallic foil and braided shield and covered with a polyurethane (PUR) jacket whi | RL | 1 | 1 | 1 | 1412.33
07498384134 | ISPS5E44MFA | IndustrialNet,Plug,Cat 5e, 26-22A,EA | The M12 D-Code modular plug is field terminable for use with industrial grade, 26/7 - 22/7 AWG stranded, Cat 5e UTP or shielded copper cable. The terminable plug is constructed of a zinc cast housing with a 360° shield. The plug has an ingress protection | PC | 1 | 1 | 1 | 46.63
61305617342 | ISPS6A88MFA | 8-Pos,IndustrialNet™M12X-CodePlg,EA | The M12 X-Code modular plug is field terminable for use with industrial grade, 26/7 - 22/7 AWG stranded, Cat 6A, UTP or shielded copper cable. This plug is constructed of a zinc cast housing with a 360° shield. The plug has an ingress protection rating of | PC | 1 | 1 | 1 | 69.91
61305675559 | ISSP2BL | 30.5mm BLACK NOTCHED SINGLE SERVICE PORT | 30.5Mm Black Notched SSP Without Mini-Com Module | PC | 1 | 10 | 1 | 16.01
61305613344 | ISTP6X10MBL | IndNet,PC,Shielded,Cat6A,w/Caps,10M | Category 6A IndustrialNet, SFTP, Patch Cord with Panduit Plug Caps, I0 meters length. | PC | 1 | 1 | 1 | 211.6
61305613428 | ISTP6X10MBLR | IndNet,PC,Shielded,Cat6A,Hybrid/Caps,10M | Category 6A IndustrialNet, SFTP Patch Cord with one Plug Cap, 10 meter length. | PC | 1 | 1 | 1 | 164.23
61305613340 | ISTP6X1MBL | IndNet,PC,Shielded,Cat6A,w/Caps,1M | Category 6A IndustrialNet, SFTP, Patch Cord with Panduit Plug Caps, 1 meter length. | PC | 1 | 10 | 1 | 100.19
61305613424 | ISTP6X1MBLR | IndNet,PC,Shielded,Cat6A,Hybrid/Caps,1M | Category 6A IndustrialNet, SFTP Patch Cord with one Plug Cap, 1 meter length. | PC | 1 | 1 | 1 | 77.74
61305613341 | ISTP6X2MBL | IndNet,PC,Shielded,Cat6A,w/Caps,2M | Category 6A IndustrialNet, SFTP, Patch Cord with Panduit Plug Caps, 2 meter length. | PC | 1 | 10 | 1 | 112.54
61305613425 | ISTP6X2MBLR | IndNet,PC,Shielded,Cat6A,Hybrid/Caps,2M | Category 6A IndustrialNet, SFTP Patch Cord with one Plug Cap, 2 meter length. | PC | 1 | 10 | 1 | 87.34
61305613342 | ISTP6X3MBL | IndNet,PC,Shielded,Cat6A,w/Caps,3M | Category 6A IndustrialNet, SFTP, Patch Cord with Panduit Plug Caps, 3 meter length. | PC | 1 | 1 | 1 | 124.93
61305613426 | ISTP6X3MBLR | IndNet,PC,Shielded,Cat6A,Hybrid/Caps,3M | Category 6A IndustrialNet, SFTP Patch Cord with one Plug Cap, 3 meter length. | PC | 1 | 1 | 1 | 96.96
61305613343 | ISTP6X5MBL | IndNet,PC,Shielded,Cat6A,w/Caps,5M | Category 6A IndustrialNet, SFTP, Patch Cord with Panduit Plug Caps, 5 meter length | PC | 1 | 1 | 1 | 149.69
61305613427 | ISTP6X5MBLR | IndNet,PC,Shielded,Cat6A,Hybrid/Caps,5M | Category 6A IndustrialNet, SFTP Patch Cord with one Plug Cap, 5 meter length. | PC | 1 | 1 | 1 | 116.19
61305657174 | ISTPH6X0.3MBL | Patch Cord, IndustrialNET, Cat6A, Shield | Patch Cord, IndustrialNET, Cat6A, Shielded, 600V, RJ45 plug to RJ45 plug, Black, 0.3 meter | PC | 1 | 10 | 1 | 44.1
61305657173 | ISTPH6X0.3MTL | Patch Cord, IndustrialNET, Cat6A, Shield | The IndustrialNet™ Cat 6A Shielded Patch Cord is constructed of industrial grade, 26 AWG, SF/UTP, twisted pair, stranded, CMR cable with industrial bulkhead modular plugs with black strain relief boots. It is designed to support high-flex applications and | PC | 1 | 10 | 1 | 44.1
61305657175 | ISTPH6X0.6MBL | Patch Cord, IndustrialNET, Cat6A, Shield | Patch Cord, IndustrialNET, Cat6A, Shielded, 600V, RJ45 plug to RJ45 plug, Black, 0.6 meter | PC | 1 | 10 | 1 | 45.67
61305657176 | ISTPH6X0.6MTL | Patch Cord, IndustrialNET, Cat6A, Shield | Patch Cord, IndustrialNET, Cat6A, Shielded, 600V, RJ45 plug to RJ45 plug, Teal, 0.6 meter | PC | 1 | 10 | 1 | 45.67
61305657179 | ISTPH6X1.5MBL | Patch Cord, IndustrialNET, Cat6A, Shield | Patch Cord, IndustrialNET, Cat6A, Shielded, 600V, RJ45 plug to RJ45 plug, Black, 1.5meter | PC | 1 | 10 | 1 | 49.23
61305657180 | ISTPH6X1.5MTL | Patch Cord, IndustrialNET, Cat6A, Shield | Patch Cord, IndustrialNET, Cat6A, Shielded, 600V, RJ45 plug to RJ45 plug, Teal, 1.5 meter | PC | 1 | 10 | 1 | 49.23
61305657191 | ISTPH6X10MBL | Patch Cord, IndustrialNET, Cat6A, Shield | Patch Cord, IndustrialNET, Cat6A, Shielded, 600V, RJ45 plug to RJ45 plug, Black, 10 meter | PC | 1 | 1 | 1 | 96.07
61305657201 | ISTPH6X10MTL | Patch Cord, IndustrialNET, Cat6A, Shield | Patch Cord, IndustrialNET, Cat6A, Shielded, 600V, RJ45 plug to RJ45 plug, Teal, 10 meter | PC | 1 | 1 | 1 | 96.07
61305657192 | ISTPH6X15MBL | Patch Cord, IndustrialNET, Cat6A, Shield | Patch Cord, IndustrialNET, Cat6A, Shielded, 600V, RJ45 plug to RJ45 plug, Black, 15 meter | PC | 1 | 1 | 1 | 124.41
61305657202 | ISTPH6X15MTL | Patch Cord, IndustrialNET, Cat6A, Shield | Patch Cord, IndustrialNET, Cat6A, Shielded, 600V, RJ45 plug to RJ45 plug, Teal, 15 meter | PC | 1 | 1 | 1 | 124.41
61305657178 | ISTPH6X1MBL | Patch Cord, IndustrialNET, Cat6A, Shield | Patch Cord, IndustrialNET, Cat6A, Shielded, 600V, RJ45 plug to RJ45 plug, Black, 1 meter | PC | 1 | 10 | 1 | 47.24
61305657177 | ISTPH6X1MTL | Patch Cord, IndustrialNET, Cat6A, Shield | The IndustrialNet™ Cat 6A Shielded Patch Cord is constructed of industrial grade, 26 AWG, SF/UTP, twisted pair, stranded, CMR cable with industrial bulkhead modular plugs with black strain relief boots. It is designed to support high-flex applications and | PC | 1 | 10 | 1 | 47.24
61305657183 | ISTPH6X2.5MBL | Patch Cord, IndustrialNET, Cat6A, Shield | Patch Cord, IndustrialNET, Cat6A, Shielded, 600V, RJ45 plug to RJ45 plug, Black, 2.5 meter | PC | 1 | 1 | 1 | 53.61
61305657193 | ISTPH6X2.5MTL | Patch Cord, IndustrialNET, Cat6A, Shield | Patch Cord, IndustrialNET, Cat6A, Shielded, 600V, RJ45 plug to RJ45 plug, Teal, 2.5 meter | PC | 1 | 1 | 1 | 53.61
61305657190 | ISTPH6X20MBL | Patch Cord, IndustrialNET, Cat6A, Shield | Patch Cord, IndustrialNET, Cat6A, Shielded, 600V, RJ45 plug to RJ45 plug, Black, 20 meter | PC | 1 | 1 | 1 | 162.21
61305657196 | ISTPH6X20MTL | Patch Cord, IndustrialNET, Cat6A, Shield | Patch Cord, IndustrialNET, Cat6A, Shielded, 600V, RJ45 plug to RJ45 plug, Teal, 20 meter | PC | 1 | 1 | 1 | 162.21
61305657182 | ISTPH6X2MBL | Patch Cord, IndustrialNET, Cat6A, Shield | Patch Cord, IndustrialNET, Cat6A, Shielded, 600V, RJ45 plug to RJ45 plug, Black, 2 meter | PC | 1 | 10 | 1 | 51.97
61305657181 | ISTPH6X2MTL | Patch Cord, IndustrialNET, Cat6A, Shield | Patch Cord, IndustrialNET, Cat6A, Shielded, 600V, RJ45 plug to RJ45 plug, Teal, 2 meter | PC | 1 | 10 | 1 | 51.97
61305657184 | ISTPH6X3.5MBL | Patch Cord, IndustrialNET, Cat6A, Shield | Patch Cord, IndustrialNET, Cat6A, Shielded, 600V, RJ45 plug to RJ45 plug, Black, 3.5 meter | PC | 1 | 1 | 1 | 57.64
61305657194 | ISTPH6X3.5MTL | Patch Cord, IndustrialNET, Cat6A, Shield | Patch Cord, IndustrialNET, Cat6A, Shielded, 600V, RJ45 plug to RJ45 plug, Teal, 3.5 meter | PC | 1 | 1 | 1 | 57.64
61305657186 | ISTPH6X3MBL | Patch Cord, IndustrialNET, Cat6A, Shield | Patch Cord, IndustrialNET, Cat6A, Shielded, 600V, RJ45 plug to RJ45 plug, Black, 3 meter | PC | 1 | 1 | 1 | 55.11
61305657197 | ISTPH6X3MTL | Patch Cord, IndustrialNET, Cat6A, Shield | Patch Cord, IndustrialNET, Cat6A, Shielded, 600V, RJ45 plug to RJ45 plug, Teal, 3 meter | PC | 1 | 1 | 1 | 55.11
61305657185 | ISTPH6X4.5MBL | Patch Cord, IndustrialNET, Cat6A, Shield | Patch Cord, IndustrialNET, Cat6A, Shielded, 600V, RJ45 plug to RJ45 plug, Black,4.5 meter | PC | 1 | 1 | 1 | 64.73
61305657195 | ISTPH6X4.5MTL | Patch Cord, IndustrialNET, Cat6A, Shield | Patch Cord, IndustrialNET, Cat6A, Shielded, 600V, RJ45 plug to RJ45 plug, Teal, 4.5 meter | PC | 1 | 1 | 1 | 64.73
61305657187 | ISTPH6X4MBL | Patch Cord, IndustrialNET, Cat6A, Shield | Patch Cord, IndustrialNET, Cat6A, Shielded, 600V, RJ45 plug to RJ45 plug, Black, 4 meter | PC | 1 | 1 | 1 | 61.41
61305657198 | ISTPH6X4MTL | Patch Cord, IndustrialNET, Cat6A, Shield | Patch Cord, IndustrialNET, Cat6A, Shielded, 600V, RJ45 plug to RJ45 plug, Teal, 4 meter | PC | 1 | 1 | 1 | 61.41
61305657188 | ISTPH6X5MBL | Patch Cord, IndustrialNET, Cat6A, Shield | Patch Cord, IndustrialNET, Cat6A, Shielded, 600V, RJ45 plug to RJ45 plug, Black, 5 meter | PC | 1 | 1 | 1 | 69.3
61305657199 | ISTPH6X5MTL | Patch Cord, IndustrialNET, Cat6A, Shield | Patch Cord, IndustrialNET, Cat6A, Shielded, 600V, RJ45 plug to RJ45 plug, Teal, 5 meter | PC | 1 | 1 | 1 | 69.3
61305657189 | ISTPH6X7MBL | Patch Cord, IndustrialNET, Cat6A, Shield | Patch Cord, IndustrialNET, Cat6A, Shielded, 600V, RJ45 plug to RJ45 plug, Black, 7 meter | PC | 1 | 1 | 1 | 77.96
61305657200 | ISTPH6X7MTL | Patch Cord, IndustrialNET, Cat6A, Shield | Patch Cord, IndustrialNET, Cat6A, Shielded, 600V, RJ45 plug to RJ45 plug, Teal, 7 meter | PC | 1 | 1 | 1 | 77.96
07498371847 | ISTPHCH0.3MBL | PC,IndNet,Cat5e,SHLD,600V,BL,0.3M | Patch Cord, IndustrialNET, Cat5e, Shielded, 600V, RJ45 plug to RJ45 plug, Black, 0.3 meter | PC | 1 | 10 | 1 | 29.39
07498371852 | ISTPHCH0.3MBU | PC,IndNet,Cat5e,SHLD,600V,BU,0.3M | Patch Cord, IndustrialNET, Category 5e, Shielded, 600V, RJ45 plug to RJ45 plug, Blue, 0.3 meter. | PC | 1 | 10 | 1 | 36.74
07498300793 | ISTPHCH0.3MGY | PC,IndNet,Cat5e,SHLD,600V,GY,0.3M | Patch cord, IndustrialNET, category 5e, shielded, 600V, RJ45 plug to RJ45 plug, gray, 0.3 meter. | PC | 1 | 10 | 1 | 44.1
07498371856 | ISTPHCH0.3MRD | PC,IndNet,Cat5e,SHLD,600V,RD,0.3M | Patch Cord, IndustrialNET, Category 5e, Shielded, 600V, RJ45 plug to RJ45 plug, Red, 0.3 meter. | PC | 1 | 10 | 1 | 44.1
07498384856 | ISTPHCH0.3MTL | PC,IndNet,Cat5e,SHLD,600V,TL,0.3M | The IndustrialNet™ Cat 5e Shielded Patch Cord is constructed of industrial grade, 24 AWG, SF/UTP, twisted pair, stranded, CM cable with industrial bulkhead shielded modular plugs with black strain relief boots. It is designed to support high-flex applicat | PC | 1 | 10 | 1 | 29.39
07498371861 | ISTPHCH0.3MYL | PC,IndNet,Cat5e,SHLD,600V,YL,0.3M | Patch cord, IndustrialNET, category 5e, shielded, 600V, RJ45 plug to RJ45 plug, yellow, 0.3 meter. | PC | 1 | 10 | 1 | 44.1
07498371867 | ISTPHCH0.6MBL | PC,IndNet,Cat5e,Shld,600V,BL,EA | Patch Cord, IndustrialNET, Cat5e, Shielded, 600V, RJ45 plug to RJ45 plug, Black, 0.6 meter | PC | 1 | 10 | 1 | 30.46
07498371870 | ISTPHCH0.6MBU | PC,IndNet,Cat5e,Shld,600V,BU,EA | Patch Cord, IndustrialNET, Category 5e, Shielded, 600V, RJ45 plug to RJ45 plug, Blue, 0.6 meter. | PC | 1 | 10 | 1 | 38.06
07498300794 | ISTPHCH0.6MGY | PC,IndNet,Cat5e,Shld,600V,GY,EA | Patch cord, IndustrialNET, category 5e, shielded, 600V, RJ45 plug to RJ45 plug, gray, 0.6 meter. | PC | 1 | 10 | 1 | 45.67
07498371872 | ISTPHCH0.6MRD | PC,IndNet,Cat5e,Shld,600V,RD,EA | Patch Cord, IndustrialNET, Category 5e, Shielded, 600V, RJ45 plug to RJ45 plug, Red, 0.6 meter. | PC | 1 | 10 | 1 | 45.67
07498384857 | ISTPHCH0.6MTL | PC,IndNet,Cat5e,SHLD,600V,TL,0.6M | The IndustrialNet™ Cat 5e Shielded Patch Cord is constructed of industrial grade, 24 AWG, SF/UTP, twisted pair, stranded, CM cable with industrial bulkhead shielded modular plugs with black strain relief boots. It is designed to support high-flex applicat | PC | 1 | 10 | 1 | 30.46
07498371875 | ISTPHCH0.6MYL | PC,IndNet,Cat5e,Shld,600V,YL,EA | Patch Cord, IndustrialNET, Category 5e, Shielded, 600V, RJ45 plug to RJ45 plug, Yellow, 0.6 meter. | PC | 1 | 10 | 1 | 45.67
61305626037 | ISTPHCH1.5MBL | PC,IndNet,Cat5e,Shld,BL,1.5M | Patch Cord, IndustrialNET, Category 5e, Shielded, 600V, RJ45 plug to RJ45 plug, Black, 1.5 meter. | PC | 1 | 10 | 1 | 32.8
61305626041 | ISTPHCH1.5MBU | PC,IndNet,Cat5e,Shld,BU,1.5M | Patch Cord, IndustrialNET, Category 5e, Shielded, 600V, RJ45 plug to RJ45 plug, Blue, 1.5 meter. | PC | 1 | 10 | 1 | 41
61305626040 | ISTPHCH1.5MGY | PC,IndNet,Cat5e,Shld,GY,1.5M | Patch Cord, IndustrialNET, Category 5e, Shielded, 600V, RJ45 plug to RJ45 plug, Gray, 1.5 meter. | PC | 1 | 10 | 1 | 49.23
61305626038 | ISTPHCH1.5MRD | PC,IndNet,Cat5e,Shld,RD,1.5M | Patch Cord, IndustrialNET, Category 5e, Shielded, 600V, RJ45 plug to RJ45 plug, Red, 1.5 meter. | PC | 1 | 10 | 1 | 49.23
61305626036 | ISTPHCH1.5MTL | PC,IndNet,Cat5e,Shld,TL,1.5M | Patch Cord, IndustrialNET, Category 5e, Shielded, 600V, RJ45 plug to RJ45 plug, Teal, 1.5 meter. | PC | 1 | 10 | 1 | 32.8
61305626039 | ISTPHCH1.5MYL | PC,IndNet,Cat5e,Shld,YL,1.5M | Patch Cord, IndustrialNET, Category 5e, Shielded, 600V, RJ45 plug to RJ45 plug, Yellow, 1.5 meter. | PC | 1 | 10 | 1 | 49.23
07498301538 | ISTPHCH10MBL | PC,IndNet,Cat5e,SHLD,600V,BL,10M | Patch cord, IndustrialNET, category 5e, shielded, 600V, RJ45 plug to RJ45 plug, black, 10 meter. | PC | 1 | 1 | 1 | 64.03
07498301540 | ISTPHCH10MBU | PC,IndNet,Cat5e,SHLD,600V,BU,10M | Patch cord, IndustrialNET, category 5e, shielded, 600V, RJ45 plug to RJ45 plug, blue, 10 meter. | PC | 1 | 1 | 1 | 80.06
07498301542 | ISTPHCH10MGY | PC,IndNet,Cat5e,SHLD,600V,GY,10M | Patch cord, IndustrialNET, category 5e, shielded, 600V, RJ45 plug to RJ45 plug, gray, 10 meter. | PC | 1 | 1 | 1 | 92.21
07498301543 | ISTPHCH10MRD | PC,IndNet,Cat5e,SHLD,600V,RD,10M | Patch cord, IndustrialNET, category 5e, shielded, 600V, RJ45 plug to RJ45 plug, red, 10 meter. | PC | 1 | 1 | 1 | 92.21
07498384870 | ISTPHCH10MTL | PC,IndNet,Cat5e,SHLD,600V,TL,10M | The IndustrialNet™ Cat 5e Shielded Patch Cord is constructed of industrial grade, 24 AWG, SF/UTP, twisted pair, stranded, CM cable with industrial bulkhead shielded modular plugs with black strain relief boots. It is designed to support high-flex applicat | PC | 1 | 1 | 1 | 64.03
07498301545 | ISTPHCH10MYL | PC,IndNet,Cat5e,SHLD,600V,YL,10M | Patch cord, IndustrialNET, category 5e, shielded, 600V, RJ45 plug to RJ45 plug, yellow, 10 meter. | PC | 1 | 1 | 1 | 92.21
07498301547 | ISTPHCH15MBL | PC,IndNet,Cat5e,SHLD,600V,BL,15M | Patch cord, IndustrialNET, category 5e, shielded, 600V, RJ45 plug to RJ45 plug, black, 15 meter. | PC | 1 | 1 | 1 | 103.67
07498301548 | ISTPHCH15MBU | PC,IndNet,Cat5e,SHLD,600V,BU,15M | Patch cord, IndustrialNET, category 5e, shielded, 600V, RJ45 plug to RJ45 plug, blue, 15 meter. | PC | 1 | 1 | 1 | 103.67
07498384915 | ISTPHCH15MTL | PC,IndNet,Cat5e,SHLD,600V,TL,15M | Patch cord, IndustrialNET, category 5e, shielded, 600V, RJ45 plug to RJ45 plug, teal, 15 meter. | PC | 1 | 1 | 1 | 82.93
07498301648 | ISTPHCH15MYL | PC,IndNet,Cat5e,SHLD,600V,YL,15M | Patch cord, IndustrialNET, category 5e, shielded, 600V, RJ45 plug to RJ45 plug, yellow, 1 meter. | PC | 1 | 1 | 1 | 124.41
07498371886 | ISTPHCH1MBL | PC,IndNet,Cat5e,SHLD,600V,BL,1M | Patch Cord, IndustrialNET, Cat5e, Shielded, 600V, RJ45 plug to RJ45 plug, Black, 1 meter | PC | 1 | 10 | 1 | 31.5
07498371888 | ISTPHCH1MBU | PC,IndNet,Cat5e,SHLD,600V,BU,1M | Patch Cord, IndustrialNET, Category 5e, Shielded, 600V, RJ45 plug to RJ45 plug, Blue, 1 meter. | PC | 1 | 10 | 1 | 39.37
07498371891 | ISTPHCH1MRD | PC,IndNet,Cat5e,SHLD,600V,RD,1M | Patch Cord, IndustrialNET, Category 5e, Shielded, 600V, RJ45 plug to RJ45 plug, Red, 1 meter. | PC | 1 | 10 | 1 | 47.24
07498384858 | ISTPHCH1MTL | PC,IndNet,Cat5e,SHLD,600V,TL,1M | The IndustrialNet™ Cat 5e Shielded Patch Cord is constructed of industrial grade, 24 AWG, SF/UTP, twisted pair, stranded, CM cable with industrial bulkhead shielded modular plugs with black strain relief boots. It is designed to support high-flex applicat | PC | 1 | 10 | 1 | 31.5
07498371890 | ISTPHCH1MYL | PC,IndNet,Cat5e,SHLD,600V,YL,1M | Patch Cord, IndustrialNET, Category 5e, Shielded, 600V, RJ45 plug to RJ45 plug, Yellow, 1 meter. | PC | 1 | 10 | 1 | 47.24
61305626045 | ISTPHCH2.5MBL | PC,IndNet,Cat5e,Shld,BL,2.5M | Patch Cord, IndustrialNET, Category 5e, Shielded, 600V, RJ45 plug to RJ45 plug, Black, 2.5 meter. | PC | 1 | 1 | 1 | 34.27
61305626049 | ISTPHCH2.5MBU | PC,IndNet,Cat5e,Shld,BU,2.5M | Patch Cord, IndustrialNET, Category 5e, Shielded, 600V, RJ45 plug to RJ45 plug, Blue, 2.5 meter. | PC | 1 | 1 | 1 | 41.2
61305626046 | ISTPHCH2.5MRD | PC,IndNet,Cat5e,Shld,RD,2.5M | Patch Cord, IndustrialNET, Category 5e, Shielded, 600V, RJ45 plug to RJ45 plug, Red, 2.5 meter. | PC | 1 | 1 | 1 | 49.44
61305626042 | ISTPHCH2.5MTL | PC,IndNet,Cat5e,Shld,TL,2.5M | Patch Cord, IndustrialNET, Category 5e, Shielded, 600V, RJ45 plug to RJ45 plug, Teal, 2.5 meter. | PC | 1 | 1 | 1 | 34.27
61305626047 | ISTPHCH2.5MYL | PC,IndNet,Cat5e,Shld,YL,2.5M | Patch Cord, IndustrialNET, Category 5e, Shielded, 600V, RJ45 plug to RJ45 plug, Yellow, 2.5 meter. | PC | 1 | 1 | 1 | 49.44
07498302006 | ISTPHCH20MBL | PC,IndNet,Cat5e,SHLD,600V,BL,20M | Patch cord, IndustrialNET, category 5e, shielded, 600V, RJ45 plug to RJ45 plug, black, 20 meter. | PC | 1 | 1 | 1 | 135.17
07498302025 | ISTPHCH20MBU | PC,IndNet,Cat5e,SHLD,600V,BU,20M | Patch cord, IndustrialNET, category 5e, shielded, 600V, RJ45 plug to RJ45 plug, blue, 20 meter. | PC | 1 | 1 | 1 | 135.17
07498384916 | ISTPHCH20MTL | PC,IndNet,Cat5e,SHLD,600V,TL,20M | Patch cord, IndustrialNET, category 5e, shielded, 600V, RJ45 plug to RJ45 plug, teal, 20 meter. | PC | 1 | 1 | 1 | 108.13
07498372008 | ISTPHCH2MBL | PC,IndNet,Cat5e,SHLD,600V,BL,2M | Patch Cord, IndustrialNET, Cat5e, Shielded, 600V, RJ45 plug to RJ45 plug, Black, 2 meter | PC | 1 | 10 | 1 | 34.64
07498372012 | ISTPHCH2MBU | PC,IndNet,Cat5e,SHLD,600V,BU,2M | Patch Cord, IndustrialNET, Category 5e, Shielded, 600V, RJ45 plug to RJ45 plug, Blue, 2 meter. | PC | 1 | 10 | 1 | 43.31
07498300796 | ISTPHCH2MGY | PC,IndNet,Cat5e,SHLD,600V,GY,2M | Patch cord, IndustrialNET, category 5e, shielded, 600V, RJ45 plug to RJ45 plug, gray, 2 meter. | PC | 1 | 10 | 1 | 51.97
07498372221 | ISTPHCH2MRD | PC,IndNet,Cat5e,SHLD,600V,RD,2M | Patch Cord, IndustrialNET, Category 5e, Shielded, 600V, RJ45 plug to RJ45 plug, Red, 2 meter. | PC | 1 | 10 | 1 | 51.97
07498384859 | ISTPHCH2MTL | PC,IndNet,Cat5e,SHLD,600V,TL,2M | The IndustrialNet™ Cat 5e Shielded Patch Cord is constructed of industrial grade, 24 AWG, SF/UTP, twisted pair, stranded, CM cable with industrial bulkhead shielded modular plugs with black strain relief boots. It is designed to support high-flex applicat | PC | 1 | 10 | 1 | 34.64
07498372135 | ISTPHCH2MYL | PC,IndNet,Cat5e,SHLD,600V,YL,2M | Patch cord, industrialNET, category 5e, shielded, 600V, RJ45 plug to RJ45 plug, yellow, 2 meter. | PC | 1 | 10 | 1 | 51.97
61305626055 | ISTPHCH3.5MBU | PC,IndNet,Cat5e,Shld,BU,3.5M | Patch Cord, IndustrialNET, Category 5e, Shielded, 600V, RJ45 plug to RJ45 plug, Blue, 3.5 meter. | PC | 1 | 1 | 1 | 47.57
61305626052 | ISTPHCH3.5MRD | PC,IndNet,Cat5e,Shld,RD,3.5M | Patch Cord, IndustrialNET, Category 5e, Shielded, 600V, RJ45 plug to RJ45 plug, Red, 3.5 meter. | PC | 1 | 1 | 1 | 57.1
61305626050 | ISTPHCH3.5MTL | PC,IndNet,Cat5e,Shld,TL,3.5M | Patch Cord, IndustrialNET, Category 5e, Shielded, 600V, RJ45 plug to RJ45 plug, Teal, 3.5 meter. | PC | 1 | 1 | 1 | 38.06
61305626053 | ISTPHCH3.5MYL | PC,IndNet,Cat5e,Shld,YL,3.5M | Patch Cord, IndustrialNET, Category 5e, Shielded, 600V, RJ45 plug to RJ45 plug, Yellow, 3.5 meter. | PC | 1 | 1 | 1 | 57.1
61305600050 | ISTPHCH30MTL | Patch Cord, IndustrialNET, Cat5e, Shield |  | PC | 1 | 1 | 1 | 234.59
07498372376 | ISTPHCH3MBL | PC,IndNet,Cat5e,SHLD,600V,BL,3M | Patch Cord, IndustrialNET, Cat5e, Shielded, 600V, RJ45 plug to RJ45 plug, Black, 3 meter | PC | 1 | 1 | 1 | 36.76
07498372378 | ISTPHCH3MBU | PC,IndNet,Cat5e,SHLD,600V,BU,3M | Patch Cord, IndustrialNET, Category 5e, Shielded, 600V, RJ45 plug to RJ45 plug, Blue, 3 meter. | PC | 1 | 1 | 1 | 45.94
07498300809 | ISTPHCH3MGY | PC,IndNet,Cat5e,SHLD,600V,GY,3M | Patch cord, IndustrialNET, category 5e, shielded, 600V, RJ45 plug to RJ45 plug, gray, 3 meter. | PC | 1 | 1 | 1 | 55.11
07498372701 | ISTPHCH3MRD | PC,IndNet,Cat5e,SHLD,600V,RD,3M | Patch Cord, IndustrialNET, Category 5e, Shielded, 600V, RJ45 plug to RJ45 plug, Red, 3 meter. | PC | 1 | 1 | 1 | 55.11
07498384868 | ISTPHCH3MTL | PC,IndNet,Cat5e,SHLD,600V,TL,3M | The IndustrialNet™ Cat 5e Shielded Patch Cord is constructed of industrial grade, 24 AWG, SF/UTP, twisted pair, stranded, CM cable with industrial bulkhead shielded modular plugs with black strain relief boots. It is designed to support high-flex applicat | PC | 1 | 1 | 1 | 36.76
07498372379 | ISTPHCH3MYL | PC,IndNet,Cat5e,SHLD,600V,YL,3M | Patch Cord, IndustrialNET, Category 5e, Shielded, 600V, RJ45 plug to RJ45 plug, Yellow, 3 meter. | PC | 1 | 1 | 1 | 55.11
61305626063 | ISTPHCH4.5MBL | PC,IndNet,Cat5e,Shld,BL,4.5M | Patch Cord, IndustrialNET, Category 5e, Shielded, 600V, RJ45 plug to RJ45 plug, Black, 4.5 meter. | PC | 1 | 1 | 1 | 40.69
61305626067 | ISTPHCH4.5MBU | PC,IndNet,Cat5e,Shld,BU,4.5M | Patch Cord, IndustrialNET, Category 5e, Shielded, 600V, RJ45 plug to RJ45 plug, Blue, 4.5 meter. | PC | 1 | 1 | 1 | 50.86
61305626066 | ISTPHCH4.5MGY | PC,IndNet,Cat5e,Shld,GY,4.5M | Patch Cord, IndustrialNET, Category 5e, Shielded, 600V, RJ45 plug to RJ45 plug, Gray, 4.5 meter. | PC | 1 | 1 | 1 | 61.03
61305626062 | ISTPHCH4.5MTL | PC,IndNet,Cat5e,Shld,TL,4.5M | Patch Cord, IndustrialNET, Category 5e, Shielded, 600V, RJ45 plug to RJ45 plug, Teal, 4.5 meter. | PC | 1 | 1 | 1 | 40.69
61305626065 | ISTPHCH4.5MYL | PC,IndNet,Cat5e,Shld,YL,4.5M | Patch Cord, IndustrialNET, Category 5e, Shielded, 600V, RJ45 plug to RJ45 plug, Yellow, 4.5 meter. | PC | 1 | 1 | 1 | 61.03
61305626057 | ISTPHCH4MBL | PC,IndNet,Cat5e,Shld,BL,4M | Patch Cord, IndustrialNET, Category 5e, Shielded, 600V, RJ45 plug to RJ45 plug, Black, 4 meter. | PC | 1 | 1 | 1 | 39.9
61305626061 | ISTPHCH4MBU | PC,IndNet,Cat5e,Shld,BU,4M | Patch Cord, IndustrialNET, Category 5e, Shielded, 600V, RJ45 plug to RJ45 plug, Blue, 4 meter. | PC | 1 | 1 | 1 | 49.87
61305626056 | ISTPHCH4MTL | PC,IndNet,Cat5e,Shld,TL,4M | Patch Cord, IndustrialNET, Category 5e, Shielded, 600V, RJ45 plug to RJ45 plug, Teal, 4 meter. | PC | 1 | 1 | 1 | 39.9
61305626059 | ISTPHCH4MYL | PC,IndNet,Cat5e,Shld,YL,4M | Patch Cord, IndustrialNET, Category 5e, Shielded, 600V, RJ45 plug to RJ45 plug, Yellow, 4 meter. | PC | 1 | 1 | 1 | 59.84
07498301519 | ISTPHCH5MBL | PC,IndNet,Cat5e,SHLD,600V,BL,5M | Patch cord, IndustrialNET, category 5e, shielded, 600V, RJ45 plug to RJ45 plug, black, 5 meter. | PC | 1 | 1 | 1 | 41.59
07498301520 | ISTPHCH5MBU | PC,IndNet,Cat5e,SHLD,600V,BU,5M | Patch cord, IndustrialNET, category 5e, shielded, 600V, RJ45 plug to RJ45 plug, blue, 5 meter. | PC | 1 | 1 | 1 | 50.83
07498301525 | ISTPHCH5MGY | PC,IndNet,Cat5e,SHLD,600V,GY,5M | Patch cord, IndustrialNET, category 5e, shielded, 600V, RJ45 plug to RJ45 plug, gray, 5 meter. | PC | 1 | 1 | 1 | 60.97
07498301535 | ISTPHCH5MRD | PC,IndNet,Cat5e,SHLD,600V,RD,5M | Patch cord, IndustrialNET, category 5e, shielded, 600V, RJ45 plug to RJ45 plug, red, 5 meter. | PC | 1 | 1 | 1 | 60.97
07498384869 | ISTPHCH5MTL | PC,IndNet,Cat5e,SHLD,600V,TL,5M | The IndustrialNet™ Cat 5e Shielded Patch Cord is constructed of industrial grade, 24 AWG, SF/UTP, twisted pair, stranded, CM cable with industrial bulkhead shielded modular plugs with black strain relief boots. It is designed to support high-flex applicat | PC | 1 | 1 | 1 | 41.59
07498301528 | ISTPHCH5MYL | PC,IndNet,Cat5e,SHLD,600V,YL,5M | Patch cord, IndustrialNET, category 5e, shielded, 600V, RJ45 plug to RJ45 plug, yellow, 5 meter. | PC | 1 | 1 | 1 | 60.97
61305634042 | ISTPHCH7MTL | Patch Cord, IndustrialNET, Cat5e, Shield |  | PC | 1 | 1 | 1 | 59.41
07498339736 | ISTPSP1MBL | IndNet,Cat6,SHLD,PC,Strdw/Caps,1M,EA | Patch cord constructed of industrial grade shielded Category 6 stranded cable with shielded modular plugs. Includes dust caps. | PC | 1 | 10 | 1 | 90.33
07498339737 | ISTPSP2MBL | IndNet,Cat6,SHLD,PC,StrdwCaps,2M,EA | Patch cord constructed of industrial grade shielded Category 6 stranded cable with shielded modular plugs. Includes dust caps, 2 meters. | PC | 1 | 10 | 1 | 100.51
07498339738 | ISTPSP3MBL | IndNet,Cat6,SHLD,PC,Strdw/oCaps,3M,EA | Patch cord constructed of industrial grade shielded Category 6 stranded cable with shielded modular plugs. Includes dust caps, 3 meters. | PC | 1 | 1 | 1 | 110.16
07498339741 | ISTPSP5MBL | IndNet,Cat6,SHLD,PC,Strdw/oCaps,5M,EA | Patch cord constructed of industrial grade shielded Category 6 stranded cable with shielded modular plugs. Includes dust caps, 5 meters. | PC | 1 | 1 | 1 | 129.84
61305622085 | ISX6004ABU-LED | Copper Cable, Industrial, Cat6 4-pair, 2 |  | RL | 1 | 6 | 1 | 1667.21
07498361562 | ISX6004AYL-LED | Cu,I,Cat6,4P,247AWGs,SFTP,PUR,YL,500mRL | Category 6, industrial, 4-Pair, S/FTP copper cable. Conductors are 24/7 AWG construction with PE insulation. Conductors are twisted in pairs, each of the 4 pairs are surrounded by a metallic foil with a braided shield and protected by a flame-retardant an | RL | 1 | 1 | 1 | 1515.64
61305625628 | ISX6X04ATL-LED | Copper Cable, Industrial, Cat 6A 4-pair, | Copper Cable, Industrial, Cat6A 4-pair, 24/7 AWG Stranded, S/FTP, PUR, 500m reel | RL | 1 | 1 | 1 | 1515.64
07498383795 | IUC5C04ABL-CEG | Cu,Cbl,Indl,Cat5e,4Pa,BL,1000ft,EA | The Category 5e U/UTP copper cable is constructed with stranded 24/7 AWG with high-density polyethylene (HDPE) insulation. The copper conductors are twisted in pairs and surrounded by a PVC jacket. The jacket is oil, UV, and abrasion-resistant for enhance | RL | 1 | 6 | 1 | 684.11
61305675549 | IURH6X04BL-UG | Industrial 600V, Category 6A, 4-pair, 2 | Industrial 600VAWM, Category 6A Solid Cable, 4-pair, 23/1 AWG, U/UTP, CMR, Black, 1000ft/305m reel | MF | 1000 | 1000 | 1000 | 1307.13
61305675548 | IURH6X04RD-UG | Industrial 600V, Category 6A, 4-pair, 2 | Industrial 600V, Category 6A AWM Solid Cable, 4-pair, 23/1 AWG, U/UTP, CMR, Red, 1000ft/305m reel | MF | 1000 | 1000 | 1000 | 1307.13
61305602258 | IURHT5C04BL-UG | E-NET,BL,CBL 22AWG RISR U/UTP 600V CAT5E | Category 5e Copper Cable, Industrial 600V PLTC, 4-pair, 22/1 AWG, U/UTP, CMR, Black, 1000ft/305m reel | MF | 1000 | 5000 | 1000 | 944.91
61305618113 | IUTP6X10MBL | Cat6A,IndNet,SFTPCbl/Unshielded,10m,EA | Category 6A IndustrialNet, SFTP Cable / Unshielded plugs, Patch Cord with Panduit Plug Caps, I0 meters length. | PC | 1 | 1 | 1 | 211.5
61305618119 | IUTP6X1MBL | Cat6A,IndNet,SFTPCbl/Unshielded,1m,EA | Category 6A IndustrialNet, SFTP Cable / Unshielded plugs, Patch Cord with Panduit Plug Caps, 1 meter length. | PC | 1 | 10 | 1 | 100.13
61305618114 | IUTP6X1MBLR | Cat6A,IndNet,SFTPCbl/Unshielded,1m,EA | Category 6A IndustrialNet, SFTP Cable / Unshielded plugs Patch Cord with one Plug Cap, 1 meter length. | PC | 1 | 1 | 1 | 77.71
61305618110 | IUTP6X2MBL | Cat6A,IndNet,SFTPCbl/Unshielded,2m,EA | Category 6A IndustrialNet, SFTP Cable / Unshielded plugs, Patch Cord with Panduit Plug Caps, 2 meter length. | PC | 1 | 10 | 1 | 117.17
61305618111 | IUTP6X3MBL | Cat6A,IndNet,SFTPCbl/Unshielded,3m,EA | Category 6A IndustrialNet, SFTP Cable / Unshielded plugs, Patch Cord with Panduit Plug Caps, 3 meter length. | PC | 1 | 1 | 1 | 124.87
61305618112 | IUTP6X5MBL | Cat6A,IndNet,SFTPCbl/Unshielded,5m,EA | Category 6A IndustrialNet, SFTP Cable / Unshielded plugs, Patch Cord with Panduit Plug Caps, 5 meter length | PC | 1 | 1 | 1 | 149.63
07498369430 | IUTPCH1.5BLY | IndNetCat5e,UTP,PCStrdw/Caps,1.5ft,EA | Patch cord constructed of industrial grade UTP Category 5e stranded cable with modular plugs. Includes dust caps. | PC | 1 | 10 | 1 | 49.14
07498305386 | IUTPCH10BLY | IndustrialNet,PC,Cat5e,UTP,10ft | Patch cord constructed of industrial grade UTP Category 5e stranded cable with modular plugs. Includes dust caps, 10 ft. | PC | 1 | 1 | 1 | 52.03
07498305387 | IUTPCH15BLY | IndustrialNet,PC,Cat5e,UTP,15ft | Patch cord constructed of industrial grade UTP Category 5e stranded cable with modular plugs. Includes dust caps, 15 ft. | PC | 1 | 1 | 1 | 53.54
07498305388 | IUTPCH20BLY | IndustrialNet,PC,Cat5e,UTP,20ft | Patch cord constructed of industrial grade UTP Category 5e stranded cable with modular plugs. Includes dust caps, 20 ft. | PC | 1 | 1 | 1 | 55.04
07498305389 | IUTPCH3BLY | IndustrialNet,PC,Cat5e,UTP,3ft | Patch cord constructed of industrial grade UTP Category 5e stranded cable with modular plugs. Includes dust caps, 3 ft. | PC | 1 | 1 | 1 | 49.9
07498305390 | IUTPCH5BLY | IndustrialNet,PC,Cat5e,UTP,5ft | Patch cord constructed of industrial grade UTP Category 5e stranded cable with modular plugs. Includes dust caps, 5 ft. | PC | 1 | 1 | 1 | 50.51
07498305391 | IUTPCH7BLY | IndustrialNet,PC,Cat5e,UTP,7ft | Patch cord constructed of industrial grade UTP Category 5e stranded cable with modular plugs. Includes dust caps, 7 ft. | PC | 1 | 1 | 1 | 51.16
07498301779 | IUTPCHBH1.25BL | IndustrialNet,PC,Cat5e,UTP,1.25ft | Industrial Ethernet internal enclosure patch cords/bulkhead assembly. RJ45 plug to IndustrialNet™ TX5e™ Bulkhead Connector. UTP, solid cable, 15" in length. Used to connect switch to gland mounted bulkhead. | PC | 1 | 10 | 1 | 35.87
61305626861 | IUTPSP30BL | IndustrialNet Cat 6 UTP Patch Cord Stran |  | PC | 1 | 1 | 1 | 86.44
61305616979 | MDC79 | PreConfMicDataCtr,42U,2SdPans,EA | Pre-Configured Micro Data Center, 42 RU, includes two side panels, network cabling, patch panels, cable management, grounding, and casters. | PC | 1 | 1 | 1 | 5647.85
61305616978 | MDC79D | PreConfMicDataCtr,42U,2SdPans,Pallet,EA | Pre-Configured Micro Data Center, 42 RU, includes two side panels, network cabling, patch panels, cable management, grounding, casters, shock pallet and ramp. | PC | 1 | 1 | 1 | 7847.24
61305657441 | MDC82NL | Pre-Configured Micro Data Center, NEMA T | Pre-Configured Micro Data Center, NEMA Type 12, 42U, one solid side panel, one side panel with cutout for 20k BTU AC, network cabling, patch panels, cable management, grounding, and casters | PC | 1 | 1 | 1 | 9591.5
61305657439 | MDC82NN | Pre-Configured Micro Data Center, NEMA T | The pre-configured Micro Data Center (MDC) is categorized as a NEMA Type 12 with 42 RU. The cabinet includes two solid side panels, network cabling, patch panels, cable management, grounding, and casters. The NEMA MDC allows 19" rack mount equipment to be | PC | 1 | 1 | 1 | 9591.5
61305657440 | MDC82NS | Pre-Configured Micro Data Center, NEMA T | Pre-Configured Micro Data Center, NEMA Type 12, 42U, one solid side panel, one side panel with cutout for 8-12k BTU AC, network cabling, patch panels, cable management, grounding, and casters | PC | 1 | 1 | 1 | 9591.5
07498342193 | MPI588T | ModulePlug,UTP,24AWG,EA | The IndustrialNet™ Cat 5e Modular Plug is 8-position, 8-wire. The plug terminates Cat 5e, industrial grade, 24 AWG, UTP copper cable. The bulkhead provides an IP67 rated seal that provides protection from dust and temporary immersion in water. Secondary s | PC | 1 | 10 | 1 | 28.37
07498342192 | MPSI588T | 24AWG,Cat5e,ShieldedMdlrPlgBlkhead | 8-position, 8-wire, shielded modular plug with bulkhead, for use with 24 AWG, Category 5e, shielded copper cable. | PC | 1 | 10 | 1 | 30.94
61305675621 | NWSE1412B | NEMA 4X Wireless Security Enclosure, 14" | NEMA 4X Wireless Security Enclosure 14" x 12" (356mm x 305mm); Blue, with Pre installed Pre-fabricated Backplane, 4CS-1/2 Electrical box, pole mounting bracket, 2 NEMA 4X compression fittings, includes UTP connectivity kit. | PC | 1 | 1 | 1 | 695.96
61305675622 | NWSE1412G | NEMA 4X Wireless Security Enclosure, 14" | NEMA 4X Wireless Security Enclosure 14" x 12" (356mm x 305mm); Grey, with Pre installed Pre-fabricated Backplane, 4CS-1/2 Electrical box, pole mounting bracket, 2 NEMA 4X compression fittings, includes UTP connectivity kit. | PC | 1 | 1 | 1 | 685.36
61305676544 | OFC144RST | Ribbon Fiber Splice Tray, 144 Ct. | Ribbon Fiber Splice Tray, 144 Ct. | PC | 1 | 1 | 1 | 92.41
61305676546 | OFC24SST | Single Fiber Splice Tray, 24 Ct. | Single Fiber Splice Tray, 24 Ct. | PC | 1 | 1 | 1 | 84.38
61305676545 | OFC40SST | Single Fiber Splice Tray, 40 Ct. | Single Fiber Splice Tray, 40 Ct. | PC | 1 | 1 | 1 | 92.41
61305676540 | OFCD1610BR | Dome closure, 16"x10" ,w/universal organ | Dome Closure, 16"x10" ,w/Universal Organizer | PC | 1 | 1 | 1 | 602.78
61305676541 | OFCD6517BF | Dome closure, 6.5"x17", w/ single fusion | Dome Closure, 6.5"x17", w/ Single Fusion Fiber Organizer | PC | 1 | 1 | 1 | 726.9
61305676542 | OFCD6517RF | Dome closure, 6.5"x17", w/ ribbon fusion | Dome Closure, 6.5"x17", w/ Ribbon Fusion Fiber Organizer | PC | 1 | 1 | 1 | 770.51
61305676543 | OFCD9519BF | Dome closure, 9.5"x19",w/ single fusion | Dome Closure, 9.5"x19",w/ Single Fusion Fiber Organizer | PC | 1 | 1 | 1 | 1407.4
61305676538 | OFCI1810BR | In-Line closure, 18.7"x10", accepts sing | In-Line Closure, 18.7"x10", Accepts Single Fusion & Ribbon Fusion Fibers | PC | 1 | 1 | 1 | 515.86
61305676539 | OFCP17BF | Pedestal closure, 9.5"x17",w/ single fus | Pedestal Closure, 9.5"x17",w/ Single Fusion Fiber Organizer | PC | 1 | 1 | 1 | 1998.16
61305673699 | PNPIV | IntraVUE™ Edge permanently licensed ap | The industrial software, IntraVUE™ Edge, is a permanently licensed appliance. IntraVUE™ Edge continuously monitors the status of all devices and switches within the network. IntraVUE™ Software will run perpetually, offering long term insights into network | PC | 1 | 1 | 1 | 4571.44
07498300713 | PZNDVK | ZnCblng,DrainandVentKit,NEMA4X,EA | NEMA 4X drain and vent kit. | PC | 1 | 1 | 1 | 78.81
07498300711 | PZNWE12 | ZnCblWlssEncl,12"X12",NEMA4X,PoE,UTP,EA | Wireless enclosure designed for Power over Ethernet applications. Includes UTP connectivity kit. External dimensions: 13.56"H x 13.47"W x 6.56"D(344.4mm x 342.1mm x 166.6mm).Internal dimensions: 11.70"H x 11.70"W x 6.29"D(297.2mm x 297.2mm x 159.8mm). | PC | 1 | 1 | 1 | 300.36
07498300712 | PZNWE14 | ZnCblWlssEncl,14"X12",NEMA4X,AC,UTP,EA | Wireless enclosure designed for traditional AC power applications. Includes UTP connectivity kit. External dimensions: 15.50"H x 13.50"W x 6.25"D(393.7mm x 342.9mm x 158.8mm).Internal dimensions: 13.53"H x 11.55"W x 5.94"D(343.7mm x 293.4mm x 150.9mm). | PC | 1 | 1 | 1 | 323.07
61305631439 | UPS00100DC | Maintenance-free,NoBAT,100Watts,EA | The Uninterruptible Power Supply (UPS) is maintenance free and requires no battery. The UPS is 100W and is 24 V DC. The ultracapacitor technology reduces the risk of downtime from battery failures and saves expenses on battery inspections and replacement. | PC | 1 | 1 | 1 | 1522.63
07498378276 | UPS003LSM | UPSLoadSenseModule,EA | The load sense module is an optional accessory for use in dual, redundant power supply configurations to monitor load on primary supply. This product is used as an accessory to the Uninterruptible Power Supply (UPS). | PC | 1 | 1 | 1 | 120.89
61305675999 | UVIB | Universal Voltage Isolation Barrier for | Universal Voltage Isolation Barrier | PC | 1 | 1 | 1 | 153
07498310135 | WNMS-APPL | Appliance Pkg.,all License Sizes | IntraVUE hardware appliance package. | PC | 1 | 1 | 1 | 770
07498344545 | Z22C-6 | 24x24,NEMA4X,PreCnf,Encl,EA,+CRDs/adptrs | Pre-Configured Network Zone System, 24" x 24", 316 stainless steel enclosure, for two industrial switches, includes (8) Cat 6 UTP copper patch cords and jacks, (2) MM LC fiber patch cords with (6) LC adaptors, backplane and cable management. | PC | 1 | 1 | 1 | 3582.1
07498358449 | Z22C-6S | 24x24,NEMA4X,PreCnf,SHLD,EA,+CRDs/adptrs | Pre-Configured Network Zone System, 24" x 24", 316 stainless steel enclosure, for two industrial switches, includes (8) Cat 6A STP copper patch cords and jacks, (2) MM LC fiber patch cords with (6) LC adaptors, backplane and cable management. | PC | 1 | 1 | 1 | 3622.27
61305676001 | Z22C-FS | Pre-Configured Network Zone System; 24" |  | PC | 1 | 1 | 1 | 3956.48
07498325932 | Z22C-S | 24x24,PreCnf,Encl,BCKPLN,EA,+CRDs/adptrs | The network zone system is a mild steel enclosure that is 24" x 24". This network zone system is made for two industrial switches and includes eight Cat 6 UTP copper patch cords and jack modules, two multimode LC fiber patch cords with six LC adapters, ba | PC | 1 | 1 | 1 | 1798.97
07498336497 | Z22C-SS | 24x24,PreCnf,SHLD,BCKPLN,EA,+CRDs/adptrs | Pre-Configured Network Zone System, 24" x 24", mild steel enclosure, for two industrial switches, includes (8) Cat 6A STP copper patch cords and jacks, (2) MM LC fiber patch cords with (6) LC adaptors, backplane and cable management. | PC | 1 | 1 | 1 | 1838.37
61305602602 | Z22U-611 | UNZS,24"x24",316SS,8CAT6UTP,2MMLC,UPS,EA | Universal Network Zone System, 24" x 24", 316 stainless steel enclosure, for one industrial switch, includes (8) Cat 6 UTP copper patch cords and jacks, (2) MM LC fiber uplink patch cords with (6) adaptors, and redundant power supplies, battery UPS. | PC | 1 | 1 | 1 | 6995.14
61305602603 | Z22U-614 | UNZS,24"x24",316SS,(8)CAT6UTP,(2)MMLC,EA | Universal Network Zone System, 24" x 24", 316 stainless steel enclosure, for one industrial switch, includes (8) Cat 6 UTP copper patch cords and jacks, (2) MM LC fiber uplink patch cords with (6) adaptors, and redundant power supplies. | PC | 1 | 1 | 1 | 6093.57
61305602609 | Z22U-614S | UNZS,24"x24",316SS,(8)CT6ASTP,(2)MMLC,EA | Universal Network Zone System, 24" x 24", 316 stainless steel enclosure, for one industrial switch, includes (8) Cat 6A STP copper patch cords and jacks, (2) MM LC fiber uplink patch cords with (6) adaptors and redundant power supplies. | PC | 1 | 1 | 1 | 6132.97
61305639562 | Z22U-615S | Universal Network Zone System; 24" x 24" | Universal Network Zone System; 24" x 24"; 316 stainless steel enclosure; for one industrial switch; includes (8) Cat 6A STP copper patch cords and jacks, (2) MM LC fiber uplink patch cords with (6) adaptors, redundant power supplies and maintenance-free U | PC | 1 | 1 | 1 | 7561.01
61305602599 | Z22U-S11 | UNZS,24"x24",MildS,8CAT6UTP,2MMLC,UPS,EA | Universal Network Zone System, 24" x 24", mild steel enclosure, for one industrial switch, includes (8) Cat 6 UTP copper patch cords and jacks, (2) MM LC fiber uplink patch cords with (6) adaptors and redundant power supplies, battery UPS. | PC | 1 | 1 | 1 | 5280.25
61305602605 | Z22U-S11S | UNZS,24"x24",MldS,8CAT6ASTP,2MMLC,UPS,EA | Universal Network Zone System, 24" x 24", mild steel enclosure, for one industrial switch, includes (8) Cat 6A STP copper patch cords and jacks, (2) MM LC fiber uplink patch cords with (6) adaptors and redundant power supplies, battery UPS. | PC | 1 | 1 | 1 | 5319.65
61305602600 | Z22U-S14 | UNZS,24"x24",MildS,(8)CAT6UTP,(2)MMLC,EA | The universal network zone system is a mild steel enclosure that is 24" x 24”. This network zone system is made for one industrial switch and includes eight Cat 6 UTP copper patch cords and jack modules, two multimode LC fiber uplink patch cords with six | PC | 1 | 1 | 1 | 4378.67
61305602606 | Z22U-S14S | UNZS,24"x24",MldS,(8)CAT6ASTP,(2)MMLC,EA | The universal network zone system is a mild steel enclosure that is 24" x 24”. This network zone system is made for one industrial switch and includes eight Cat 6 shielded copper patch cords and jack modules, two multimode LC fiber uplink patch cords with | PC | 1 | 1 | 1 | 4418.07
61305639559 | Z22U-S15 | Universal Network Zone System; 24" x 24" | The universal network zone system is a mild steel enclosure that is 24" x 24”. This network zone system is made for one industrial switch and includes eight Cat 6 UTP copper patch cords and jack modules, two multimode LC fiber uplink patch cords with six | PC | 1 | 1 | 1 | 5909.08
61305639560 | Z22U-S15S | Universal Network Zone System; 24" x 24" | The universal network zone system is a mild steel enclosure that is 24" x 24”. This network zone system is made for one industrial switch and includes eight Cat 6 shielded STP copper patch cords and jack modules, two MM LC fiber uplink patch cords with si | PC | 1 | 1 | 1 | 6089.68
61305602601 | Z22U-S16 | UNZS,24x24,MildS,CAT6UTP,MMLC,UPS,PoE,EA | Universal Network Zone System, 24" x 24", mild steel enclosure, for one industrial switch, includes (8) Cat 6 UTP copper patch cords and jacks, (2) MM LC fiber uplink patch cords with (6) adaptors and redundant power supplies, battery UPS, PoE | PC | 1 | 1 | 1 | 6125.09
61305602607 | Z22U-S16S | UNZS,24x24,MldS,16CAT6ASTP,4MMLC,UPS,PoE | Universal Network Zone System, 24" x 24", mild steel, for two industrial switches, includes (8) Cat 6A STP copper patch cords and jacks, (2) MM LC fiber uplink patch cords with (6) adaptors and redundant power supplies, battery UPS, PoE. | PC | 1 | 1 | 1 | 6164.49
61305679489 | Z22U-S24S | Universal Network Zone System; 24" x 24" |  | PC | 1 | 1 | 1 | 4807.4
07498343075 | Z23C-6 | 24x36,NEMA4X,PreCnf,Encl,EA,+CRDs/adptrs | Pre-Configured Network Zone System, 24" x 36", 316 stainless steel enclosure, for two industrial switches, includes (16) Cat 6 UTP copper patch cords and jacks, (4) MM LC fiber patch cords with (6) adaptors, backplane and cable management. | PC | 1 | 1 | 1 | 4114.61
07498362609 | Z23C-6S | 24x36,NEMA4X,PreCnf,SHLD,EA,+CRDs/adptrs | Pre-Configured Network Zone System, 24" x 36", 316 stainless steel enclosure, for two industrial switches, includes (16) Cat 6A STP copper patch cords and jacks, (4) MM LC fiber patch cords with (6) adaptors, backplane and cable management. | PC | 1 | 1 | 1 | 4194.95
07498325930 | Z23C-S | 24x36,PreCnf,Encl,BCKPLN,EA,+CRDs/adptrs | The network zone system is a mild steel enclosure that is 24" x 36". This network zone system is made for two industrial switches and includes sixteen Cat 6 UTP copper patch cords and jack modules, four multimode LC fiber patch cords with six LC adapters, | PC | 1 | 1 | 1 | 2157.4
07498327068 | Z23C-SS | 24x36,PreCnf,SHLD,BCKPLN,EA,+CRDs/adptrs | Pre-Configured Network Zone System, 24" x 36", mild steel enclosure, for two industrial switches, includes (16) Cat 6A STP copper patch cords, (4) MM LC fiber patch cords with (6) adaptors, backplane and cable management. | PC | 1 | 1 | 1 | 2236.23
61305602589 | Z23U-621 | UNZS,24x36,316SS,2SW,16CAT6UTP,4MMLC,UPS | Universal Network Zone System, 24" x 36", 316 stainless steel, for two industrial switches, includes (16) Cat 6 UTP copper patch cords and jacks, (4) MM LC fiber uplink patch cords with (6) adaptors and redundant power supplies, battery UPS. | PC | 1 | 1 | 1 | 7661.86
61305602598 | Z23U-621S | UNZS,24x36,316SS,2SW,16CT6ASTP,4MMLC,UPS | Universal Network Zone System, 24" x 36", 316 stainless steel, for two industrial switches, includes (16) Cat 6A STP copper patch cords and jacks, (4) MM LC fiber uplink patch cords with (6) adaptors and redundant power supplies, battery UPS. | PC | 1 | 1 | 1 | 7740.68
61305602597 | Z23U-624S | UNZS,24x36,316SS,2SW,16CAT6ASTP,4MMLC,EA | Universal Network Zone System, 24" x 36", 316 stainless steel, for two industrial switches, includes (16) Cat 6A STP copper patch cords and jacks, (4) MM LC fiber uplink patch cords with (6) adaptors and redundant power supplies. | PC | 1 | 1 | 1 | 6839.11
61305639553 | Z23U-625 | Universal Network Zone System; 24" x 36" | Universal Network Zone System; 24" x 36"; 316 stainless steel enclosure; for two industrial switches; includes (16) Cat 6 UTP copper patch cords and jacks, (4) MM LC fiber uplink patch cords with (6) adaptors, redundant power supplies and (2) maintenance- | PC | 1 | 1 | 1 | 9567.49
61305602591 | Z23U-626 | UNZS,24x36,316SS,2SW,CT6UTP,MMLC,UPS,PoE | Universal Network Zone System, 24" x 36", 316 stainless steel, for two industrial switches, includes (16) Cat 6 UTP copper patch cords and jacks, (4) MM LC fiber uplink patch cords with (6) adaptors and redundant power supplies, battery UPS, POE. | PC | 1 | 1 | 1 | 8506.72
61305639555 | Z23U-S15 | Universal Network Zone System; 24" x 36" | Universal Network Zone System; 24" x 36"; mild steel enclosure; for one industrial switch; includes (16) Cat 6 UTP copper patch cords and jacks, (2) MM LC fiber uplink patch cords and (6) adaptors, redundant power supplies and maintenance-free UPS | PC | 1 | 1 | 1 | 6367.15
61305602584 | Z23U-S21 | UNZS,24x36,MildS,2SW,16CAT6UTP,4MMLC,UPS | The universal network zone system is a mild steel enclosure that is 24" x 36”. This network zone system is made for two industrial switches and includes sixteen Cat 6 UTP copper patch cords and jack modules, four multimode LC fiber uplink patch cords with | PC | 1 | 1 | 1 | 5783.05
61305602581 | Z23U-S21S | UNZS,24x36,MldS,2SW,16CAT6ASTP,4MMLC,UPS | The universal network zone system is a mild steel enclosure that is 24" x 36”. This network zone system is made for two industrial switches and includes sixteen Cat 6 shielded copper patch cords and jack modules, four multimode LC fiber uplink patch cords | PC | 1 | 1 | 1 | 5861.87
61305602582 | Z23U-S24 | UNZS,24"x36",MldS,2SW,16CAT6UTP,4MMLC,EA | The universal network zone system is a mild steel enclosure that is 24" x 36”. This network zone system is made for two industrial switches and includes sixteen Cat 6 UTP copper patch cords and jack modules, four multimode LC fiber uplink patch cords with | PC | 1 | 1 | 1 | 4881.47
61305602580 | Z23U-S24S | UNZS,24"x36",MldS,2SW,16CT6ASTP,4MMLC,EA | The universal network zone system is a mild steel enclosure that is 24" x 36”. This network zone system is made for two industrial switches and includes sixteen Cat 6 shielded copper patch cords and jack modules, four multimode LC fiber uplink patch cords | PC | 1 | 1 | 1 | 4960.28
61305639549 | Z23U-S25 | Universal Network Zone System; 24 x 36; | Universal Network Zone System; 24" x 36"; mild steel enclosure; for two industrial switches; includes (16) Cat 6 UTP copper patch cords and jacks, (4) MM LC fiber uplink patch cords with (6) adaptors, redundant power supplies and (2) maintenance-free UPS' | PC | 1 | 1 | 1 | 8009.03
61305639552 | Z23U-S25S | Universal Network Zone System; 24 x 36; | Universal Network Zone System; 24" x 36"; mild steel enclosure; for two industrial switches; includes (16) Cat 6A STP copper patch cords and jacks, (4) MM LC fiber uplink patch cords with (6) adaptors, redundant power supplies and (2) maintenance-free UPS | PC | 1 | 1 | 1 | 8091.12
61305661091 | ZDF24-S25 | Universal distribution frame 12U for two | Universal distribution frame 12U for two industrial switches, fiber tray, (1) 48-port patch panel, (1) 4U DIN mount bracket, (1) Maintenance-free UPS, redundant supplies AC to DC, terminal blocks, wiring for 120 V AC input | PC | 1 | 1 | 1 | 7966.08
61305626859 | ZDF242430 | Preconf indl distrn frame encl 12U,EA | The pre-configured industrial distribution frame (IDF) is 12 RU and is made for two 19" rack mount switches. The IDF is engineered to deploy and protect 19" rack mount switches on the factory floor. The IDF protects switches, both physically and thermally | PC | 1 | 1 | 1 | 3902.84
61305625925 | ZDF242430-6 | Preconf 316stlss indl distrn encl 12U,EA | Pre-configured industrial distribution frame enclosure, 12U, 316 stainless steel, ready for two access or two distribution switches. | PC | 1 | 1 | 1 | 7760.85
61305674755 | ZDF242430DA2 | Pre-configured industrial distribution f | Pre-Configured Industrial Distribution frame enclosure, 12U, mild steel, ready for two access or two distribution switches, pre-installed with horizontal P08D09M intelligent MI series PDU and 125 kHz ACE02 low frequency card reader. | PC | 1 | 1 | 1 | 6058.78
61305616854 | ZDF48-6EA | PreConfIndlDistrnFrmEncl,316SS,EMEA,EA | Pre-configured industrial distribution frame enclosure, 316 stainless steel, ready for two access and two distribution switches for EMEA/APJ. | PC | 1 | 1 | 1 | 9357.79
61305616855 | ZDF48-6RA | PreConfIndlDistrnFrmEncl,316SS,EA | Pre-configured industrial distribution frame enclosure, 316 stainless steel, ready for two access and two distribution switches. | PC | 1 | 1 | 1 | 9402.69
07498310093 | ZDF48-EA | PreConf,IDFEncl,SwRdy,2A,J-EMEA,EA | Pre-configured industrial distribution frame enclosure ready for two access and two distribution switches for EMEA/APJ | PC | 1 | 1 | 1 | 4877.18
07498397494 | ZDF48-RA | PreConf,IDFEncl,SwRdy,2Access,EA | The pre-configured industrial distribution frame (IDF) is 26 RU and is made for up to five 19" rack mount switches. The IDF is engineered to deploy and protect 19" rack mount switches on the factory floor. The IDF protects switches, both physically and th | PC | 1 | 1 | 1 | 4877.18
61305674769 | ZDF48-RADA2 | Pre-configured industrial distribution f | Pre-Configured Industrial Distribution frame enclosure, 26U, mild steel, ready for two access and two distribution switches, pre-installed with horizontal P08D09M intelligent MI series PDU and 125 kHz ACE02 low frequency card reader. | PC | 1 | 1 | 1 | 7004.49
61305666742 | ZDF48-S65 | Universal distribution frame 26U for six | Universal distribution frame 26U for six industrial switches, fiber tray, (3) 48-port patch panels, (3) 4U DIN mount brackets, (3) Maintenance-free UPSs, redundant supplies AC to DC, terminal blocks, wiring for 120 V AC input | PC | 1 | 1 | 1 | 17267.2
61305676658 | ZDFFK-FS12 | Singlemode fiber terminations via fusion |  | KT | 1 | 1 | 1 | 564.6
61305676659 | ZDFFK-MC12 | Singlemode fiber terminations via mechan |  | KT | 1 | 1 | 1 | 631.16
61305666746 | ZDINS24 | Tier for 2 industrial switches | Expansion Tier for 2 industrial switches, (1) 48-port patch panel, (1) 4U DIN bracket, (2) power supplies AC to DC, terminal blocks, wiring for 120 V AC input | PC | 1 | 1 | 1 | 2521.91
61305666747 | ZDINS25 | Tier for 2 industrial switches | Expansion Tier for 2 industrial switches, (1) 48-port patch panel, (1) 4U DIN bracket, (1) Maintenance-free UPS, (2) power supplies AC to DC, terminal blocks, wiring for 120 V AC input | PC | 1 | 1 | 1 | 4176.92
61305630850 | ZFLEX1 | HD Flex Cassette mouting bracket for one | HD Flex Cassette mounting bracket for one 6-port cassette in Network Zone System - Used in Z22X-X, Z23X-X Network Zone Enclosures to mount Fiber Cassettes | KT | 1 | 1 | 1 | 105.93
61305631199 | ZFLEX2 | HD Flex Cassette mounting bracket for tw | HD Flex Cassette mounting bracket for two 6-port cassettes in Network Zone System - Used in Z22X-X, Z23X-X Network Zone Enclosures to mount Fiber Cassettes | KT | 1 | 1 | 1 | 154.47
07498333573 | IAECC5EBL | Industrial 5e Coupler, BL,EA | Category 5e, industrial ethernet coupler, black. | PC | 1 | 10 | 1 | 13.61
07498300414 | IAEF617P-7PM3 | IP67LCDuplexpatchcord,mm3Meters,EA | Industrial LC to LC multimode duplex patch cord - 62.5/125µm. 3 meters. | PC | 1 | 1 | 1 | 343.67
61305634697 | IFRH5C02TL-UG | PANDUIT INDUSTRIAL ETHERNET/IP CABLE CAT |  | MF | 1000 | 20000 | 1000 | 708.69
61305602250 | IFRH6C04RD-UG | Cu,I600V,Cat6,4P,231AWG,FUTP,RD,305mRL | Copper Cable, Industrial 600V, Cat6, 4-pair, 23/1 AWG, F/UTP, CMR, Red, 1000ft/305m reel | MF | 1000 | 1000 | 1000 | 1070.9
07498384136 | ISPS688FA | IndustrialNet,RJ45Plug,8pos,27-22A,EA | 8-position, IndustrialNet, RJ45 plug, field terminable, for use with solid 24/1 - 22/1 AWG and stranded 27/7 - 22/7 AWG, conductor diameter 1.0 - 1.6mm, Category 6A, UTP and STP copper cable. | PC | 1 | 1 | 1 | 24.61
07498305380 | ISTPCH3MBLY | IndNetCat5e,ShldPCStrdw/Caps,3M,RL | Patch cord constructed of industrial grade shielded Category 5e stranded cable with shielded modular plugs. Does not include dust caps. | PC | 1 | 1 | 1 | 66.36
07498301552 | ISTPHCH15MGY | PC,IndNet,Cat5e,SHLD,600V,GY,15M | Patch cord, IndustrialNET, category 5e, shielded, 600V, RJ45 plug to RJ45 plug, gray, 15 meter. | PC | 1 | 1 | 1 | 124.41
07498301777 | ISTPHCH15MRD | PC,IndNet,Cat5e,SHLD,600V,RD,15M | Patch cord, IndustrialNET, category 5e, shielded, 600V, RJ45 plug to RJ45 plug, red, 15 meter. | PC | 1 | 1 | 1 | 124.41
07498300795 | ISTPHCH1MGY | PC,IndNet,Cat5e,SHLD,600V,GY,1M | Patch cord, IndustrialNET, category 5e, shielded, 600V, RJ45 plug to RJ45 plug, gray, 1 meter. | PC | 1 | 10 | 1 | 47.24
61305626048 | ISTPHCH2.5MGY | PC,IndNet,Cat5e,Shld,GY,2.5M | Patch Cord, IndustrialNET, Category 5e, Shielded, 600V, RJ45 plug to RJ45 plug, Gray, 2.5 meter. | PC | 1 | 1 | 1 | 49.44
07498302343 | ISTPHCH20MGY | PC,IndNet,Cat5e,SHLD,600V,GY,20M | Patch cord, IndustrialNET, category 5e, shielded, 600V, RJ45 plug to RJ45 plug, gray, 20 meter. | PC | 1 | 1 | 1 | 162.21
07498302434 | ISTPHCH20MRD | PC,IndNet,Cat5e,SHLD,600V,RD,20M | Patch cord, IndustrialNET, category 5e, shielded, 600V, RJ45 plug to RJ45 plug, red, 20 meter. | PC | 1 | 1 | 1 | 162.21
07498302435 | ISTPHCH20MYL | PC,IndNet,Cat5e,SHLD,600V,YL,20M | Patch cord, IndustrialNET, category 5e, shielded, 600V, RJ45 plug to RJ45 plug, yellow, 20 meter. | PC | 1 | 1 | 1 | 162.21
61305626051 | ISTPHCH3.5MBL | PC,IndNet,Cat5e,Shld,BL,3.5M | Patch Cord, IndustrialNET, Category 5e, Shielded, 600V, RJ45 plug to RJ45 plug, Black, 3.5 meter. | PC | 1 | 1 | 1 | 38.06
61305626054 | ISTPHCH3.5MGY | PC,IndNet,Cat5e,Shld,GY,3.5M | Patch Cord, IndustrialNET, Category 5e, Shielded, 600V, RJ45 plug to RJ45 plug, Gray, 3.5 meter. | PC | 1 | 1 | 1 | 57.1
61305626064 | ISTPHCH4.5MRD | PC,IndNet,Cat5e,Shld,RD,4.5M | Patch Cord, IndustrialNET, Category 5e, Shielded, 600V, RJ45 plug to RJ45 plug, Red, 4.5 meter. | PC | 1 | 1 | 1 | 61.03
61305626060 | ISTPHCH4MGY | PC,IndNet,Cat5e,Shld,GY,4M | Patch Cord, IndustrialNET, Category 5e, Shielded, 600V, RJ45 plug to RJ45 plug, Gray, 4 meter. | PC | 1 | 1 | 1 | 59.84
61305626058 | ISTPHCH4MRD | PC,IndNet,Cat5e,Shld,RD,4M | Patch Cord, IndustrialNET, Category 5e, Shielded, 600V, RJ45 plug to RJ45 plug, Red, 4 meter. | PC | 1 | 1 | 1 | 59.84
61305625456 | ISX6004AIG-LED | Copper Cable, Industrial, Cat6 4-pair, 2 |  | RL | 1 | 6 | 1 | 1649.83
61305622087 | ISX6004ATL-LED | Copper Cable, Industrial, Cat6 4-pair, 2 |  | RL | 1 | 1 | 1 | 1515.64
07498304045 | ISX6004AYL-LD-S | Copper Cable, Industrial, Cat6 4-pair, 2 |  | RL | 1 | 1 | 1 | 1390.86
07498383817 | IUC6C04ABL-CEG | Cu,I,Cat6,4P,247AWGs,UUTP,CM,BL,305mRL | This Category 6 U/UTP copper cable is constructed with stranded 24/7 AWG with high-density polyethylene (HDPE) insulation. The copper conductors are twisted in pairs and separated by a divider and then be surrounded by a PVC jacket. It provides a great ba | RL | 1 | 6 | 1 | 1101.14
07498339502 | IUTPSP15BL | IndustrialNet,PC,Cat6,UTP,15ft | Patch cord constructed of industrial grade UTP Category 6 stranded cable with modular plugs. Includes dust caps, 15 ft. | PC | 1 | 1 | 1 | 82.63
61305617285 | MPIV5C | Industrial Variant 5 Bulkhead Modular Pl | Industrial Variant 5 Bulkhead Mounting Plug protection cap | PC | 1 | 1 | 1 | 39.37
61305617284 | MPSIV56XT | Industrial Variant 5 STP Cat6a RJ45 Modu | Industrial Variant 5 Category 6A, RJ45 Modular STP Plug | PC | 1 | 1 | 1 | 125.99
61305681746 | Z22C-F | Pre-Configured Network Zone System; 24" |  | PC | 1 | 1 | 1 | 3916.32
61305602608 | Z22U-611S | UNZS,24"x24",316SS,8CT6ASTP,2MMLC,UPS,EA | Universal Network Zone System, 24" x 24", 316 stainless steel enclosure, for one industrial switch, includes (8) Cat 6A STP copper patch cords and jacks, (2) MM LC fiber uplink patch cords with (6) adaptors and redundant power supplies, battery UPS. | PC | 1 | 1 | 1 | 7034.55
61305639561 | Z22U-615 | Universal Network Zone System; 24" x 24" | Universal Network Zone System; 24" x 24"; 316 stainless steel enclosure; for one industrial switch; includes (8) Cat 6 UTP copper patch cords and jacks, (2) MM LC fiber uplink patch cords with (6) adaptors, redundant power supplies and maintenance-free UP | PC | 1 | 1 | 1 | 7482.18
61305602604 | Z22U-616 | UNZS,24x24,316SS,CAT6UTP,MMLC,UPS,PoE,EA | Universal Network Zone System, 24" x 24", 316 stainless steel enclosure, for one industrial switch, includes (8) Cat 6 UTP copper patch cords and jacks, (2) MM LC fiber uplink patch cords with (6) adaptors, and redundant power supplies, battery UPS, POE. | PC | 1 | 1 | 1 | 7839.99
61305602610 | Z22U-616S | UNZS,24x24,316SS,CT6ASTP,MMLC,UPS,PoE,EA | Universal Network Zone System, 24" x 24", 316 stainless steel enclosure, for one industrial switch, includes (8) Cat 6A STP copper patch cords and jacks, (2) MM LC fiber uplink patch cords with (6) adaptors and redundant power supplies, battery UPS, POE. | PC | 1 | 1 | 1 | 7879.39
07498302444 | Z23C-6/SM | NEMA 4X PreConf industrial zn encl,EA | 24" x 36" NEMA 4X Industrial zone enclosure with pre-configured backplane, cable management and high voltage isolation barrier for up to two indusrial switches with single-mode fiber. | PC | 1 | 1 | 1 | 3918.45
61305681745 | Z23C-F | 24"x36", PreConf,Encl,316SS,EA | Pre-Configured Network Zone System; 24" x 36", 316 stainless steel sloped top enclosure, for two industrial switches; includes (16) Cat 6 UTP copper patch cords and jacks, (4) MM LC fiber patch cords with (6) adaptors, backplane and cable management. | PC | 1 | 1 | 1 | 4482.57
61305681747 | Z23C-FS | 24" x 36" NEMA 4X Pre-configured industr | Pre-Configured Network Zone System; 24" x 36", 316 stainless steel sloped top enclosure, for two industrial switches; includes (16) Cat 6 STP copper patch cords and jacks, (4) MM LC fiber patch cords with (6) adaptors, backplane and cable management. | PC | 1 | 1 | 1 | 4562.91
61305639557 | Z23U-615 | Universal Network Zone System; 24" x 36" | Universal Network Zone System; 24" x 36"; 316 stainless steel enclosure; for one industrial switch; includes (16) Cat 6 UTP copper patch cords and jacks, (2) MM LC fiber uplink patch cords with (6) adaptors, redundant power supplies and maintenance-free U | PC | 1 | 1 | 1 | 7991.29
61305639558 | Z23U-615S | Universal Network Zone System; 24" x 36" | Universal Network Zone System; 24" x 36"; 316 stainless steel enclosure; for one industrial switch; includes (16) Cat 6A STP copper patch cords and jacks, (2) MM LC fiber uplink patch cords with (6) adaptors, redundant power supplies and maintenance-free | PC | 1 | 1 | 1 | 8070.11
61305602590 | Z23U-624 | UNZS,24"x36",316SS,2SW,16CT6UTP,4MMLC,EA | Universal Network Zone System, 24" x 36", 316 stainless steel, for two industrial switches, includes (16) Cat 6 UTP copper patch cords and jacks, (4) MM LC fiber uplink patch cords with (6) adaptors and redundant power supplies. | PC | 1 | 1 | 1 | 6760.29
61305639554 | Z23U-625S | Universal Network Zone System; 24" x 36" | Universal Network Zone System; 24" x 36"; 316 stainless steel enclosure; for two industrial switches; includes (16) Cat 6A STP copper patch cords and jacks, (4) MM LC fiber uplink patch cords with (6) adaptors, redundant power supplies and (2) maintenance | PC | 1 | 1 | 1 | 9646.3
61305602596 | Z23U-626S | UNZS,24x36,316SS,2SW,C6ASTP,MMLC,UPS,PoE | Universal Network Zone System, 24" x 36", 316 stainless steel, for two industrial switches, includes (16) Cat 6A STP copper patch cords and jacks, (4) MM LC fiber uplink patch cords with (6) adaptors and redundant power supplies, battery UPS, POE. | PC | 1 | 1 | 1 | 8585.52
61305639556 | Z23U-S15S | Universal Network Zone System; 24" x 36" | Universal Network Zone System; 24" x 36"; mild steel enclosure; for one industrial switch; includes (16) Cat 6A STP copper patch cords and jacks, (2) MM LC fiber uplink patch cords with (6) adaptors, redundant power supplies and maintenance-free UPS. | PC | 1 | 1 | 1 | 6449.25
61305602583 | Z23U-S26 | UNZS,24x36,MldS,2SW,CAT6UTP,MMLC,UPS,PoE | Universal Network Zone System, 24" x 36", mild steel enclosure, for two industrial switches, includes (16) Cat 6 UTP copper patch cords and jacks, (4) MM LC fiber uplink patch cords with (6) adaptors and redundant power supplies, battery UPS, PoE. | PC | 1 | 1 | 1 | 6627.88
61305602560 | Z23U-S26S | UNZS,24x36,MldS,2SW,CT6ASTP,MMLC,UPS,PoE | Universal Network Zone System, 24" x 36", mild steel enclosure, for two industrial switches, includes (16) Cat 6A STP copper patch cords and jacks, (4) MM LC fiber uplink patch cords with (6) adaptors and redundant power supplies, battery UPS, PoE. | PC | 1 | 1 | 1 | 6706.71